## About
BPMCCS BAU Policy Mandated Capacity Construction Schedule
Sources: | EIA
2025-02-25
Electric Power Monthly
https://www.eia.gov/electricity/monthly/
Tables 6_03 and 6_05
EIA
2024
EIA Form 860 with data for 2023
https://www.eia.gov/electricity/data/eia860/
Note:
The purpose of this variable is to specify the electricity generating capacity
in MW that will be built each year in the BAU case before the model considers
what else to build in order to satisfy demand, satisfy an RPS (in the policy
case), etc.
For 2021-2023, we use historical data from Form 860.
We use EIA Monthly data on new generating units for 2024 and
planned generator additions from the EIA's Electric Power Monthly database
for future years only if they have received regulatory permits.

## Cross-Page Data
Form 860 Prime Mover Codes |  | Form 860 Energy Source Codes |  |  | Cross-walk for 2-check fuels
Prime Mover Code | Prime Mover Description | Code | Energy Source Description | Corresponding Model Subscript | Fuel Type | Primer Mover | Model Energy Source
BA | Energy Storage, Battery | AB | Agriculture Crop Byproducts/Straw/Energy Crops | biomass | NG | CA | natural gas combined cycle
CE | Energy Storage, Compressed Air | ANT | Anthracite Coal | hard coal | NG | CC | natural gas combined cycle
CP | Energy Storage, Concentrated Solar Power | BFG | Blast-Furnace Gas | other | NG | CE | other
FW | Energy Storage, Flywheel | BIT | Bituminous Coal | hard coal | NG | CS | natural gas combined cycle
PS | Energy Storage, Reversible Hydraulic Turbine (Pumped Storage) | BLQ | Black Liquor | biomass | NG | CT | natural gas combined cycle
ES | Energy Storage, Other (specify in SCHEDULE 7) | CUR | Water, Current | hydro | NG | FC | other
ST | Steam Turbine, including nuclear, geothermal and solar steam (does not include combined cycle) | DFO | Disillate Fuel Oil (all Diesel, and No. 1, No. 2, and No. 4 Fuel Oils) | petroleum | NG | GT | natural gas peaker
GT | Combustion (Gas) Turbine (does not include the combustion turbine part of a combined cycle; see code CT, below) | GEO | Geothermal | geothermal | NG | IC | natural gas peaker
IC | Internal Combustion Engine (diesel, piston, reciprocating) | JF | Jet Fuel | petroleum | NG | OT | other
CA | Combined Cycle Steam Part | KER | Kerosene | other | NG | ST | natural gas steam turbine
CT | Combined Cycle Combustion Turbine Part | LFG | Landfill Gas | biomass | WAT | HY | hydro
CS | Combined Cycle Single Shaft (combustion turbine and steam turbine share a single generator) | LIG | Lignite | lignite | WAT | PS | other
CC | Combined Cycle Total Unit (use only for plants/generators that are in planning stage, for which specific generator details cannot be provided) | MWH | Megawatt Hour (MWh) | other | SUN | PV | solar pv
HA | Hydrokinetic, Axial Flow Turbine | MSB | Biogenic Municipal Solid Waste | municipal solid waste | SUN | ST | solar thermal
HB | Hydrokinetic, Wave Buoy | MSN | Non-biogenic Municipal Solid Waste | municipal solid waste | WND | WT | onshore wind
HK | Hydrokinetic, Other (specify in SCHEDULE 7) | MSW | Municipal Solid Waste | municipal solid waste | WND | WS | offshore wind
HY | Hydroelectric Turbine (includes turbines associated with delivery of water by pipeline) | NA | Not Available at this Time | other
BT | Turbines Used in a Binary Cycle (including those used for geothermal applications) | NG | Natural Gas | natural gas | Note that NG steam turbines and solar thermal use the same prime mover code.
PV | Photovoltaic | NUC | Nuclear (Uranium, Plutonium, Thorium) | nuclear
WT | Wind Turbine, Onshore | OBG | Other Biomass Gases (Digester Gas, Methane, and other Biomass Gases) | biomass
WS | Wind Turbine, Offshore | OBL | Other Biomass Liquids (Fish Oil, Liquid Acetonitrite Waste, Medical Waste, Tall Oil, ethanol, Waste Alcohol, and other Biomass Liquids not specified) | biomass
FC | Fuel Cell | OBS | Other Biomass Solids (Animal Manure and Waste, Solid Byproducts, and Other Solid Biomass not specified) | biomass
OT | Other (specify in SCHEDULE 7) | OG | Other Gas (Coke-Oven, Coal Processes, Butane, Refinery, Other Process) | other
|  | OTH | Other (Batteries, Chemicals. Hydrogen, Pitch, Sulfur, Miscellaneous technologies) | other
|  | PC | Petroleum Coke | petroleum
|  | PG | Propane | other
|  | PUR | Purchased Steam | other
|  | RC | Refined Coal | hard coal
|  | RFO | Residual Fuel Oil (Include No. 5, and No. 6 Fuel Oil, and Bunker C Fuel Oil) | petroleum
|  | SC | Coal-based Synfuel. Including briquettes, pellets, or extrusions, which are formed by binding materials or processes that recycle materials. | hard coal
|  | SGP | Synthesis Gas from Petroleum Coke | other
|  | SGC | Coal-Derived Synthetic Gas | hard coal
|  | SLW | Sludge waste | biomass
|  | SUB | Subbituminous Coal | hard coal
|  | SUN | Solar (Photovoltaic, Thermal) | solar
|  | TDF | Tires | other
|  | TID | Water, Tides | hydro
|  | WAT | Water, Conventional or Pumped Storage | hydro
|  | WC | Waste/Other Coal (Culm, Gob, Coke, and Breeze) | hard coal
|  | WDL | Woos Waste Liquids (Red Liquor, Sludge Wood, Spent Sulfite Liquor, and other Wood Related Liquids not specified) | biomass
|  | WDS | Wood/Wood Waste Solids (Paper Pellets, Railroad Ties, Utility Poles, Wood Chips, and Other Wood Solids) | biomass
|  | WH | Waste Heat | other
|  | WND | Wind | wind
|  | WO | Oil-Other, and Waste Oil (Butane (liquid), Crude Oil, Liquid Byproducts, Propane (liquid), Oil Waste, Re-Refined Motor Oil, Sludge Oil, Tar Oil) | petroleum
|  | WV | Water, Waves | hydro

## Crosswalk
Technology | EPS Plant Type | Include CHP Plants? | TRUE
All Other.OTH | other | Include Non-Utilty Plants? | FALSE
All Other.PUR | other
All Other.TDF | other
All Other.WH | other | 860
Batteries.MWH | battery storage | Sector Name | Include?
Coal Integrated Gasification Combined Cycle.SGC | hard coal | IPP Non-CHP | TRUE
Conventional Hydroelectric.WAT | hydro | Electric Utility | TRUE
Conventional Steam Coal.BIT | hard coal | IPP CHP | TRUE
Conventional Steam Coal.LIG | lignite | Industrial CHP | FALSE
Conventional Steam Coal.RC | hard coal | Commercial CHP | FALSE
Conventional Steam Coal.SUB | hard coal | Industrial Non-CHP | FALSE
Conventional Steam Coal.WC | hard coal | Commercial Non-CHP | FALSE
Flywheels.MWH | other
Geothermal.GEO | geothermal
Hydroelectric Pumped Storage.WAT | other
Landfill Gas.LFG | natural gas peaker
Municipal Solid Waste.MSW | municipal solid waste
Natural Gas Fired Combined Cycle.NG | natural gas combined cycle
Natural Gas Fired Combustion Turbine.NG | natural gas peaker
Natural Gas Internal Combustion Engine.NG | natural gas peaker
Natural Gas Steam Turbine.NG | natural gas steam turbine
Natural Gas with Compressed Air Storage.NG | natural gas combined cycle
Nuclear.NUC | nuclear
Offshore Wind Turbine.WND | offshore wind
Onshore Wind Turbine.WND | onshore wind
Other Gases.BFG | other
Other Gases.OG | other
Other Natural Gas.NG | natural gas peaker
Other Waste Biomass.AB | biomass
Other Waste Biomass.OBG | biomass
Other Waste Biomass.OBL | biomass
Other Waste Biomass.OBS | biomass
Petroleum Coke.PC | petroleum
Petroleum Coke.SGP | petroleum
Petroleum Liquids.DFO | petroleum
Petroleum Liquids.JF | petroleum
Petroleum Liquids.KER | petroleum
Petroleum Liquids.PG | petroleum
Petroleum Liquids.RFO | petroleum
Petroleum Liquids.WO | petroleum
Solar Photovoltaic.SUN | solar PV
Solar Thermal with Energy Storage.SUN | solar thermal
Solar Thermal without Energy Storage.SUN | solar thermal
Wood/Wood Waste Biomass.BLQ | biomass
Wood/Wood Waste Biomass.WDL | biomass
Wood/Wood Waste Biomass.WDS | biomass

## Included Plant Filters
Instructions
Change the filter settings below to include or exclude certain plant types.
Filters may be specified separately for each EPS electricity source category. This capability is important for biomass, where much of the most important and cost-effective generation are non-utility CHP plants.
| Include CHP Plants? | Include Non-Utilty Plants?
hard coal | TRUE | FALSE
natural gas steam turbine | TRUE | FALSE
natural gas combined cycle | TRUE | FALSE
nuclear | TRUE | FALSE
hydro | TRUE | FALSE
onshore wind | TRUE | FALSE
solar PV | TRUE | FALSE
solar thermal | TRUE | FALSE
biomass | TRUE | TRUE
geothermal | TRUE | FALSE
petroleum | TRUE | FALSE
natural gas peaker | TRUE | FALSE
lignite | TRUE | FALSE
offshore wind | TRUE | FALSE
crude oil | TRUE | FALSE
heavy or residual fuel oil | TRUE | FALSE
municipal solid waste | TRUE | FALSE
other | TRUE | FALSE | This row exists to help prevent #N/A errors in the "Include?" columns of Form 923 and Form 860.
hard coal w CCS | TRUE | FALSE
natural gas steam turbine w CCS | TRUE | FALSE
natural gas combined cycle w CCS | TRUE | FALSE
biomass w CCS | TRUE | FALSE
natural gas peaker w CCS | TRUE | FALSE
lignite w CCS | TRUE | FALSE
small modular reactor | TRUE | FALSE
pumped hydro | TRUE | FALSE
Average Values for Existing Plants
It can be helpful to see how the average values for existing plants respond while you configure the filter settings above to ensure you get expected behavior from your filters.
Note that average heat rate values are used on the output tab BHRaSYC for vintages with no heat rate data.
| Heat Rate (BTU/(MW*hour)) | Total Start Year Capacity (MW)
hard coal | 10648286.5324 | 520
natural gas steam turbine | 11288508.0028 | 9571.1
natural gas combined cycle | 7967161.6402 | 9859.5
nuclear | 10446660.3279 | 4239.3
hydro | not applicable | 4543.2
onshore wind | not applicable | 1980
solar PV | not applicable | 657.4
solar thermal | not applicable | 0
biomass | 9536107.1582 | 198.5
geothermal | not applicable | 0
petroleum | 11351477.7378 | 2414
natural gas peaker | 10852612.211 | 3037.1
lignite | 0 | 0
offshore wind | not applicable | 0
crude oil | 0 | 0
heavy or residual fuel oil | 0 | 0
municipal solid waste | 18731050.5731 | 194.8
hard coal w CCS |  | 0
natural gas steam turbine w CCS |  | 0
natural gas combined cycle w CCS |  | 0
biomass w CCS |  | 0
natural gas peaker w CCS |  | 0
lignite w CCS |  | 0
small modular reactor
pumped hydro

## AEO Table 9 (hidden)
| highogs.d120120a | 2020 | 2021 | 2022 | 2023 | 2024 | 2025 | 2026 | 2027 | 2028 | 2029 | 2030 | 2031 | 2032 | 2033 | 2034 | 2035 | 2036 | 2037 | 2038 | 2039 | 2040 | 2041 | 2042 | 2043 | 2044 | 2045 | 2046 | 2047 | 2048 | 2049 | 2050
|  | Report | Annual Energy Outlook 2021
|  | Scenario | ref2021 |  |  | Reference case
|  | Datekey | d113020a
|  | Release Date |  | January 2021
EGC000 | 9. Electricity Generating Capacity | [31 empty] | Compound
| (gigawatts) | [31 empty] | Growth
2020-2050
| Net Summer Capacity 1/ | 2020 | 2021 | 2022 | 2023 | 2024 | 2025 | 2026 | 2027 | 2028 | 2029 | 2030 | 2031 | 2032 | 2033 | 2034 | 2035 | 2036 | 2037 | 2038 | 2039 | 2040 | 2041 | 2042 | 2043 | 2044 | 2045 | 2046 | 2047 | 2048 | 2049 | 2050 | (percent)
Electric Power Sector 2/
Power Only 3/
EGC000:ba_CoalSteam | Coal 4/ | 217.3199 | 212.9165 | 208.2042 | 187.9456 | 177.849 | 111.6237 | 107.4985 | 99.0946 | 95.7936 | 93.3041 | 90.7721 | 89.3541 | 86.5151 | 84.8961 | 82.7603 | 81.1443 | 81.1443 | 80.8053 | 78.6853 | 78.3463 | 78.3463 | 78.0063 | 78.0063 | 78.0063 | 77.9853 | 75.0563 | 74.3763 | 74.3763 | 73.2663 | 73.2663 | 73.2663 | -3.559%
EGC000:ba_OtherFossilSt | Oil and Natural Gas Steam 4, 5/ | 72.6452 | 71.4501 | 66.599 | 62.0205 | 56.8395 | 69.8297 | 65.723 | 64.6805 | 63.0325 | 56.3031 | 56.2581 | 55.2846 | 55.0416 | 54.2978 | 53.7948 | 52.8243 | 51.9143 | 51.9143 | 51.9143 | 51.7883 | 51.7883 | 51.7883 | 51.7883 | 51.7883 | 51.7883 | 51.6823 | 51.6823 | 51.6823 | 51.6823 | 51.1293 | 51.1293 | -1.164%
EGC000:ba_CombinedCycle | Combined Cycle | 245.4191 | 248.7423 | 261.3423 | 266.8092 | 275.2362 | 295.5976 | 316.2475 | 340.6568 | 347.0215 | 351.84 | 356.6697 | 362.0602 | 368.0265 | 372.7322 | 377.6067 | 382.269 | 387.8067 | 394.6188 | 400.8257 | 405.3683 | 411.0444 | 416.148 | 421.7379 | 430.1592 | 439.6342 | 444.7296 | 450.2006 | 455.4233 | 462.2941 | 466.4181 | 472.562 | 2.208%
EGC000:ba_CombustionTur | Combustion Turbine/Diesel | 139.9988 | 151.966 | 157.284 | 163.1241 | 170.0527 | 186.3691 | 195.8647 | 201.5364 | 206.6529 | 210.3684 | 214.0186 | 217.9066 | 221.9084 | 224.9364 | 229.371 | 234.9454 | 239.2516 | 243.6584 | 246.7491 | 250.2475 | 255.839 | 259.136 | 265.7438 | 271.1349 | 275.7606 | 283.5457 | 289.1019 | 293.9766 | 298.9579 | 302.9755 | 310.841 | 2.695%
EGC000:ba_NuclearPower | Nuclear Power 6/ | 97.1209 | 92.4846 | 92.86 | 92.904 | 92.9548 | 91.8639 | 78.5384 | 70.4227 | 68.1009 | 61.7155 | 61.8015 | 59.6451 | 58.4568 | 57.4843 | 55.4384 | 55.6167 | 54.6272 | 52.6469 | 51.8319 | 51.8319 | 51.8756 | 52.0345 | 52.1495 | 49.8788 | 44.364 | 44.4678 | 44.5219 | 43.665 | 41.8587 | 41.8994 | 41.9618 | -2.759%
EGC000:ba_PumpedStorage | Pumped Storage | 22.7783 | 22.7783 | 22.7783 | 22.7783 | 22.7783 | 22.7783 | 22.7783 | 22.7783 | 22.7783 | 22.7783 | 22.7783 | 22.7783 | 22.7783 | 22.7783 | 22.7783 | 22.7783 | 22.7783 | 22.7783 | 22.7783 | 22.7783 | 22.7783 | 22.7783 | 22.7783 | 22.7783 | 22.7783 | 22.7783 | 22.7783 | 22.7783 | 22.7783 | 22.7783 | 22.7783 | 0%
EGC000:ba_DiurnalStorag | Diurnal Storage | 3.151 | 6.9255 | 8.6238 | 9.5348 | 10.1965 | 11.0499 | 11.4673 | 11.8903 | 12.3013 | 12.7123 | 13.1233 | 13.1233 | 13.1285 | 13.1285 | 13.1285 | 16.0838 | 16.1617 | 16.1597 | 16.1597 | 16.1597 | 16.4097 | 16.4097 | 16.4097 | 16.4097 | 16.4097 | 16.6597 | 16.6597 | 16.7392 | 17.0353 | 17.2584 | 17.7776 | 5.937%
EGC000:ba_FuelCells | Fuel Cells | 0.2042 | 0.2303 | 0.2303 | 0.2314 | 0.2325 | 0.2325 | 0.2325 | 0.2325 | 0.2325 | 0.2325 | 0.2325 | 0.2314 | 0.2314 | 0.2314 | 0.2314 | 0.23244 | 0.23244 | 0.23244 | 0.23244 | 0.23244 | 0.23244 | 0.23244 | 0.23244 | 0.23244 | 0.23244 | 0.23244 | 0.23244 | 0.23345 | 0.23345 | 0.23345 | 0.23345 | 0.4472%
EGC000:ba_RenewableSour | Renewable Sources 7/ | 263.9309 | 283.6808 | 302.7062 | 334.729 | 369.977 | 389.3086 | 402.9924 | 409.7299 | 416.538 | 427.1508 | 435.9037 | 439.8544 | 445.5559 | 452.2225 | 463.2723 | 476.5266 | 486.4434 | 493.0156 | 502.824 | 508.0713 | 514.4315 | 519.5792 | 524.2912 | 531.3083 | 540.6793 | 550.0096 | 563.0054 | 580.0959 | 601.6575 | 626.5743 | 637.3163 | 2.982%
EGC000:ba_DistributedGe | Distributed Generation (Natural Gas) 8/ | 0 | 0 | 1.5577 | 2.0298 | 2.5895 | 3.7884 | 4.3696 | 5.0523 | 5.9727 | 6.8292 | 7.5519 | 8.337 | 9.1963 | 10.1022 | 11.1183 | 12.2024 | 13.4686 | 14.8282 | 16.0637 | 17.3374 | 18.6503 | 19.9959 | 21.4093 | 23.1423 | 24.9061 | 26.6912 | 28.4529 | 30.2976 | 32.2906 | 34.3087 | 36.5059 | - -
EGC000:ba_Total | Total | 1062.5685 | 1091.1744 | 1122.1857 | 1142.1067 | 1178.7061 | 1182.4419 | 1205.7122 | 1226.0745 | 1238.4241 | 1243.2341 | 1259.1097 | 1268.5752 | 1280.8389 | 1292.8097 | 1309.5 | 1334.6233 | 1353.8286 | 1370.6581 | 1388.0643 | 1402.1615 | 1421.3959 | 1436.1086 | 1454.5468 | 1474.8383 | 1494.5382 | 1515.8528 | 1541.0117 | 1569.2681 | 1602.0544 | 1636.842 | 1664.3718 | 1.507%
Combined Heat and Power 9/
EGC000:ca_CoalSteam | Coal | 1.8879 | 1.7829 | 1.7829 | 1.7829 | 1.7829 | 1.7829 | 1.7829 | 1.7829 | 1.7829 | 1.7829 | 1.7829 | 1.7829 | 1.7829 | 1.7829 | 1.7829 | 1.7829 | 1.7829 | 1.7829 | 1.7829 | 1.7829 | 1.7829 | 1.7829 | 1.7829 | 1.7829 | 1.7829 | 1.7829 | 1.7829 | 1.7829 | 1.7829 | 1.7829 | 1.7829 | -0.1906%
EGC000:ca_OtherFossilSt | Oil and Natural Gas Steam 5/ | 0.6218 | 0.6218 | 0.6218 | 0.6218 | 0.6218 | 0.6218 | 0.6218 | 0.6218 | 0.6218 | 0.6218 | 0.6218 | 0.6218 | 0.6218 | 0.6218 | 0.6218 | 0.6218 | 0.6218 | 0.6218 | 0.6218 | 0.6218 | 0.6218 | 0.6218 | 0.6218 | 0.6218 | 0.6218 | 0.6218 | 0.6218 | 0.6218 | 0.6218 | 0.6218 | 0.6218 | 0%
EGC000:ca_CombinedCycle | Combined Cycle | 21.9797 | 21.9797 | 21.9797 | 21.8011 | 21.8011 | 21.8011 | 21.8011 | 21.8011 | 21.8011 | 21.8011 | 21.8011 | 21.8011 | 21.8011 | 21.8011 | 21.8011 | 21.8011 | 21.8011 | 21.8011 | 21.8011 | 21.8011 | 21.8011 | 21.8011 | 21.8011 | 21.8011 | 21.8011 | 21.8011 | 21.8011 | 21.8011 | 21.8011 | 21.8011 | 21.8011 | -0.0272%
EGC000:ca_CombustionTur | Combustion Turbine/Diesel | 3.1476 | 3.1476 | 3.1476 | 3.1476 | 3.1476 | 3.1476 | 3.1476 | 3.1476 | 3.1476 | 3.1476 | 3.1476 | 3.1476 | 3.1476 | 3.1476 | 3.1476 | 3.1476 | 3.1476 | 3.1476 | 3.1476 | 3.1476 | 3.1476 | 3.1476 | 3.1476 | 3.1476 | 3.1476 | 3.1476 | 3.1476 | 3.1476 | 3.1476 | 3.1476 | 3.1476 | 0%
EGC000:ca_RenewableSour | Renewable Sources 7/ | 0.9772 | 0.9792 | 0.9792 | 0.9792 | 0.9792 | 0.9792 | 0.9792 | 0.9792 | 0.9792 | 0.9792 | 0.9792 | 0.9792 | 0.9792 | 0.9792 | 0.9792 | 0.9792 | 0.9792 | 0.9792 | 0.9792 | 0.9792 | 0.9792 | 0.9792 | 0.9792 | 0.9792 | 0.9792 | 0.9792 | 0.9792 | 0.9792 | 0.9792 | 0.9792 | 0.9792 | 0.0068%
EGC000:ca_Total | Total | 28.6142 | 28.5112 | 28.5112 | 28.3326 | 28.3326 | 28.3326 | 28.3326 | 28.3326 | 28.3326 | 28.3326 | 28.3326 | 28.3326 | 28.3326 | 28.3326 | 28.3326 | 28.3326 | 28.3326 | 28.3326 | 28.3326 | 28.3326 | 28.3326 | 28.3326 | 28.3326 | 28.3326 | 28.3326 | 28.3326 | 28.3326 | 28.3326 | 28.3326 | 28.3326 | 28.3326 | -0.033%
Cumulative Planned Additions 10/
EGC000:da_CoalSteam | Coal | - - | 0 | 0 | 0 | 0 | 0 | 0 | 0 | 0 | 0 | 0 | 0 | 0 | 0 | 0 | 0 | 0 | 0 | 0 | 0 | 0 | 0 | 0 | 0 | 0 | 0 | 0 | 0 | 0 | 0 | 0 | - -
EGC000:da_OtherFossilSt | Oil and Natural Gas Steam 5/ | - - | 0 | 0 | 0 | 0 | 0 | 0 | 0 | 0 | 0 | 0 | 0 | 0 | 0 | 0 | 0 | 0 | 0 | 0 | 0 | 0 | 0 | 0 | 0 | 0 | 0 | 0 | 0 | 0 | 0 | 0 | - -
EGC000:da_CombinedCycle | Combined Cycle | - - | 3.3792 | 17.0002 | 17.0002 | 17.0002 | 17.0002 | 17.0002 | 17.0002 | 17.0002 | 17.0002 | 17.0002 | 17.0002 | 17.0002 | 17.0002 | 17.0002 | 17.0002 | 17.0002 | 17.0002 | 17.0002 | 17.0002 | 17.0002 | 17.0002 | 17.0002 | 17.0002 | 17.0002 | 17.0002 | 17.0002 | 17.0002 | 17.0002 | 17.0002 | 17.0002 | - -
EGC000:da_CombustionTur | Combustion Turbine/Diesel | - - | 3.2778 | 4.0289 | 4.0289 | 4.5459 | 4.5459 | 4.5459 | 4.5459 | 4.5459 | 4.5459 | 4.5459 | 4.5459 | 4.5459 | 4.5459 | 4.5459 | 4.5459 | 4.5459 | 4.5459 | 4.5459 | 4.5459 | 4.5459 | 4.5459 | 4.5459 | 4.5459 | 4.5459 | 4.5459 | 4.5459 | 4.5459 | 4.5459 | 4.5459 | 4.5459 | - -
EGC000:da_NuclearPower | Nuclear Power | - - | 1.1 | 2.2 | 2.2 | 2.2 | 2.2 | 2.2 | 2.2 | 2.2 | 2.2 | 2.2 | 2.2 | 2.2 | 2.2 | 2.2 | 2.2 | 2.2 | 2.2 | 2.2 | 2.2 | 2.2 | 2.2 | 2.2 | 2.2 | 2.2 | 2.2 | 2.2 | 2.2 | 2.2 | 2.2 | 2.2 | - -
EGC000:da_PumpedStorage | Pumped Storage | - - | 0 | 0 | 0 | 0 | 0 | 0 | 0 | 0 | 0 | 0 | 0 | 0 | 0 | 0 | 0 | 0 | 0 | 0 | 0 | 0 | 0 | 0 | 0 | 0 | 0 | 0 | 0 | 0 | 0 | 0 | - -
EGC000:da_DiurnalStorag | Diurnal Storage | - - | 3.7745 | 5.4728 | 6.3838 | 7.0148 | 7.4578 | 7.8688 | 8.2798 | 8.6908 | 9.1018 | 9.5128 | 9.5128 | 9.5128 | 9.5128 | 9.5128 | 12.4628 | 12.4628 | 12.4628 | 12.4628 | 12.4628 | 12.7128 | 12.7128 | 12.7128 | 12.7128 | 12.7128 | 12.9628 | 12.9628 | 12.9628 | 12.9628 | 12.9628 | 12.9628 | - -
EGC000:da_FuelCells | Fuel Cells | - - | 0.0261 | 0.0261 | 0.0261 | 0.0261 | 0.0261 | 0.0261 | 0.0261 | 0.0261 | 0.0261 | 0.0261 | 0.0261 | 0.0261 | 0.0261 | 0.0261 | 0.0261 | 0.0261 | 0.0261 | 0.0261 | 0.0261 | 0.0261 | 0.0261 | 0.0261 | 0.0261 | 0.0261 | 0.0261 | 0.0261 | 0.0261 | 0.0261 | 0.0261 | 0.0261 | - -
EGC000:da_RenewableSour | Renewable Sources 7/ | - - | 19.6509 | 29.9227 | 32.8617 | 33.4217 | 33.4217 | 33.4217 | 33.4217 | 35.4217 | 35.4217 | 42.5217 | 42.5217 | 42.5217 | 42.5217 | 47.7217 | 55.9217 | 55.9217 | 55.9217 | 55.9217 | 55.9217 | 55.9217 | 55.9217 | 55.9217 | 55.9217 | 55.9217 | 55.9217 | 55.9217 | 55.9217 | 55.9217 | 55.9217 | 55.9217 | - -
EGC000:da_DistributedGe | Distributed Generation 8/ | - - | 0 | 0 | 0 | 0 | 0 | 0 | 0 | 0 | 0 | 0 | 0 | 0 | 0 | 0 | 0 | 0 | 0 | 0 | 0 | 0 | 0 | 0 | 0 | 0 | 0 | 0 | 0 | 0 | 0 | 0 | - -
EGC000:da_Total | Total | - - | 31.2085 | 58.6507 | 62.5007 | 64.2087 | 64.6517 | 65.0627 | 65.4737 | 67.8847 | 68.2957 | 75.8067 | 75.8067 | 75.8067 | 75.8067 | 81.0067 | 92.1567 | 92.1567 | 92.1567 | 92.1567 | 92.1567 | 92.4067 | 92.4067 | 92.4067 | 92.4067 | 92.4067 | 92.6567 | 92.6567 | 92.6567 | 92.6567 | 92.6567 | 92.6567 | - -
Cumulative Unplanned Additions 10/
EGC000:ea_CoalSteam | Coal | - - | 0 | 0 | 0 | 0 | 0 | 0 | 0 | 0 | 0 | 0 | 0 | 0 | 0 | 0 | 0 | 0 | 0 | 0 | 0 | 0 | 0 | 0 | 0 | 0 | 0 | 0 | 0 | 0 | 0 | 0 | - -
EGC000:ea_OtherFossilSt | Oil and Natural Gas Steam 5/ | - - | 0 | 0 | 0 | 0 | 0 | 0 | 0 | 0 | 0 | 0 | 0 | 0 | 0 | 0 | 0 | 0 | 0 | 0 | 0 | 0 | 0 | 0 | 0 | 0 | 0 | 0 | 0 | 0 | 0 | 0 | - -
EGC000:ea_CombinedCycle | Combined Cycle | - - | 0 | 0 | 6.8555 | 16.4506 | 38.2561 | 58.906 | 83.7653 | 90.1794 | 95.042 | 100.9355 | 107.211 | 113.1773 | 117.9457 | 122.9622 | 127.6955 | 133.2332 | 140.0453 | 146.2523 | 151.4478 | 157.124 | 162.2275 | 168.3285 | 176.7498 | 186.2248 | 191.3471 | 196.8182 | 202.67 | 209.5407 | 213.7213 | 219.8652 | - -
EGC000:ea_CombustionTur | Combustion Turbine/Diesel | - - | 8.7081 | 13.3558 | 19.8334 | 26.8145 | 43.1905 | 53.9462 | 60.2505 | 65.3721 | 69.0877 | 73.1024 | 76.9904 | 81.1542 | 84.303 | 88.7561 | 94.3476 | 98.6537 | 103.0606 | 106.1638 | 109.6622 | 115.2536 | 118.7596 | 125.3995 | 130.7906 | 135.4163 | 143.2883 | 148.8446 | 153.7192 | 158.766 | 162.7837 | 170.6492 | - -
EGC000:ea_NuclearPower | Nuclear Power | - - | 0 | 0 | 0 | 0 | 0 | 0 | 0 | 0 | 0 | 0 | 0 | 0 | 0 | 0 | 0 | 0 | 0 | 0 | 0 | 0 | 0 | 0 | 0 | 0 | 0 | 0 | 0 | 0 | 0 | 0 | - -
EGC000:ea_PumpedStorage | Pumped Storage | - - | 0 | 0 | 0 | 0 | 0 | 0 | 0 | 0 | 0 | 0 | 0 | 0 | 0 | 0 | 0 | 0 | 0 | 0 | 0 | 0 | 0 | 0 | 0 | 0 | 0 | 0 | 0 | 0 | 0 | 0 | - -
EGC000:ea_DiurnalStorag | Diurnal Storage | - - | 0 | 0 | 0 | 0.031726 | 0.44207 | 0.44847 | 0.46053 | 0.46053 | 0.46053 | 0.46053 | 0.46053 | 0.46573 | 0.46573 | 0.46573 | 0.47096 | 0.54892 | 0.54892 | 0.54892 | 0.54892 | 0.54892 | 0.54892 | 0.54892 | 0.54892 | 0.54892 | 0.54892 | 0.54892 | 0.62841 | 0.92449 | 1.1476 | 1.6668 | - -
EGC000:ea_FuelCells | Fuel Cells | - - | 0 | 0 | 0.001097 | 0.002198 | 0.002198 | 0.002198 | 0.002198 | 0.002198 | 0.002198 | 0.002198 | 0.002198 | 0.002198 | 0.002198 | 0.002198 | 0.003243 | 0.003243 | 0.003243 | 0.003243 | 0.003243 | 0.003243 | 0.003243 | 0.003243 | 0.003243 | 0.003243 | 0.003243 | 0.003243 | 0.004245 | 0.004245 | 0.004245 | 0.004245 | - -
EGC000:ea_RenewableSour | Renewable Sources 7/ | - - | 0.10099 | 8.8666 | 37.9733 | 72.6773 | 92.0134 | 105.6973 | 112.4394 | 117.4557 | 128.1479 | 129.8009 | 133.7516 | 139.453 | 146.1196 | 151.9695 | 157.0237 | 166.9405 | 173.5128 | 183.3211 | 188.5685 | 194.9286 | 200.0763 | 204.7883 | 211.8054 | 221.2564 | 230.5866 | 243.5824 | 260.6759 | 282.2375 | 307.1695 | 317.9113 | - -
EGC000:ea_DistributedGe | Distributed Generation 8/ | - - | 0 | 1.5577 | 2.0298 | 2.5895 | 3.7884 | 4.3696 | 5.0523 | 5.9727 | 6.8292 | 7.5519 | 8.337 | 9.1963 | 10.1022 | 11.1183 | 12.2024 | 13.4686 | 14.8282 | 16.0637 | 17.3374 | 18.6503 | 19.9959 | 21.4093 | 23.1423 | 24.9061 | 26.6912 | 28.4529 | 30.2976 | 32.2906 | 34.3087 | 36.5059 | - -
EGC000:ea_Total | Total | - - | 8.8091 | 23.7801 | 66.6931 | 118.5658 | 177.6927 | 223.3697 | 261.9702 | 279.4425 | 299.5694 | 311.8533 | 326.7526 | 343.4487 | 358.9384 | 375.274 | 391.7434 | 412.8482 | 431.9989 | 452.353 | 467.5679 | 486.5087 | 501.6116 | 520.4778 | 543.0403 | 568.3558 | 592.4655 | 618.2502 | 647.9955 | 683.7634 | 719.1348 | 746.6025 | - -
EGC000:ea_CumulativeEle | Cumulative Electric Power Sector Additions 10 | - - | 40.0177 | 82.4309 | 129.1938 | 182.7745 | 242.3444 | 288.4324 | 327.4439 | 347.3272 | 367.8651 | 387.66 | 402.5593 | 419.2554 | 434.7451 | 456.2808 | 483.9002 | 505.0049 | 524.1556 | 544.5097 | 559.7247 | 578.9154 | 594.0183 | 612.8845 | 635.447 | 660.7626 | 685.1222 | 710.9069 | 740.6522 | 776.4201 | 811.7915 | 839.2593 | - -
Cumulative Retirements 11/
EGC000:fa_CoalSteam | Coal | - - | 4.5084 | 9.2207 | 29.4793 | 39.5759 | 89.7424 | 93.8676 | 102.2715 | 105.5725 | 108.062 | 110.594 | 112.012 | 114.851 | 116.47 | 118.6058 | 120.2218 | 120.2218 | 120.5608 | 122.6808 | 123.0198 | 123.0198 | 123.3598 | 123.3598 | 123.3598 | 123.3808 | 126.3098 | 126.9898 | 126.9898 | 128.0998 | 128.0998 | 128.0998 | - -
EGC000:fa_OtherFossilSt | Oil and Natural Gas Steam 5/ | - - | 1.1951 | 6.0462 | 10.6247 | 15.8057 | 18.8743 | 22.981 | 24.0235 | 25.6715 | 32.4009 | 32.4459 | 33.4194 | 33.6624 | 34.4062 | 34.9092 | 35.8797 | 36.7897 | 36.7897 | 36.7897 | 36.9157 | 36.9157 | 36.9157 | 36.9157 | 36.9157 | 36.9157 | 37.0217 | 37.0217 | 37.0217 | 37.0217 | 37.5747 | 37.5747 | - -
EGC000:fa_CombinedCycle | Combined Cycle | - - | 0.056 | 1.077 | 2.6442 | 3.8123 | 5.2564 | 5.2564 | 5.7064 | 5.7558 | 5.7999 | 6.8637 | 7.7487 | 7.7487 | 7.8114 | 7.9534 | 8.0244 | 8.0244 | 8.0244 | 8.0244 | 8.6774 | 8.6774 | 8.6774 | 9.1885 | 9.1885 | 9.1885 | 9.2155 | 9.2155 | 9.8445 | 9.8445 | 9.9011 | 9.9011 | - -
EGC000:fa_CombustionTur | Combustion Turbine/Diesel | - - | 0.0188 | 0.0996 | 0.7371 | 1.3065 | 1.3661 | 2.6262 | 3.2588 | 3.264 | 3.264 | 3.6285 | 3.6285 | 3.7905 | 3.9113 | 3.9299 | 3.9469 | 3.9469 | 3.9469 | 3.9594 | 3.9594 | 3.9594 | 4.1684 | 4.2004 | 4.2004 | 4.2004 | 4.2874 | 4.2874 | 4.2874 | 4.3529 | 4.3529 | 4.3529 | - -
EGC000:fa_NuclearPower | Nuclear Power | - - | 5.7363 | 6.5079 | 6.5079 | 6.5079 | 7.6299 | 20.9866 | 29.1374 | 31.4944 | 37.9248 | 37.9248 | 40.2199 | 41.5046 | 42.5696 | 44.7036 | 44.7036 | 45.8257 | 47.8327 | 48.6745 | 48.6745 | 48.6745 | 48.6745 | 48.6745 | 51.0562 | 56.6669 | 56.6669 | 56.6669 | 57.5779 | 59.4179 | 59.4179 | 59.4179 | - -
EGC000:fa_PumpedStorage | Pumped Storage | - - | 0 | 0 | 0 | 0 | 0 | 0 | 0 | 0 | 0 | 0 | 0 | 0 | 0 | 0 | 0 | 0 | 0 | 0 | 0 | 0 | 0 | 0 | 0 | 0 | 0 | 0 | 0 | 0 | 0 | 0 | - -
EGC000:fa_DiurnalStorag | Diurnal Storage | - - | 0 | 0 | 0 | 0.001 | 0.001 | 0.001 | 0.001 | 0.001 | 0.001 | 0.001 | 0.001 | 0.001 | 0.001 | 0.001 | 0.001 | 0.001 | 0.003 | 0.003 | 0.003 | 0.003 | 0.003 | 0.003 | 0.003 | 0.003 | 0.003 | 0.003 | 0.003 | 0.003 | 0.003 | 0.003 | - -
EGC000:fa_FuelCells | Fuel Cells | - - | 0 | 0 | 0 | 0 | 0 | 0 | 0 | 0 | 0 | 0 | 0.0011 | 0.0011 | 0.0011 | 0.0011 | 0.0011 | 0.0011 | 0.0011 | 0.0011 | 0.0011 | 0.0011 | 0.0011 | 0.0011 | 0.0011 | 0.0011 | 0.0011 | 0.0011 | 0.0011 | 0.0011 | 0.0011 | 0.0011 | - -
EGC000:fa_RenewableSour | Renewable Sources 7/ | - - | 0 | 0.0121 | 0.0349 | 0.0509 | 0.0554 | 0.0554 | 0.06 | 0.2323 | 0.3117 | 0.3117 | 0.3117 | 0.3117 | 0.3117 | 0.3117 | 0.3117 | 0.3117 | 0.3117 | 0.3117 | 0.3117 | 0.3117 | 0.3117 | 0.3117 | 0.3117 | 0.3916 | 0.3916 | 0.3916 | 0.3946 | 0.3946 | 0.4096 | 0.4096 | - -
EGC000:fa_Total | Total | - - | 11.5146 | 22.9635 | 50.0281 | 67.0602 | 122.9255 | 145.7742 | 164.4586 | 172.0275 | 187.8003 | 191.8056 | 197.3783 | 201.907 | 205.5183 | 210.4517 | 213.1262 | 215.1583 | 217.5063 | 220.4805 | 221.5985 | 221.5985 | 222.1475 | 222.6906 | 225.0723 | 230.784 | 233.933 | 234.613 | 236.156 | 239.1715 | 239.7961 | 239.7961 | - -
EGC000:ga_TotalElectric | Total Electric Power Sector Capacity | 1091.1827 | 1119.6857 | 1150.6969 | 1170.4393 | 1207.0387 | 1210.7745 | 1234.0448 | 1254.4071 | 1266.7567 | 1271.5668 | 1287.4424 | 1296.9078 | 1309.1715 | 1321.1423 | 1337.8326 | 1362.9559 | 1382.1613 | 1398.9907 | 1416.397 | 1430.4941 | 1449.7285 | 1464.4413 | 1482.8794 | 1503.1709 | 1522.8709 | 1544.1854 | 1569.3444 | 1597.6007 | 1630.3871 | 1665.1747 | 1692.7045 | 1.474%
End-Use Generators 12/
EGC000:ha_Coal | Coal | 1.9456 | 1.9163 | 1.925 | 1.9226 | 1.927 | 1.9262 | 1.9241 | 1.9207 | 1.9166 | 1.9101 | 1.9073 | 1.9038 | 1.9006 | 1.8953 | 1.8918 | 1.8904 | 1.8876 | 1.8854 | 1.8845 | 1.8836 | 1.8799 | 1.8775 | 1.8767 | 1.8778 | 1.8753 | 1.8742 | 1.8718 | 1.8686 | 1.867 | 1.8653 | 1.8653 | -0.1404%
EGC000:ha_Petroleum | Petroleum | 0.56876 | 0.56876 | 0.56876 | 0.56876 | 0.56876 | 0.56876 | 0.56876 | 0.56876 | 0.56876 | 0.56876 | 0.56876 | 0.56876 | 0.56876 | 0.56876 | 0.56876 | 0.56876 | 0.56876 | 0.56876 | 0.56876 | 0.56876 | 0.56876 | 0.56876 | 0.56876 | 0.56876 | 0.56876 | 0.56876 | 0.56876 | 0.56876 | 0.56876 | 0.56876 | 0.56876 | 0%
EGC000:ha_NaturalGas | Natural Gas | 17.8404 | 18.414 | 18.7444 | 19.04 | 19.3906 | 19.7574 | 20.1383 | 20.5238 | 20.9068 | 21.2854 | 21.6557 | 22.0325 | 22.4093 | 22.7894 | 23.1823 | 23.5961 | 24.0221 | 24.4699 | 24.9437 | 25.4366 | 25.9432 | 26.4945 | 27.1066 | 27.7999 | 28.56 | 29.406 | 30.3351 | 31.3457 | 32.4473 | 33.6791 | 35.0765 | 2.279%
EGC000:ha_OtherGaseousF | Other Gaseous Fuels 13/ | 2.8464 | 2.8697 | 2.8899 | 2.8899 | 2.8899 | 2.8899 | 2.8899 | 2.8899 | 2.8899 | 2.8899 | 2.8899 | 2.8899 | 2.8899 | 2.8899 | 2.8899 | 2.8899 | 2.8899 | 2.8899 | 2.8899 | 2.8899 | 2.8899 | 2.8899 | 2.8899 | 2.8899 | 2.8899 | 2.8899 | 2.8899 | 2.8899 | 2.8899 | 2.8899 | 2.8899 | 0.0506%
EGC000:ha_RenewableSour | Renewable Sources 7/ | 40.2048 | 45.8015 | 50.1774 | 53.5869 | 56.8235 | 60.7267 | 64.0437 | 68.1813 | 71.7352 | 75.2606 | 78.7236 | 82.7295 | 86.0375 | 89.8111 | 93.5864 | 97.5058 | 102.0286 | 105.9903 | 110.2551 | 114.5419 | 118.9709 | 123.3532 | 127.818 | 132.4151 | 136.864 | 141.624 | 146.9778 | 151.496 | 155.9862 | 160.2906 | 164.9239 | 4.817%
EGC000:ha_Other | Other 14/ | 0.6358 | 0.6358 | 0.6858 | 0.6858 | 0.6858 | 0.6858 | 0.6858 | 0.6858 | 0.6858 | 0.6858 | 0.6858 | 0.6858 | 0.6858 | 0.6858 | 0.6858 | 0.6858 | 0.6858 | 0.6858 | 0.6858 | 0.6858 | 0.6858 | 0.6858 | 0.6858 | 0.6858 | 0.6858 | 0.6858 | 0.6858 | 0.6858 | 0.6858 | 0.6858 | 0.6858 | 0.2527%
EGC000:ha_Total | Total | 64.0417 | 70.2062 | 74.9913 | 78.694 | 82.2855 | 86.5547 | 90.2505 | 94.7702 | 98.703 | 102.6005 | 106.431 | 110.8102 | 114.4919 | 118.6402 | 122.8049 | 127.1368 | 132.0828 | 136.49 | 141.2278 | 146.0064 | 150.9384 | 155.8696 | 160.9458 | 166.2372 | 171.4437 | 177.0487 | 183.3291 | 188.8547 | 194.445 | 199.9795 | 206.01 | 3.971%
EGC000:ia_CumulativeCap | Cumulative Capacity Additions 10/ | - - | 6.1937 | 10.9788 | 14.6839 | 18.2755 | 22.5455 | 26.2446 | 30.7677 | 34.7046 | 38.6086 | 42.442 | 46.8246 | 50.5095 | 54.6632 | 58.8314 | 63.1646 | 68.1134 | 72.5229 | 77.2615 | 82.041 | 86.9767 | 91.9103 | 96.9873 | 102.2787 | 107.4876 | 113.0936 | 119.3765 | 124.9053 | 130.4972 | 136.0768 | 142.1073 | - -
1/ Net summer capacity is the steady hourly output that generating equipment is expected to supply to
system load (exclusive of auxiliary power), as demonstrated by tests during summer peak demand.
2/ Includes electricity-only and combined heat and power plants that have a regulatory status.
3/ Includes plants that only produce electricity and that have a regulatory status. Includes capacity increases (uprates) at existing units.
4/ Total coal and oil and natural gas steam capacity account for the conversion of coal capacity to gas steam capacity, but the conversions
are not included explicitly as additions or retirements. No planned conversions are assumed. The totals reflect any conversions projected by
the model.
5/ Includes oil-, gas-, and dual-fired capacity.
6/ Nuclear capacity includes 2.1 gigawatts of uprates.
7/ Includes conventional hydroelectric, geothermal, wood, wood waste, all municipal waste, landfill gas,
other biomass, solar, and wind power. Facilities co-firing biomass and coal are classified as coal.
8/ Primarily peak-load capacity fueled by natural gas.
9/ Includes combined heat and power plants whose primary business is to sell electricity and heat to the public
(i.e., those that report North American Industry Classification System code 22 or that have a regulatory status).
10/ Cumulative additions after December 31, 2020.
11/ Cumulative retirements after December 31, 2020.
12/ Includes combined heat and power plants and electricity-only plants in the commercial and industrial sectors that have a non-regulatory
status; and small on-site generating systems in the residential, commercial, and industrial sectors used primarily for own-use generation,
but which may also sell some power to the grid.
13/ Includes refinery gas and still gas.
14/ Includes batteries, chemicals, hydrogen, pitch, purchased steam, sulfur, and miscellaneous technologies.
- - = Not applicable.
Note: Totals may not equal sum of components due to independent rounding.
Sources: 2020: U.S. Energy Information Administration (EIA), Short-Term Energy Outlook, October 2020 and EIA,
AEO2021 National Energy Modeling System run highogs.d120120a. Projections: EIA, AEO2021 National Energy Modeling System run highogs.d120120a.

## AEO_coal discrepency (hidden)
| Electric Power Sector 2/ | 2020 | 2021 | 2022 | 2023 | 2024 | 2025 | 2026 | 2027 | 2028 | 2029 | 2030 | 2031 | 2032 | 2033 | 2034 | 2035 | 2036 | 2037 | 2038 | 2039 | 2040 | 2041 | 2042 | 2043 | 2044 | 2045 | 2046 | 2047 | 2048 | 2049 | 2050
Power Only 3/
EGC000:ba_CoalSteam | Coal 4/ | 217.3199 | 212.9165 | 208.2042 | 187.9456 | 177.849 | 111.6237 | 107.4985 | 99.0946 | 95.7936 | 93.3041 | 90.7721 | 89.3541 | 86.5151 | 84.8961 | 82.7603 | 81.1443 | 81.1443 | 80.8053 | 78.6853 | 78.3463 | 78.3463 | 78.0063 | 78.0063 | 78.0063 | 77.9853 | 75.0563 | 74.3763 | 74.3763 | 73.2663 | 73.2663 | 73.2663
Cumulative Retirements 11/
EGC000:fa_CoalSteam | Coal | - - | 4.5084 | 9.2207 | 29.4793 | 39.5759 | 89.7424 | 93.8676 | 102.2715 | 105.5725 | 108.062 | 110.594 | 112.012 | 114.851 | 116.47 | 118.6058 | 120.2218 | 120.2218 | 120.5608 | 122.6808 | 123.0198 | 123.0198 | 123.3598 | 123.3598 | 123.3598 | 123.3808 | 126.3098 | 126.9898 | 126.9898 | 128.0998 | 128.0998 | 128.0998
| Coal Minus Retirements - forecasted coal cap |  | 212.8115 | 208.0992 | 187.8406 | 177.744 | 127.5776 | 123.4523 | 115.0484 | 111.7474 | 109.2579 | 106.7259 | 105.3079 | 102.4689 | 100.8499 | 98.7141 | 97.0981 | 97.0981 | 96.7591 | 94.6391 | 94.3001 | 94.3001 | 93.9601 | 93.9601 | 93.9601 | 93.9391 | 91.0101 | 90.3301 | 90.3301 | 89.2201 | 89.2201 | 89.2201
| Additional Retirements from coal to gas switching (see email from EIA staff) |  | 0 | 0 | 0 | 0 | 15.9538 | 15.9538 | 15.9538 | 15.9538 | 15.9538 | 15.9538 | 15.9538 | 15.9538 | 15.9538 | 15.9538 | 15.9538 | 15.9538 | 15.9538 | 15.9538 | 15.9538 | 15.9538 | 15.9538 | 15.9538 | 15.9538 | 15.9538 | 15.9538 | 15.9538 | 15.9538 | 15.9538 | 15.9538 | 15.9538
GWs | Year to year change |  |  | 0 | 0 | 0 | 15.9538 | -8e-06 | -8e-06 | 8e-06 | -1.5e-05 | -1e-06 | 1e-06 | -1e-06 | -7e-06 | 8e-06 | 1.4211e-14 | 0 | -8e-06 | 2.3e-05 | 1.4211e-14 | 0 | -1e-06 | 0 | 0 | 8e-06 | 0 | -1.4e-05 | 0 | 7e-06 | 0 | 0
GWs | Estimated additional gas capacity from coal to gas fuel switching (add to BPMCCS) | 2025: 15.9538

## Table_6_03_March2025
Table 6.3. New Utility Scale Generating Units by Operating Company, Plant, Month, and Year
Include? | Year | Month | Entity ID | Entity Name | Plant Producer Type | Plant Name | Plant State | Plant ID | Generator ID | Net Summer Capacity (MW) | Technology | Energy Source Code | Prime Mover Code | Plant Producer Type True False
1 | 2024 | 1 | 803 | Arizona Public Service Co | Electric Utility | Chino Valley Solar | AZ | 57560 | CV19M | 19 | Batteries | MWH | BA | TRUE
1 | 2024 | 1 | 62921 | Arroyo Solar LLC | IPP | Arroyo Solar Energy Storage Hybrid | NM | 63172 | ARSOL | 300 | Solar Photovoltaic | SUN | PV | TRUE
0 | 2024 | 1 | 66274 | AstraZeneca Pharmaceuticals | Industrial | AstraZeneca Newark Solar | DE | 67572 | PV-A | 1.6 | Solar Photovoltaic | SUN | PV | FALSE
0 | 2024 | 1 | 66274 | AstraZeneca Pharmaceuticals | Industrial | AstraZeneca Newark Solar | DE | 67572 | PV-B | 1.6 | Solar Photovoltaic | SUN | PV | FALSE
1 | 2024 | 1 | 65060 | BPL Crown Solar LLC | IPP | BPL Crown Solar LLC | TX | 64259 | OCICR | 100 | Solar Photovoltaic | SUN | PV | TRUE
1 | 2024 | 1 | 65489 | Canyon Wind Project, LLC | IPP | Canyon Wind Project, LLC | TX | 60271 | WT1 | 308.8 | Onshore Wind Turbine | WND | WT | TRUE
1 | 2024 | 1 | 65311 | Clearwater Wind East, LLC | IPP | Clearwater Wind East | MT | 66183 | CWE | 207.9 | Onshore Wind Turbine | WND | WT | TRUE
1 | 2024 | 1 | 56769 | Consolidated Edison Development Inc. | IPP | Mesquite Solar 4, LLC | AZ | 65962 | MS4 | 52.5 | Solar Photovoltaic | SUN | PV | TRUE
1 | 2024 | 1 | 56769 | Consolidated Edison Development Inc. | IPP | Mesquite Solar 4, LLC | AZ | 65962 | MS4B | 10 | Batteries | MWH | BA | TRUE
1 | 2024 | 1 | 61610 | Delaware River Solar, LLC | IPP | Day Hollow Road Community Solar | NY | 65826 | 1829 | 5 | Solar Photovoltaic | SUN | PV | TRUE
1 | 2024 | 1 | 62091 | Derby Fuel Cell LLC | IPP | Derby Fuel Cell | CT | 62588 | MM45 | 2.8 | Other Natural Gas | NG | FC | TRUE
1 | 2024 | 1 | 62091 | Derby Fuel Cell LLC | IPP | Derby Fuel Cell | CT | 62588 | MM46 | 2.8 | Other Natural Gas | NG | FC | TRUE
1 | 2024 | 1 | 62091 | Derby Fuel Cell LLC | IPP | Derby Fuel Cell | CT | 62588 | MM47 | 2.8 | Other Natural Gas | NG | FC | TRUE
1 | 2024 | 1 | 62091 | Derby Fuel Cell LLC | IPP | Derby Fuel Cell | CT | 62588 | MM48 | 2.8 | Other Natural Gas | NG | FC | TRUE
1 | 2024 | 1 | 62091 | Derby Fuel Cell LLC | IPP | Derby Fuel Cell | CT | 62588 | MM49 | 2.8 | Other Natural Gas | NG | FC | TRUE
1 | 2024 | 1 | 55858 | Energy Developments, Inc d/b/a EDL | IPP | Bryon Center | MI | 56851 | 3 | 1.5 | Landfill Gas | LFG | IC | TRUE
1 | 2024 | 1 | 6452 | Florida Power & Light Co | Electric Utility | Beautyberry | FL | 65874 | 1 | 74.5 | Solar Photovoltaic | SUN | PV | TRUE
1 | 2024 | 1 | 6452 | Florida Power & Light Co | Electric Utility | Caloosahatchee | FL | 65871 | 1 | 74.5 | Solar Photovoltaic | SUN | PV | TRUE
1 | 2024 | 1 | 6452 | Florida Power & Light Co | Electric Utility | Canoe | FL | 65866 | 1 | 74.5 | Solar Photovoltaic | SUN | PV | TRUE
1 | 2024 | 1 | 6452 | Florida Power & Light Co | Electric Utility | Ibis | FL | 65877 | 1 | 74.5 | Solar Photovoltaic | SUN | PV | TRUE
1 | 2024 | 1 | 6452 | Florida Power & Light Co | Electric Utility | Monarch | FL | 65872 | 1 | 74.5 | Solar Photovoltaic | SUN | PV | TRUE
1 | 2024 | 1 | 6452 | Florida Power & Light Co | Electric Utility | Orchard | FL | 65925 | 1 | 74.5 | Solar Photovoltaic | SUN | PV | TRUE
1 | 2024 | 1 | 6452 | Florida Power & Light Co | Electric Utility | Pineapple | FL | 65865 | 1 | 74.5 | Solar Photovoltaic | SUN | PV | TRUE
1 | 2024 | 1 | 6452 | Florida Power & Light Co | Electric Utility | Prairie Creek FL | FL | 65868 | 1 | 74.5 | Solar Photovoltaic | SUN | PV | TRUE
1 | 2024 | 1 | 6452 | Florida Power & Light Co | Electric Utility | Silver Palm | FL | 65878 | 1 | 74.5 | Solar Photovoltaic | SUN | PV | TRUE
1 | 2024 | 1 | 6452 | Florida Power & Light Co | Electric Utility | Terrill Creek | FL | 65882 | 1 | 74.5 | Solar Photovoltaic | SUN | PV | TRUE
1 | 2024 | 1 | 6452 | Florida Power & Light Co | Electric Utility | Turnpike | FL | 65873 | 1 | 74.5 | Solar Photovoltaic | SUN | PV | TRUE
1 | 2024 | 1 | 6452 | Florida Power & Light Co | Electric Utility | White Tail | FL | 65869 | 1 | 74.5 | Solar Photovoltaic | SUN | PV | TRUE
1 | 2024 | 1 | 62856 | Forefront Power, LLC | IPP | CA - DGS RFP - RJ Donovan State Prison | CA | 65104 | 15111 | 2 | Solar Photovoltaic | SUN | PV | TRUE
1 | 2024 | 1 | 62856 | Forefront Power, LLC | IPP | CA-DGS RFP-Pleasant Valley State Prison | CA | 65526 | 15112 | 2 | Solar Photovoltaic | SUN | PV | TRUE
1 | 2024 | 1 | 61194 | Generate Capital | IPP | Spencer (NY) | NY | 67617 | 11017 | 4.9 | Solar Photovoltaic | SUN | PV | TRUE
1 | 2024 | 1 | 65479 | Goleta Energy Storage, LLC | IPP | Goleta Energy Storage, LLC | CA | 66394 | GOLET | 60 | Batteries | MWH | BA | TRUE
1 | 2024 | 1 | 60025 | Greenbacker Renewable Energy Corporation | IPP | Appaloosa Solar I | UT | 65678 | AS1A | 120 | Solar Photovoltaic | SUN | PV | TRUE
1 | 2024 | 1 | 60025 | Greenbacker Renewable Energy Corporation | IPP | Appaloosa Solar I | UT | 65678 | AS1B | 80 | Solar Photovoltaic | SUN | PV | TRUE
1 | 2024 | 1 | 65076 | HEN Infrastructure, L.L.C. | IPP | Val Verde | TX | 65837 | VALVR | 9.9 | Batteries | MWH | BA | TRUE
0 | 2024 | 1 | 24205 | HF Sinclair Parco Refining LLC | Industrial | Sinclair Oil Refinery | WY | 54374 | NO7 | 2.2 | Natural Gas Internal Combustion Engine | NG | IC | FALSE
1 | 2024 | 1 | 65181 | House Mountain | IPP | House Mountain | TX | 66006 | BA | 63 | Batteries | MWH | BA | TRUE
1 | 2024 | 1 | 64927 | IP Lumina II, LLC | IPP | Lumina II Solar Project | TX | 65644 | LUMII | 321 | Solar Photovoltaic | SUN | PV | TRUE
1 | 2024 | 1 | 64924 | IP Lumina, LLC | IPP | Lumina Solar Project | TX | 65645 | LUMIN | 320 | Solar Photovoltaic | SUN | PV | TRUE
1 | 2024 | 1 | 62842 | Lightsource Renewable Energy Asset Management, LLC | IPP | Arche Energy Project, LLC | OH | 65402 | ARCHE | 107 | Solar Photovoltaic | SUN | PV | TRUE
1 | 2024 | 1 | 65860 | Madison Fields Solar Project, LLC | IPP | Madison Fields Solar Project, LLC | OH | 66198 | USMDF | 180 | Solar Photovoltaic | SUN | PV | TRUE
1 | 2024 | 1 | 12796 | Monongahela Power Co | Electric Utility | Fort Martin Solar | WV | 66898 | FTMS | 18.9 | Solar Photovoltaic | SUN | PV | TRUE
1 | 2024 | 1 | 61227 | Nautilus Solar Solutions | IPP | SolarClub 30 (CSG) | MN | 67332 | SC | 1 | Solar Photovoltaic | SUN | PV | TRUE
1 | 2024 | 1 | 60584 | Onyx Asset Services Group | IPP | Paso Robles - Municipal Airport | CA | 67866 | 10221 | 3 | Solar Photovoltaic | SUN | PV | TRUE
1 | 2024 | 1 | 65580 | Pioneer Hutt Wind Energy, LLC | IPP | Pioneer Hutt Wind Energy | TX | 66531 | WPION | 140 | Onshore Wind Turbine | WND | WT | TRUE
1 | 2024 | 1 | 65577 | Potsdam Community Solar 2, LLC | IPP | NY Potsdam 28 Hamilton St. Solar | NY | 66530 | 21013 | 4.4 | Solar Photovoltaic | SUN | PV | TRUE
0 | 2024 | 1 | 59216 | S.C. Johnson & Son, Inc. | Industrial | Waxdale | WI | 59448 | SITEA | 1.3 | Solar Photovoltaic | SUN | PV | FALSE
0 | 2024 | 1 | 59216 | S.C. Johnson & Son, Inc. | Industrial | Waxdale | WI | 59448 | SITEB | 0.4 | Solar Photovoltaic | SUN | PV | FALSE
0 | 2024 | 1 | 59216 | S.C. Johnson & Son, Inc. | Industrial | Waxdale | WI | 59448 | SITEC | 0.4 | Solar Photovoltaic | SUN | PV | FALSE
1 | 2024 | 1 | 65560 | SOL ME Augusta 13 York Farm, LLC | IPP | ME Augusta 13 York Farm Rd Solar | ME | 66512 | 18196 | 1 | Solar Photovoltaic | SUN | PV | TRUE
1 | 2024 | 1 | 60520 | SoCore Energy LLC | IPP | Yorktown 1 Solar | IL | 67832 | PV1 | 2 | Solar Photovoltaic | SUN | PV | TRUE
1 | 2024 | 1 | 60520 | SoCore Energy LLC | IPP | Yorktown 2 Solar | IL | 67833 | PV1 | 2 | Solar Photovoltaic | SUN | PV | TRUE
1 | 2024 | 1 | 59573 | Solar Star Prime 3, LLC | IPP | Amazon Bakersfield 1 Solar Project | CA | 65562 | ABFSP | 4.2 | Solar Photovoltaic | SUN | PV | TRUE
1 | 2024 | 1 | 59573 | Solar Star Prime 3, LLC | IPP | Amazon Bakersfield 1 Solar Project | CA | 65562 | ABSBA | 1.6 | Batteries | MWH | BA | TRUE
1 | 2024 | 1 | 65173 | United States Solar Corporation | IPP | USS Martha Solar (CSG) | MN | 66477 | USMAS | 1 | Solar Photovoltaic | SUN | PV | TRUE
1 | 2024 | 1 | 63961 | White Rock Wind East, LLC | IPP | White Rock East Wind Project | OK | 64341 | WRE | 201.5 | Onshore Wind Turbine | WND | WT | TRUE
1 | 2024 | 2 | 65576 | AC Power 14, LLC | IPP | NY Lancaster Gunnville Rd Site 1 Solar C | NY | 66528 | 18237 | 5 | Solar Photovoltaic | SUN | PV | TRUE
1 | 2024 | 2 | 65576 | AC Power 14, LLC | IPP | NY Lancaster Shisler Rd Site 2 Solar CSG | NY | 66529 | 21013 | 5.2 | Solar Photovoltaic | SUN | PV | TRUE
1 | 2024 | 2 | 65061 | BPL Sol Solar LLC | IPP | BPL Sol Solar LLC | TX | 64260 | OCISO | 100 | Solar Photovoltaic | SUN | PV | TRUE
1 | 2024 | 2 | 61717 | Birch Solar | IPP | Birch Solar | SC | 62185 | 27 | 2 | Solar Photovoltaic | SUN | PV | TRUE
1 | 2024 | 2 | 10559 | City of La Crosse - (KS) | Electric Utility | La Crosse | KS | 1297 | 7 | 2 | Petroleum Liquids | DFO | IC | TRUE
1 | 2024 | 2 | 66016 | DG Moorman Creek, LLC | IPP | DG Moorman Creek | NY | 67144 | MMCK | 4.4 | Solar Photovoltaic | SUN | PV | TRUE
1 | 2024 | 2 | 65677 | Dimension Energy LLC | IPP | Prince Edward CSG LLC | VA | 67139 | PRINC | 4 | Solar Photovoltaic | SUN | PV | TRUE
1 | 2024 | 2 | 65677 | Dimension Energy LLC | IPP | White Stone Ocran Solar LLC Community So | VA | 67138 | WHITE | 5 | Solar Photovoltaic | SUN | PV | TRUE
1 | 2024 | 2 | 64872 | Distributed Solar Development, LLC | IPP | FFP - NY Werner CSG | NY | 66829 | P5650 | 5 | Solar Photovoltaic | SUN | PV | TRUE
1 | 2024 | 2 | 65054 | Easton CSG 1 LLC | IPP | Easton CSG 1 LLC | ME | 65798 | ESTON | 1.3 | Solar Photovoltaic | SUN | PV | TRUE
1 | 2024 | 2 | 66239 | Entegrity Solar El Dorado SD, LLC | IPP | El Dorado AR | AR | 67517 | 63154 | 1.8 | Solar Photovoltaic | SUN | PV | TRUE
1 | 2024 | 2 | 60025 | Greenbacker Renewable Energy Corporation | IPP | Hay River (Dunn 1) | WI | 66993 | 717 | 1.5 | Solar Photovoltaic | SUN | PV | TRUE
1 | 2024 | 2 | 60025 | Greenbacker Renewable Energy Corporation | IPP | Popple Creek (Clark 1) | WI | 66995 | 715 | 2 | Solar Photovoltaic | SUN | PV | TRUE
1 | 2024 | 2 | 60025 | Greenbacker Renewable Energy Corporation | IPP | Trimbelle (Pierce Pepin) | WI | 67054 | 705 | 2 | Solar Photovoltaic | SUN | PV | TRUE
1 | 2024 | 2 | 60025 | Greenbacker Renewable Energy Corporation | IPP | Walleye (Dunn 2) | WI | 66994 | 720 | 1.5 | Solar Photovoltaic | SUN | PV | TRUE
1 | 2024 | 2 | 60025 | Greenbacker Renewable Energy Corporation | IPP | Wolf River (Chipewa 1) | WI | 67057 | 707 | 1.5 | Solar Photovoltaic | SUN | PV | TRUE
1 | 2024 | 2 | 65076 | HEN Infrastructure, L.L.C. | IPP | Hamilton BESS | TX | 66782 | HAMIL | 9.9 | Batteries | MWH | BA | TRUE
1 | 2024 | 2 | 63959 | Horizon Hill Wind, LLC | IPP | Horizon Hill Wind Project | OK | 64339 | HHILL | 201.5 | Onshore Wind Turbine | WND | WT | TRUE
1 | 2024 | 2 | 9417 | Interstate Power and Light Co | Electric Utility | Cedar Rapids Community Solar | IA | 67089 | PV1 | 4.5 | Solar Photovoltaic | SUN | PV | TRUE
1 | 2024 | 2 | 62842 | Lightsource Renewable Energy Asset Management, LLC | IPP | Cottontail Solar 2 | PA | 65077 | PACT2 | 20 | Solar Photovoltaic | SUN | PV | TRUE
1 | 2024 | 2 | 62842 | Lightsource Renewable Energy Asset Management, LLC | IPP | Cottontail Solar 5 | PA | 65080 | PACT5 | 20 | Solar Photovoltaic | SUN | PV | TRUE
1 | 2024 | 2 | 65785 | Luminace Sunbeam Development Holdings, LLC | IPP | ME Novel Lighthouse - Huggard Ave Solar | ME | 66833 | HUG | 2.5 | Solar Photovoltaic | SUN | PV | TRUE
1 | 2024 | 2 | 61944 | MN8 Energy LLC | IPP | NY8 - Teichos Pattersonville | NY | 65840 | GEN1 | 20 | Solar Photovoltaic | SUN | PV | TRUE
1 | 2024 | 2 | 61944 | MN8 Energy LLC | IPP | Summit - Cicero | NY | 66273 | GEN1 | 5 | Solar Photovoltaic | SUN | PV | TRUE
1 | 2024 | 2 | 11479 | Madison Gas & Electric Co | Electric Utility | Tyto Solar | WI | 67196 | 1 | 6 | Solar Photovoltaic | SUN | PV | TRUE
1 | 2024 | 2 | 61153 | Montevue Lane Solar, LLC | IPP | Fort Detrick Solar PV | MD | 61552 | FDSBS | 6 | Batteries | MWH | BA | TRUE
1 | 2024 | 2 | 65574 | NYSolar03 LLC | IPP | NY Geneseo 3240 W Lake Rd Solar | NY | 66526 | 19372 | 5 | Solar Photovoltaic | SUN | PV | TRUE
1 | 2024 | 2 | 61227 | Nautilus Solar Solutions | IPP | Mustang One | MD | 67399 | SC | 1.5 | Solar Photovoltaic | SUN | PV | TRUE
1 | 2024 | 2 | 61227 | Nautilus Solar Solutions | IPP | Sanford -NY | NY | 67452 | SC | 4.9 | Solar Photovoltaic | SUN | PV | TRUE
1 | 2024 | 2 | 64358 | New Market Solar | IPP | New Market Solar | OH | 64853 | NMS2 | 65 | Solar Photovoltaic | SUN | PV | TRUE
1 | 2024 | 2 | 64371 | RPNY Solar 3, LLC | IPP | Slayton Settlement Road Solar CSG | NY | 64867 | SLYTA | 5 | Solar Photovoltaic | SUN | PV | TRUE
1 | 2024 | 2 | 63639 | Rocket Solar, LLC | IPP | Rocket Solar, LLC | UT | 63983 | RS | 80 | Solar Photovoltaic | SUN | PV | TRUE
1 | 2024 | 2 | 65969 | SR Marion, LLC | IPP | SR Marion, LLC | TN | 67158 | MARN1 | 1.3 | Solar Photovoltaic | SUN | PV | TRUE
1 | 2024 | 2 | 66541 | Solar DG CA Long Beach, LLC | IPP | City of Long Beach Airport Lot A & B | CA | 67994 | COLBA | 1.2 | Solar Photovoltaic | SUN | PV | TRUE
1 | 2024 | 2 | 66150 | TJA-NY-11202 Ridge Rd Medina, LLC | IPP | Source Power NY III - Medina II (CSG) | NY | 66259 | P5646 | 5 | Solar Photovoltaic | SUN | PV | TRUE
1 | 2024 | 2 | 64932 | Texas Solar Nova 2, LLC | IPP | Texas Solar Nova 2 | TX | 65660 | TSN2 | 200 | Solar Photovoltaic | SUN | PV | TRUE
1 | 2024 | 2 | 65755 | VESI 23 LLC | IPP | Justin Court Energy Storage | NJ | 66758 | JC1 | 20 | Batteries | MWH | BA | TRUE
1 | 2024 | 3 | 64904 | AES Clean Energy | IPP | Westport Stone & Sand Solar (CSG) | MA | 66447 | WESTP | 5 | Solar Photovoltaic | SUN | PV | TRUE
1 | 2024 | 3 | 61012 | AES Distributed Energy | IPP | AES West Oahu Solar Hybrid | HI | 64656 | UHBES | 12.5 | Batteries | MWH | BA | TRUE
1 | 2024 | 3 | 61012 | AES Distributed Energy | IPP | AES West Oahu Solar Hybrid | HI | 64656 | UHWO | 12.5 | Solar Photovoltaic | SUN | PV | TRUE
1 | 2024 | 3 | 64996 | Arica Solar, LLC | IPP | Arica Solar | CA | 65744 | ARCBA | 136 | Batteries | MWH | BA | TRUE
1 | 2024 | 3 | 64996 | Arica Solar, LLC | IPP | Arica Solar | CA | 65744 | ARCPV | 263 | Solar Photovoltaic | SUN | PV | TRUE
1 | 2024 | 3 | 58939 | Cameron Wind 1 LLC | IPP | Cameron Wind 1 LLC | TX | 59118 | SABAL | 16.4 | Batteries | MWH | BA | TRUE
1 | 2024 | 3 | 64624 | Cedar Creek Wind, LLC | IPP | Cedar Creek Wind, LLC | ID | 65311 | CDCRK | 160 | Onshore Wind Turbine | WND | WT | TRUE
1 | 2024 | 3 | 3913 | City of Colby - (KS) | Electric Utility | Colby City of | KS | 1272 | 9 | 3 | Petroleum Liquids | DFO | IC | TRUE
1 | 2024 | 3 | 65677 | Dimension Energy LLC | IPP | Visalia CSG LLC | CA | 66677 | VISAL | 3 | Solar Photovoltaic | SUN | PV | TRUE
1 | 2024 | 3 | 6455 | Duke Energy Florida, LLC | Electric Utility | Mule Creek Renewable Energy Center | FL | 65501 | PV1 | 74.9 | Solar Photovoltaic | SUN | PV | TRUE
1 | 2024 | 3 | 6455 | Duke Energy Florida, LLC | Electric Utility | Winquepin Renewable Energy Center | FL | 66553 | PV1 | 74.9 | Solar Photovoltaic | SUN | PV | TRUE
1 | 2024 | 3 | 59380 | Enel Green Power NA, Inc. | IPP | Ganado Solar | TX | 67284 | GBA | 70.5 | Batteries | MWH | BA | TRUE
1 | 2024 | 3 | 66235 | Entegrity Solar ADC, LLC | IPP | ADC Varner | AR | 67513 | 63612 | 4.9 | Solar Photovoltaic | SUN | PV | TRUE
1 | 2024 | 3 | 6452 | Florida Power & Light Co | Electric Utility | Big Juniper Solar | FL | 65862 | 1 | 74.5 | Solar Photovoltaic | SUN | PV | TRUE
1 | 2024 | 3 | 6452 | Florida Power & Light Co | Electric Utility | Fourmile Creek | FL | 65927 | 1 | 74.5 | Solar Photovoltaic | SUN | PV | TRUE
1 | 2024 | 3 | 6452 | Florida Power & Light Co | Electric Utility | Hawthorne Creek | FL | 65926 | 1 | 74.5 | Solar Photovoltaic | SUN | PV | TRUE
1 | 2024 | 3 | 6452 | Florida Power & Light Co | Electric Utility | Nature Trail | FL | 65924 | 1 | 74.5 | Solar Photovoltaic | SUN | PV | TRUE
1 | 2024 | 3 | 6452 | Florida Power & Light Co | Electric Utility | Pecan Tree | FL | 65879 | 1 | 74.5 | Solar Photovoltaic | SUN | PV | TRUE
1 | 2024 | 3 | 6452 | Florida Power & Light Co | Electric Utility | Sambucus | FL | 65864 | 1 | 74.5 | Solar Photovoltaic | SUN | PV | TRUE
1 | 2024 | 3 | 6452 | Florida Power & Light Co | Electric Utility | Sparkleberry | FL | 65867 | 1 | 74.5 | Solar Photovoltaic | SUN | PV | TRUE
1 | 2024 | 3 | 6452 | Florida Power & Light Co | Electric Utility | Three Creeks | FL | 65863 | 1 | 74.5 | Solar Photovoltaic | SUN | PV | TRUE
1 | 2024 | 3 | 6452 | Florida Power & Light Co | Electric Utility | Wild Quail | FL | 65910 | 1 | 74.5 | Solar Photovoltaic | SUN | PV | TRUE
1 | 2024 | 3 | 6452 | Florida Power & Light Co | Electric Utility | Woodyard | FL | 65875 | 1 | 74.5 | Solar Photovoltaic | SUN | PV | TRUE
1 | 2024 | 3 | 62856 | Forefront Power, LLC | IPP | CA-DGS- RFP-Correctional Training Fac | CA | 65524 | 14069 | 1.6 | Solar Photovoltaic | SUN | PV | TRUE
1 | 2024 | 3 | 62856 | Forefront Power, LLC | IPP | Grossmont-Cuyamaca-Cuyamaca Col. Solar & | CA | 66023 | 18009 | 1.4 | Solar Photovoltaic | SUN | PV | TRUE
1 | 2024 | 3 | 62856 | Forefront Power, LLC | IPP | Grossmont-Cuyamaca-Cuyamaca Col. Solar & | CA | 66023 | 19043 | 1 | Batteries | MWH | BA | TRUE
1 | 2024 | 3 | 63117 | Gemini Solar | IPP | Gemini Solar Hybrid | NV | 63352 | ARBE1 | 690 | Solar Photovoltaic | SUN | PV | TRUE
1 | 2024 | 3 | 63117 | Gemini Solar | IPP | Gemini Solar Hybrid | NV | 63352 | ARPV1 | 380 | Batteries | MWH | BA | TRUE
1 | 2024 | 3 | 63545 | Golden Fields Solar III, LLC | IPP | Golden Field Solar III, LLC | CA | 63859 | RCBA | 147 | Batteries | MWH | BA | TRUE
1 | 2024 | 3 | 65575 | Grand Island Sunrise LLC | IPP | NY Grand Island 871 Whitehaven Rd Solar | NY | 66527 | 21011 | 5 | Solar Photovoltaic | SUN | PV | TRUE
1 | 2024 | 3 | 60025 | Greenbacker Renewable Energy Corporation | IPP | Athens Ridge | ME | 66832 | 574 | 2.9 | Solar Photovoltaic | SUN | PV | TRUE
1 | 2024 | 3 | 60025 | Greenbacker Renewable Energy Corporation | IPP | Ogema | WI | 67055 | 706 | 1.4 | Solar Photovoltaic | SUN | PV | TRUE
1 | 2024 | 3 | 65076 | HEN Infrastructure, L.L.C. | IPP | Diboll BESS | TX | 66794 | DIBOL | 9.9 | Batteries | MWH | BA | TRUE
1 | 2024 | 3 | 65076 | HEN Infrastructure, L.L.C. | IPP | Garden City East BESS | TX | 66791 | GRDNE | 9.9 | Batteries | MWH | BA | TRUE
1 | 2024 | 3 | 65076 | HEN Infrastructure, L.L.C. | IPP | Judkins BESS | TX | 66790 | JUDKS | 9.9 | Batteries | MWH | BA | TRUE
1 | 2024 | 3 | 65076 | HEN Infrastructure, L.L.C. | IPP | Lufkin South BESS | TX | 66789 | LUFKS | 9.9 | Batteries | MWH | BA | TRUE
1 | 2024 | 3 | 65076 | HEN Infrastructure, L.L.C. | IPP | Mineral Wells East BESS | TX | 66788 | MNWLE | 9.9 | Batteries | MWH | BA | TRUE
1 | 2024 | 3 | 65076 | HEN Infrastructure, L.L.C. | IPP | Pauline BESS | TX | 66784 | PAULN | 9.9 | Batteries | MWH | BA | TRUE
1 | 2024 | 3 | 66424 | Hardy Hills Solar LLC | Electric Utility | Hardy Hills Solar Energy LLC | IN | 67852 | HHSPV | 195 | Solar Photovoltaic | SUN | PV | TRUE
0 | 2024 | 3 | 66438 | Harris Farms Inc | Industrial | Harris Farms Solar Facility | CA | 67868 | HF1 | 1.3 | Solar Photovoltaic | SUN | PV | FALSE
1 | 2024 | 3 | 8366 | Heber Light & Power Company | Electric Utility | Heber City | UT | 7111 | 14 | 2.2 | Natural Gas Internal Combustion Engine | NG | IC | TRUE
1 | 2024 | 3 | 65400 | Horus West Virginia 1, LLC | IPP | Blake Solar Plant | WV | 66276 | US620 | 80 | Solar Photovoltaic | SUN | PV | TRUE
1 | 2024 | 3 | 9417 | Interstate Power and Light Co | Electric Utility | Duane Arnold Solar I (50 MW) | IA | 67140 | PV1 | 50 | Solar Photovoltaic | SUN | PV | TRUE
1 | 2024 | 3 | 66099 | Jade Meadow LLC | IPP | Jade Meadow LLC | MD | 67214 | JMS01 | 19.8 | Solar Photovoltaic | SUN | PV | TRUE
1 | 2024 | 3 | 62836 | Navisun LLC | IPP | Acushnet MA 2 (CSG) | MA | 64707 | ACNT2 | 1 | Solar Photovoltaic | SUN | PV | TRUE
1 | 2024 | 3 | 64507 | North Haven Solar One, LLC | IPP | North Haven Solar One | CT | 65109 | VCP11 | 1.6 | Solar Photovoltaic | SUN | PV | TRUE
1 | 2024 | 3 | 59254 | NuGen Capital Management | IPP | Bristol Landfill Solar | RI | 65142 | BL1 | 5 | Solar Photovoltaic | SUN | PV | TRUE
1 | 2024 | 3 | 60584 | Onyx Asset Services Group | IPP | Ellington - 277 Sadds Mill | CT | 67865 | 10634 | 2 | Solar Photovoltaic | SUN | PV | TRUE
1 | 2024 | 3 | 34691 | Ormat Nevada Inc | IPP | Steamboat Hills LP | NV | 50654 | SBSL2 | 3.6 | Solar Photovoltaic | SUN | PV | TRUE
1 | 2024 | 3 | 61298 | Pine Gate Renewables | IPP | Pleasant Hill PV1 | NC | 63787 | PHILL | 20 | Solar Photovoltaic | SUN | PV | TRUE
1 | 2024 | 3 | 63359 | REA Investments, LLC | IPP | Skyway Avenue Solar Farm | ME | 67946 | SKYWY | 2.5 | Solar Photovoltaic | SUN | PV | TRUE
1 | 2024 | 3 | 64371 | RPNY Solar 3, LLC | IPP | Slayton Settlement Road Solar CSG | NY | 64867 | SLYTB | 2 | Solar Photovoltaic | SUN | PV | TRUE
1 | 2024 | 3 | 66163 | SR Canadaville, LLC | IPP | SR Canadaville, LLC | TN | 67298 | CANAD | 16 | Solar Photovoltaic | SUN | PV | TRUE
1 | 2024 | 3 | 63781 | SR North Stonington, LLC | IPP | SR North Stonington | CT | 64160 | STONE | 12 | Solar Photovoltaic | SUN | PV | TRUE
1 | 2024 | 3 | 16609 | San Diego Gas & Electric Co | Electric Utility | Boulevard Energy Storage | CA | 66279 | 1 | 10 | Batteries | MWH | BA | TRUE
1 | 2024 | 3 | 16609 | San Diego Gas & Electric Co | Electric Utility | Clairemont Energy Storage | CA | 66266 | 1 | 10 | Batteries | MWH | BA | TRUE
1 | 2024 | 3 | 16609 | San Diego Gas & Electric Co | Electric Utility | Elliott Energy Storage | CA | 66278 | 1 | 10 | Batteries | MWH | BA | TRUE
1 | 2024 | 3 | 16609 | San Diego Gas & Electric Co | Electric Utility | Melrose BESS | CA | 66281 | 1 | 10 | Batteries | MWH | BA | TRUE
1 | 2024 | 3 | 16609 | San Diego Gas & Electric Co | Electric Utility | Melrose BESS | CA | 66281 | 2 | 10 | Batteries | MWH | BA | TRUE
1 | 2024 | 3 | 16609 | San Diego Gas & Electric Co | Electric Utility | Pala Gomez Creek BESS | CA | 66280 | 1 | 10 | Batteries | MWH | BA | TRUE
1 | 2024 | 3 | 16609 | San Diego Gas & Electric Co | Electric Utility | Paradise Energy Storage | CA | 66265 | 1 | 10 | Batteries | MWH | BA | TRUE
1 | 2024 | 3 | 64994 | SolRiver Capital LLC | IPP | Auburn Solar LLC (CSG) | OR | 66378 | PV1 | 2.9 | Solar Photovoltaic | SUN | PV | TRUE
1 | 2024 | 3 | 64994 | SolRiver Capital LLC | IPP | Gray Fox Solar LLC | NC | 66377 | PV1 | 5 | Solar Photovoltaic | SUN | PV | TRUE
1 | 2024 | 3 | 64994 | SolRiver Capital LLC | IPP | Harding Solar, LLC | NC | 67053 | PV1 | 3 | Solar Photovoltaic | SUN | PV | TRUE
1 | 2024 | 3 | 64994 | SolRiver Capital LLC | IPP | Sheridan Solar LLC (CSG) | OR | 66354 | PV1 | 3 | Solar Photovoltaic | SUN | PV | TRUE
1 | 2024 | 3 | 64994 | SolRiver Capital LLC | IPP | Sunflower Solar LLC | SC | 67051 | PV1 | 10 | Solar Photovoltaic | SUN | PV | TRUE
1 | 2024 | 3 | 64994 | SolRiver Capital LLC | IPP | Washington Solar | NC | 60948 | PV1 | 5 | Solar Photovoltaic | SUN | PV | TRUE
1 | 2024 | 3 | 64994 | SolRiver Capital LLC | IPP | Whitehall Solar LLC | SC | 67052 | PV1 | 2 | Solar Photovoltaic | SUN | PV | TRUE
1 | 2024 | 3 | 65426 | St. Gall Energy Storage I | IPP | St. Gall Energy Storage I | TX | 66336 | SGES1 | 100 | Batteries | MWH | BA | TRUE
1 | 2024 | 3 | 60531 | Standard Solar | IPP | Hall Property | MD | 67486 | HALLP | 2 | Solar Photovoltaic | SUN | PV | TRUE
1 | 2024 | 3 | 64995 | Victory Pass I, LLC | IPP | Victory Pass | CA | 65743 | VCTBA | 50 | Batteries | MWH | BA | TRUE
1 | 2024 | 3 | 64995 | Victory Pass I, LLC | IPP | Victory Pass | CA | 65743 | VCTPV | 200 | Solar Photovoltaic | SUN | PV | TRUE
1 | 2024 | 3 | 65014 | Waco Solar, LLC | IPP | Waco Solar | TX | 65762 | SWACO | 400 | Solar Photovoltaic | SUN | PV | TRUE
1 | 2024 | 4 | 64904 | AES Clean Energy | IPP | Chevelon Butte Phase 2 | AZ | 67176 | CHVB2 | 216 | Onshore Wind Turbine | WND | WT | TRUE
1 | 2024 | 4 | 64904 | AES Clean Energy | IPP | Delta Wind Farm (MS) | MS | 66000 | DLTA | 184.5 | Onshore Wind Turbine | WND | WT | TRUE
1 | 2024 | 4 | 64484 | ASA DeKalb NY Solar III LLC | IPP | ASA DeKalb NY Solar III LLC | NY | 65067 | DEK3 | 3.3 | Solar Photovoltaic | SUN | PV | TRUE
1 | 2024 | 4 | 64516 | Azimuth 180 Solar Electric, LLC | IPP | Grinnell College | IA | 65164 | GRIN | 3.9 | Solar Photovoltaic | SUN | PV | TRUE
1 | 2024 | 4 | 63784 | Azure Sky Wind Project, LLC | IPP | Azure Sky Wind Project, LLC Hybrid | TX | 64164 | ASWBE | 120 | Batteries | MWH | BA | TRUE
1 | 2024 | 4 | 66331 | Birch Creek Power, LLC | IPP | Earp Solar, LLC | IL | 66631 | PV | 35 | Solar Photovoltaic | SUN | PV | TRUE
1 | 2024 | 4 | 65211 | Blackwater Solar, LLC | IPP | Blackwater Solar | GA | 66025 | GA-02 | 80 | Solar Photovoltaic | SUN | PV | TRUE
1 | 2024 | 4 | 65591 | Cane Creek Solar, LLC | IPP | Cane Creek | MS | 66543 | PGRCC | 78.5 | Solar Photovoltaic | SUN | PV | TRUE
1 | 2024 | 4 | 64307 | Castle Solar, LLC | IPP | Castle Solar, LLC | UT | 64740 | CS | 40 | Solar Photovoltaic | SUN | PV | TRUE
1 | 2024 | 4 | 65513 | Catalyze Mira Loma 3251 De Forest Circle Microgrid LLC | IPP | CA Jurupa Valley 3251 De Forest Circle | CA | 66476 | 18268 | 4.5 | Solar Photovoltaic | SUN | PV | TRUE
1 | 2024 | 4 | 4254 | Consumers Energy Co - (MI) | Electric Utility | Heartland Farms | MI | 66192 | 65014 | 200 | Onshore Wind Turbine | WND | WT | TRUE
1 | 2024 | 4 | 61060 | Cypress Creek Renewables | IPP | Zier Solar | TX | 66137 | 11023 | 40.4 | Batteries | MWH | BA | TRUE
1 | 2024 | 4 | 61060 | Cypress Creek Renewables | IPP | Zier Solar | TX | 66137 | 41195 | 160 | Solar Photovoltaic | SUN | PV | TRUE
1 | 2024 | 4 | 65677 | Dimension Energy LLC | IPP | Augusta CSG, LLC | VA | 67529 | AUGUS | 2.9 | Solar Photovoltaic | SUN | PV | TRUE
1 | 2024 | 4 | 65677 | Dimension Energy LLC | IPP | Suffolk CSG, LLC | VA | 67531 | SUFFO | 3.8 | Solar Photovoltaic | SUN | PV | TRUE
1 | 2024 | 4 | 65677 | Dimension Energy LLC | IPP | Waynesboro Bridge Solar, LLC Community S | VA | 67530 | WAYNE | 5 | Solar Photovoltaic | SUN | PV | TRUE
1 | 2024 | 4 | 65660 | Enchanted Rock | IPP | ERock MID Claribel Generation Station | CA | 67380 | MID | 48 | Natural Gas Internal Combustion Engine | NG | IC | TRUE
1 | 2024 | 4 | 64458 | Enfield Solar One, LLC | IPP | Enfield Solar One | CT | 65047 | VCP07 | 4 | Solar Photovoltaic | SUN | PV | TRUE
1 | 2024 | 4 | 66147 | FFP NY Goshen Project1, LLC | IPP | FFP - NY Urbanski | NY | 67281 | 5653 | 4.4 | Solar Photovoltaic | SUN | PV | TRUE
1 | 2024 | 4 | 66148 | FFP NY Goshen Project2, LLC | IPP | FFP - NY Varano | NY | 67282 | 5654 | 5 | Solar Photovoltaic | SUN | PV | TRUE
1 | 2024 | 4 | 65226 | FGE Goodnight I, LLC | IPP | Goodnight | TX | 59246 | GOOD1 | 265.5 | Onshore Wind Turbine | WND | WT | TRUE
1 | 2024 | 4 | 62856 | Forefront Power, LLC | IPP | CA-DGS-California Correctional Inst | CA | 65105 | 15111 | 4 | Solar Photovoltaic | SUN | PV | TRUE
1 | 2024 | 4 | 66049 | Foxhound Solar, LLC | IPP | Foxhound | VA | 67171 | F2024 | 83 | Solar Photovoltaic | SUN | PV | TRUE
1 | 2024 | 4 | 61194 | Generate Capital | IPP | Barone | NY | 67613 | 11034 | 3 | Solar Photovoltaic | SUN | PV | TRUE
1 | 2024 | 4 | 7140 | Georgia Power Co | Electric Utility | Vogtle | GA | 649 | 4 | 1114 | Nuclear | NUC | ST | TRUE
1 | 2024 | 4 | 60025 | Greenbacker Renewable Energy Corporation | IPP | Hecate Energy Albany 2 LLC | NY | 66126 | 292 | 20 | Solar Photovoltaic | SUN | PV | TRUE
1 | 2024 | 4 | 60025 | Greenbacker Renewable Energy Corporation | IPP | Oaks Landfill - ANEM | MD | 67180 | 882 | 2.5 | Solar Photovoltaic | SUN | PV | TRUE
1 | 2024 | 4 | 60025 | Greenbacker Renewable Energy Corporation | IPP | Oaks Landfill CS 1 | MD | 67508 | 883 | 2 | Solar Photovoltaic | SUN | PV | TRUE
1 | 2024 | 4 | 60025 | Greenbacker Renewable Energy Corporation | IPP | Oaks Landfill CS 2 | MD | 67690 | 884 | 2 | Solar Photovoltaic | SUN | PV | TRUE
1 | 2024 | 4 | 60025 | Greenbacker Renewable Energy Corporation | IPP | Smithfield 1 | UT | 66144 | 523 | 5 | Solar Photovoltaic | SUN | PV | TRUE
1 | 2024 | 4 | 65076 | HEN Infrastructure, L.L.C. | IPP | Farmersville (TX) | TX | 65812 | FRMVL | 9.9 | Batteries | MWH | BA | TRUE
1 | 2024 | 4 | 65783 | Hayhurst Texas Solar | IPP | Hayhurst Texas Solar | TX | 66880 | HHTX | 24.8 | Solar Photovoltaic | SUN | PV | TRUE
1 | 2024 | 4 | 62842 | Lightsource Renewable Energy Asset Management, LLC | IPP | Cottontail Solar 6 | PA | 65081 | PACT6 | 20 | Solar Photovoltaic | SUN | PV | TRUE
1 | 2024 | 4 | 62842 | Lightsource Renewable Energy Asset Management, LLC | IPP | Cottontail Solar 8 | PA | 65082 | PACT8 | 20 | Solar Photovoltaic | SUN | PV | TRUE
0 | 2024 | 4 | 12303 | Merck & Co Inc-West Point | Industrial | West Point (PA) | PA | 52149 | GEN19 | 1 | Natural Gas Internal Combustion Engine | NG | IC | FALSE
1 | 2024 | 4 | 65344 | Misenheimer Solar LLC | IPP | Misenheimer Solar LLC | NC | 66237 | GEN01 | 74.4 | Solar Photovoltaic | SUN | PV | TRUE
1 | 2024 | 4 | 61227 | Nautilus Solar Solutions | IPP | Lion One | MD | 67392 | SC | 2 | Solar Photovoltaic | SUN | PV | TRUE
1 | 2024 | 4 | 61227 | Nautilus Solar Solutions | IPP | Parker Place | MD | 67439 | SC | 2 | Solar Photovoltaic | SUN | PV | TRUE
1 | 2024 | 4 | 61227 | Nautilus Solar Solutions | IPP | Pivot Solar 10 | CO | 67446 | SC | 1.7 | Solar Photovoltaic | SUN | PV | TRUE
1 | 2024 | 4 | 61227 | Nautilus Solar Solutions | IPP | Pivot Solar 9 | CO | 67441 | SC | 1.7 | Solar Photovoltaic | SUN | PV | TRUE
1 | 2024 | 4 | 61227 | Nautilus Solar Solutions | IPP | Ten Oaks | MD | 67334 | SC | 2 | Solar Photovoltaic | SUN | PV | TRUE
1 | 2024 | 4 | 49896 | Nevada Gold Energy, LLC | IPP | TS Power Plant | NV | 56224 | SOL1 | 100 | Solar Photovoltaic | SUN | PV | TRUE
1 | 2024 | 4 | 63216 | North Valley | IPP | North Valley | NV | 63491 | NVSOL | 5.5 | Solar Photovoltaic | SUN | PV | TRUE
1 | 2024 | 4 | 65394 | Proxima Solar, LLC | IPP | Proxima | CA | 66270 | PRXBS | 162 | Batteries | MWH | BA | TRUE
1 | 2024 | 4 | 63359 | REA Investments, LLC | IPP | Canton GLC Solar, LLC | ME | 67921 | CANTN | 3 | Solar Photovoltaic | SUN | PV | TRUE
1 | 2024 | 4 | 64177 | Ranchland Wind Project I, LLC | IPP | Ranchland Wind Project I | TX | 64551 | WT2 | 114.9 | Onshore Wind Turbine | WND | WT | TRUE
1 | 2024 | 4 | 64178 | Ranchland Wind Project II, LLC | IPP | Ranchland Wind Project II | TX | 64544 | WT2 | 148 | Onshore Wind Turbine | WND | WT | TRUE
1 | 2024 | 4 | 64179 | Ranchland Wind Storage, LLC | IPP | Ranchland Wind Storage | TX | 64545 | BA | 73 | Batteries | MWH | BA | TRUE
1 | 2024 | 4 | 65781 | Sky Ranch Solar and Storage | IPP | Sky Ranch Solar | NM | 66814 | SKYBA | 50 | Batteries | MWH | BA | TRUE
1 | 2024 | 4 | 65781 | Sky Ranch Solar and Storage | IPP | Sky Ranch Solar | NM | 66814 | SKYPV | 190 | Solar Photovoltaic | SUN | PV | TRUE
1 | 2024 | 4 | 17650 | Southern Power Co | IPP | South Cheyenne Solar | WY | 67147 | SCHY | 150 | Solar Photovoltaic | SUN | PV | TRUE
1 | 2024 | 4 | 63515 | Sparta Solar, LLC | IPP | Sparta Solar | TX | 63840 | 1111 | 250 | Solar Photovoltaic | SUN | PV | TRUE
1 | 2024 | 4 | 65625 | Sunlight Storage II | IPP | Sunlight Storage II | CA | 66575 | SUNS2 | 230 | Batteries | MWH | BA | TRUE
1 | 2024 | 4 | 61862 | Thomas Solar | IPP | Thomas Solar | SC | 62352 | 81 | 2 | Solar Photovoltaic | SUN | PV | TRUE
1 | 2024 | 5 | 64904 | AES Clean Energy | IPP | Baldy Mesa Solar & Storage | CA | 66598 | BDMSS | 75 | Batteries | MWH | BA | TRUE
1 | 2024 | 5 | 64904 | AES Clean Energy | IPP | Baldy Mesa Solar & Storage | CA | 66598 | BLDMS | 150 | Solar Photovoltaic | SUN | PV | TRUE
1 | 2024 | 5 | 64904 | AES Clean Energy | IPP | Raceway Solar & Storage | CA | 66773 | RCWYB | 80 | Batteries | MWH | BA | TRUE
1 | 2024 | 5 | 64904 | AES Clean Energy | IPP | Raceway Solar & Storage | CA | 66773 | RCWYS | 125 | Solar Photovoltaic | SUN | PV | TRUE
1 | 2024 | 5 | 61012 | AES Distributed Energy | IPP | AES Maui Kuihelani Solar Hybrid | HI | 64256 | KLNIB | 60 | Batteries | MWH | BA | TRUE
1 | 2024 | 5 | 61012 | AES Distributed Energy | IPP | AES Maui Kuihelani Solar Hybrid | HI | 64256 | KULNI | 60 | Solar Photovoltaic | SUN | PV | TRUE
1 | 2024 | 5 | 61012 | AES Distributed Energy | IPP | Platteview Solar LLC | NE | 65334 | PLTVW | 81 | Solar Photovoltaic | SUN | PV | TRUE
1 | 2024 | 5 | 64530 | ASA Gouverneur NY Solar II LLC | IPP | ASA Gouverneur NY Solar II LLC | NY | 65158 | GOV2 | 4 | Solar Photovoltaic | SUN | PV | TRUE
1 | 2024 | 5 | 65271 | Blue Elk II Solar, LLC | IPP | Blue Elk II Solar, LLC | MI | 66105 | BEII | 20 | Solar Photovoltaic | SUN | PV | TRUE
1 | 2024 | 5 | 65937 | CPV Stagecoach Solar, LLC | IPP | CPV Stagecoach Solar | GA | 67021 | SC1 | 80 | Solar Photovoltaic | SUN | PV | TRUE
0 | 2024 | 5 | 66065 | CTMW Solar, LLC | Commercial | Tejon Castac Water District Solar | CA | 67365 | 17180 | 1.3 | Solar Photovoltaic | SUN | PV | FALSE
1 | 2024 | 5 | 66219 | Cavalry Energy Center LLC | Electric Utility | Cavalry Solar Hybrid | IN | 67489 | CAVBS | 45 | Batteries | MWH | BA | TRUE
1 | 2024 | 5 | 66219 | Cavalry Energy Center LLC | Electric Utility | Cavalry Solar Hybrid | IN | 67489 | CAVPV | 200 | Solar Photovoltaic | SUN | PV | TRUE
1 | 2024 | 5 | 65397 | Condor Energy Storage LLC | IPP | Condor Energy Storage LLC | CA | 66285 | COND1 | 200 | Batteries | MWH | BA | TRUE
1 | 2024 | 5 | 65315 | Crooked Lake Solar, LLC | IPP | Crooked Lake Solar, LLC | AR | 66185 | GEN1 | 175 | Solar Photovoltaic | SUN | PV | TRUE
1 | 2024 | 5 | 65793 | DG Empire Lumen 2023, LLC | IPP | NY Sorrell Hill II CSG | NY | 66856 | NGSH2 | 5 | Solar Photovoltaic | SUN | PV | TRUE
1 | 2024 | 5 | 66349 | DG Harlem, LLC | IPP | DG Harlem Solar | IL | 67751 | HM701 | 2 | Solar Photovoltaic | SUN | PV | TRUE
1 | 2024 | 5 | 66743 | DG Sand Prairie, LLC | IPP | Sand Prairie Solar | IL | 68336 | SP842 | 2 | Solar Photovoltaic | SUN | PV | TRUE
1 | 2024 | 5 | 65677 | Dimension Energy LLC | IPP | Fairfield Lee Solar, LLC Community Solar | VA | 67532 | FAIRF | 5 | Solar Photovoltaic | SUN | PV | TRUE
1 | 2024 | 5 | 65411 | Duke Energy Renewables Services | IPP | Wildflower Solar, LLC (MS) | MS | 66369 | WDFL | 100 | Solar Photovoltaic | SUN | PV | TRUE
1 | 2024 | 5 | 65018 | East Point Energy Center, LLC | IPP | East Point Energy Center, LLC | NY | 65805 | EP01 | 50 | Solar Photovoltaic | SUN | PV | TRUE
1 | 2024 | 5 | 64306 | Elektron Solar, LLC | IPP | Elektron Solar, LLC | UT | 64739 | ELKS | 80 | Solar Photovoltaic | SUN | PV | TRUE
1 | 2024 | 5 | 65660 | Enchanted Rock | IPP | Enchanted Rock Turlock Irrigation Distri | CA | 66680 | UNIT1 | 11.7 | Natural Gas Internal Combustion Engine | NG | IC | TRUE
1 | 2024 | 5 | 65660 | Enchanted Rock | IPP | Enchanted Rock Turlock Irrigation Distri | CA | 66680 | UNIT2 | 11.7 | Natural Gas Internal Combustion Engine | NG | IC | TRUE
1 | 2024 | 5 | 65660 | Enchanted Rock | IPP | Enchanted Rock Turlock Irrigation Distri | CA | 66680 | UNIT3 | 11.7 | Natural Gas Internal Combustion Engine | NG | IC | TRUE
1 | 2024 | 5 | 65660 | Enchanted Rock | IPP | Enchanted Rock Turlock Irrigation Distri | CA | 66680 | UNIT4 | 11.7 | Natural Gas Internal Combustion Engine | NG | IC | TRUE
1 | 2024 | 5 | 66147 | FFP NY Goshen Project1, LLC | IPP | FFP - NY Urbanski | NY | 67281 | 5653B | 5.2 | Batteries | MWH | BA | TRUE
1 | 2024 | 5 | 66148 | FFP NY Goshen Project2, LLC | IPP | FFP - NY Varano | NY | 67282 | 5654B | 5 | Batteries | MWH | BA | TRUE
1 | 2024 | 5 | 66071 | Franklin Solar Idaho | IPP | Franklin Solar Hybrid | ID | 67190 | FRKLN | 100 | Solar Photovoltaic | SUN | PV | TRUE
1 | 2024 | 5 | 61194 | Generate Capital | IPP | Cedarville (IL) | IL | 67554 | 11069 | 2 | Solar Photovoltaic | SUN | PV | TRUE
1 | 2024 | 5 | 61194 | Generate Capital | IPP | County Route 11B | NY | 67631 | 10983 | 4.9 | Solar Photovoltaic | SUN | PV | TRUE
1 | 2024 | 5 | 63841 | Hadley 3 Solar, LLC (North) | IPP | Hadley 3 Solar (North) | MA | 64231 | 09170 | 1 | Batteries | MWH | BA | TRUE
1 | 2024 | 5 | 62153 | Hecate Energy Highland LLC | IPP | Hecate Energy Highland LLC | OH | 62670 | HIGHL | 300 | Solar Photovoltaic | SUN | PV | TRUE
1 | 2024 | 5 | 63638 | Horseshoe Solar, LLC | IPP | Horseshoe Solar, LLC | UT | 63984 | HSS | 75 | Solar Photovoltaic | SUN | PV | TRUE
1 | 2024 | 5 | 9417 | Interstate Power and Light Co | Electric Utility | Fareway Customer Hosted 1 MW Solar | IA | 67096 | PV1 | 1 | Solar Photovoltaic | SUN | PV | TRUE
1 | 2024 | 5 | 9417 | Interstate Power and Light Co | Electric Utility | ISU Customer Hosted 1MW Solar Project | IA | 67098 | PV1 | 1.4 | Solar Photovoltaic | SUN | PV | TRUE
1 | 2024 | 5 | 65006 | Linkville Solar, LLC | IPP | Linkville Solar (CSG) | OR | 65749 | LS22 | 2.8 | Solar Photovoltaic | SUN | PV | TRUE
1 | 2024 | 5 | 56990 | NJR Clean Energy Ventures Corporation | IPP | Love Lane Solar | NJ | 65486 | LOVLN | 1.8 | Solar Photovoltaic | SUN | PV | TRUE
1 | 2024 | 5 | 65770 | NY USLE Copenhagen CR194 LLC | IPP | Copenhagen Solar | NY | 66817 | COPE | 4.3 | Solar Photovoltaic | SUN | PV | TRUE
1 | 2024 | 5 | 13407 | Nevada Power Co | Electric Utility | Dry Lake Solar Energy Center | NV | 63933 | DLES1 | 100 | Batteries | MWH | BA | TRUE
1 | 2024 | 5 | 13407 | Nevada Power Co | Electric Utility | Dry Lake Solar Energy Center | NV | 63933 | DLPV1 | 150 | Solar Photovoltaic | SUN | PV | TRUE
1 | 2024 | 5 | 65796 | North Fork Solar Project, LLC | IPP | North Fork Solar Project | OK | 66866 | NFORK | 120 | Solar Photovoltaic | SUN | PV | TRUE
1 | 2024 | 5 | 64582 | OE_MS6 | IPP | OE_MS6 | MS | 65291 | MS6_S | 50 | Batteries | MWH | BA | TRUE
1 | 2024 | 5 | 64582 | OE_MS6 | IPP | OE_MS6 | MS | 65291 | OEMS6 | 150 | Solar Photovoltaic | SUN | PV | TRUE
1 | 2024 | 5 | 64743 | PPM Solar LLC | IPP | Fredonia Solar (KS) | KS | 66570 | FS1 | 2 | Solar Photovoltaic | SUN | PV | TRUE
1 | 2024 | 5 | 64743 | PPM Solar LLC | IPP | Highpeak Solar 1 | TX | 66572 | HPKS1 | 10 | Solar Photovoltaic | SUN | PV | TRUE
1 | 2024 | 5 | 65539 | Pivot Energy | IPP | Kankakee Solar 1 | IL | 68059 | KANK1 | 2 | Solar Photovoltaic | SUN | PV | TRUE
1 | 2024 | 5 | 65539 | Pivot Energy | IPP | Marion Solar 4b LLC | IL | 68049 | MS4B | 2 | Solar Photovoltaic | SUN | PV | TRUE
1 | 2024 | 5 | 65539 | Pivot Energy | IPP | Putnam Solar 1 | IL | 68050 | PUT1 | 2 | Solar Photovoltaic | SUN | PV | TRUE
1 | 2024 | 5 | 16534 | Sacramento Municipal Util Dist | Electric Utility | Solano Wind | CA | 7526 | 4 | 85.5 | Onshore Wind Turbine | WND | WT | TRUE
1 | 2024 | 5 | 65418 | Sierra Estrella Energy Storage, LLC | IPP | Sierra Estrella Energy Storage | AZ | 66334 | BESS3 | 250 | Batteries | MWH | BA | TRUE
1 | 2024 | 5 | 66353 | Solar DG IL 2, LLC | IPP | Plote Somonauk | IL | 67753 | PV1 | 2 | Solar Photovoltaic | SUN | PV | TRUE
1 | 2024 | 5 | 66267 | Solar DG IL 4, LLC | IPP | Whiskey Acres | IL | 67720 | PV1 | 2 | Solar Photovoltaic | SUN | PV | TRUE
1 | 2024 | 5 | 66268 | Solar DG IL 5, LLC | IPP | Bourbonnais | IL | 67569 | PV1 | 1.7 | Solar Photovoltaic | SUN | PV | TRUE
1 | 2024 | 5 | 66050 | Solar Star Prime 4 LLC | IPP | Amazon SAN3 Solar Project | CA | 67170 | ASBA | 2.4 | Batteries | MWH | BA | TRUE
1 | 2024 | 5 | 66050 | Solar Star Prime 4 LLC | IPP | Amazon SAN3 Solar Project | CA | 67170 | ASSP | 4.6 | Solar Photovoltaic | SUN | PV | TRUE
0 | 2024 | 5 | 56826 | Texas Medical Center Central | Commercial | TECO CHP-1 | TX | 57504 | GTG2 | 50 | Natural Gas Fired Combustion Turbine | NG | GT | FALSE
1 | 2024 | 5 | 65123 | Tres Bahias Solar Power, LLC | IPP | Tres Bahias | TX | 65947 | TB | 196.3 | Solar Photovoltaic | SUN | PV | TRUE
1 | 2024 | 5 | 19499 | United Power, Inc | Electric Utility | Keenesburg Battery Storage | CO | 67306 | KEEBA | 11.8 | Batteries | MWH | BA | TRUE
1 | 2024 | 5 | 19499 | United Power, Inc | Electric Utility | Mead Battery Storage | CO | 67303 | MEABA | 7.8 | Batteries | MWH | BA | TRUE
1 | 2024 | 5 | 19499 | United Power, Inc | Electric Utility | Parkway Battery Storage | CO | 67301 | PKWBA | 7.8 | Batteries | MWH | BA | TRUE
1 | 2024 | 5 | 19499 | United Power, Inc | Electric Utility | Rattlesnake Ridge Battery Storage | CO | 67300 | RATBA | 11.8 | Batteries | MWH | BA | TRUE
1 | 2024 | 5 | 65173 | United States Solar Corporation | IPP | Spring Prairie Solar LLC CSG | MN | 66972 | SPRPR | 1 | Solar Photovoltaic | SUN | PV | TRUE
1 | 2024 | 5 | 65173 | United States Solar Corporation | IPP | USS Fruita Solar LLC CSG | CO | 66432 | USGBS | 2 | Solar Photovoltaic | SUN | PV | TRUE
1 | 2024 | 5 | 64966 | Vikings Energy Farm, LLC | IPP | Vikings Energy Farm | CA | 65711 | GEN2 | 150 | Batteries | MWH | BA | TRUE
1 | 2024 | 5 | 20856 | Wisconsin Power & Light Co | Electric Utility | Grant County | WI | 65007 | PV1 | 200 | Solar Photovoltaic | SUN | PV | TRUE
1 | 2024 | 5 | 65968 | Yellow Pine Solar II, LLC | IPP | Yellow Pine II | NV | 67091 | YP2AB | 53 | Batteries | MWH | BA | TRUE
1 | 2024 | 5 | 65968 | Yellow Pine Solar II, LLC | IPP | Yellow Pine II | NV | 67091 | YP2AP | 60 | Solar Photovoltaic | SUN | PV | TRUE
1 | 2024 | 5 | 65968 | Yellow Pine Solar II, LLC | IPP | Yellow Pine II | NV | 67091 | YP2BB | 32 | Batteries | MWH | BA | TRUE
1 | 2024 | 6 | 66410 | 127 CVF, LLC | IPP | Costa View Farms | CA | 67835 | 64544 | 10 | Solar Photovoltaic | SUN | PV | TRUE
1 | 2024 | 6 | 64904 | AES Clean Energy | IPP | Cannonball Solar (CSG) | MD | 66867 | CBALL | 2 | Solar Photovoltaic | SUN | PV | TRUE
1 | 2024 | 6 | 64904 | AES Clean Energy | IPP | Cavalier Solar | VA | 67420 | CAVPV | 155.6 | Solar Photovoltaic | SUN | PV | TRUE
1 | 2024 | 6 | 64529 | ASA Gouverneur NY Solar I LLC | IPP | ASA Gouverneur NY Solar I LLC | NY | 65157 | GOV1 | 1.5 | Solar Photovoltaic | SUN | PV | TRUE
1 | 2024 | 6 | 40577 | American Mun Power-Ohio, Inc | Electric Utility | Mifflinburg PA BTM | PA | 66452 | PB1 | 2.7 | Petroleum Liquids | DFO | IC | TRUE
1 | 2024 | 6 | 40577 | American Mun Power-Ohio, Inc | Electric Utility | Mifflinburg PA BTM | PA | 66452 | PB2 | 2.7 | Petroleum Liquids | DFO | IC | TRUE
1 | 2024 | 6 | 66110 | Anemoi Energy Storage, LLC | IPP | Anemoi Energy Storage | TX | 67236 | ANEM1 | 200 | Batteries | MWH | BA | TRUE
1 | 2024 | 6 | 796 | Arizona Electric Pwr Coop Inc | Electric Utility | Mesquite Solar | AZ | 60964 | AEPB1 | 10 | Batteries | MWH | BA | TRUE
1 | 2024 | 6 | 13948 | City of Oberlin - (KS) | Electric Utility | Oberlin (KS) | KS | 1312 | 7 | 3 | Petroleum Liquids | DFO | IC | TRUE
1 | 2024 | 6 | 13948 | City of Oberlin - (KS) | Electric Utility | Oberlin (KS) | KS | 1312 | 8 | 3 | Petroleum Liquids | DFO | IC | TRUE
1 | 2024 | 6 | 20141 | City of Washington - (KS) | Electric Utility | Washington | KS | 1329 | 10 | 2 | Natural Gas Internal Combustion Engine | NG | IC | TRUE
1 | 2024 | 6 | 20141 | City of Washington - (KS) | Electric Utility | Washington | KS | 1329 | 9 | 2 | Natural Gas Internal Combustion Engine | NG | IC | TRUE
1 | 2024 | 6 | 65965 | Crow Creek Solar, LLC | IPP | Paulsell | CA | 67092 | PSLBA | 15 | Batteries | MWH | BA | TRUE
1 | 2024 | 6 | 65965 | Crow Creek Solar, LLC | IPP | Paulsell | CA | 67092 | PSLPV | 20 | Solar Photovoltaic | SUN | PV | TRUE
1 | 2024 | 6 | 65677 | Dimension Energy LLC | IPP | Halifax CSG LLC | VA | 67933 | HALIF | 3.1 | Solar Photovoltaic | SUN | PV | TRUE
1 | 2024 | 6 | 6455 | Duke Energy Florida, LLC | Electric Utility | Falmouth Renewable Energy Center | FL | 66639 | PV1 | 74.9 | Solar Photovoltaic | SUN | PV | TRUE
1 | 2024 | 6 | 3046 | Duke Energy Progress - (NC) | Electric Utility | Woodfin Solar | NC | 64882 | PV1 | 5 | Solar Photovoltaic | SUN | PV | TRUE
1 | 2024 | 6 | 61785 | EDP Renewables North America LLC | IPP | Scarlet Solar (CA) | CA | 64908 | GEN01 | 200 | Solar Photovoltaic | SUN | PV | TRUE
1 | 2024 | 6 | 61785 | EDP Renewables North America LLC | IPP | Scarlet Solar (CA) | CA | 64908 | GEN02 | 40 | Batteries | MWH | BA | TRUE
1 | 2024 | 6 | 66111 | Ebony Energy Storage, LLC | IPP | Ebony Energy Storage | TX | 67237 | EBON1 | 200 | Batteries | MWH | BA | TRUE
1 | 2024 | 6 | 65368 | Eleven Mile Solar Center, LLC | IPP | Eleven Mile Solar Center | AZ | 66263 | 1111 | 300 | Solar Photovoltaic | SUN | PV | TRUE
1 | 2024 | 6 | 65368 | Eleven Mile Solar Center, LLC | IPP | Eleven Mile Solar Center | AZ | 66263 | 2222 | 300 | Batteries | MWH | BA | TRUE
1 | 2024 | 6 | 66282 | Frankfort Solar Farm LLC | IPP | Ny Frankfort Bleecker St - Frankfort -NG | NY | 67585 | 21015 | 4 | Solar Photovoltaic | SUN | PV | TRUE
1 | 2024 | 6 | 65720 | Fresno Community Solar Developers, LLC | IPP | Fresno Community Solar | CA | 66715 | FREPV | 10 | Solar Photovoltaic | SUN | PV | TRUE
1 | 2024 | 6 | 61194 | Generate Capital | IPP | Trenton East | IL | 67626 | 11060 | 2 | Solar Photovoltaic | SUN | PV | TRUE
1 | 2024 | 6 | 61194 | Generate Capital | IPP | Trenton West | IL | 67627 | 11061 | 2 | Solar Photovoltaic | SUN | PV | TRUE
1 | 2024 | 6 | 65218 | Glover Creek Solar, LLC | IPP | Glover Creek Solar, LLC | KY | 66047 | GLOVE | 55 | Solar Photovoltaic | SUN | PV | TRUE
1 | 2024 | 6 | 65076 | HEN Infrastructure, L.L.C. | IPP | Mainland | TX | 67494 | MLNDB | 9.9 | Batteries | MWH | BA | TRUE
1 | 2024 | 6 | 65076 | HEN Infrastructure, L.L.C. | IPP | Weil Tract BESS | TX | 66783 | WEILT | 9.9 | Batteries | MWH | BA | TRUE
1 | 2024 | 6 | 63837 | Hecate Energy Frye Solar LLC | IPP | Hecate Energy Frye Solar LLC | TX | 64233 | 80995 | 500 | Solar Photovoltaic | SUN | PV | TRUE
1 | 2024 | 6 | 65953 | Heimlich Solar Partners LLC | IPP | Heimlich Solar | DE | 67074 | METER | 4.3 | Solar Photovoltaic | SUN | PV | TRUE
1 | 2024 | 6 | 66199 | Hopkins Energy LLC | IPP | Hopkins Energy LLC | TX | 67424 | HOPKS | 250 | Solar Photovoltaic | SUN | PV | TRUE
1 | 2024 | 6 | 62842 | Lightsource Renewable Energy Asset Management, LLC | IPP | Cottontail Solar 1 | PA | 65076 | PACT1 | 20 | Solar Photovoltaic | SUN | PV | TRUE
1 | 2024 | 6 | 62842 | Lightsource Renewable Energy Asset Management, LLC | IPP | Honeysuckle Solar Farm | IN | 65936 | INHS1 | 150 | Solar Photovoltaic | SUN | PV | TRUE
1 | 2024 | 6 | 64925 | MA CS Dighton, LLC | IPP | MA-Dighton-A | MA | 65646 | MADIG | 3.8 | Solar Photovoltaic | SUN | PV | TRUE
1 | 2024 | 6 | 65956 | ME Sandy River LLC | IPP | 15 Glen Harris RD | ME | 67032 | 20261 | 3.6 | Solar Photovoltaic | SUN | PV | TRUE
1 | 2024 | 6 | 66119 | Mesa Wind Repower | IPP | Mesa Wind Repower | CA | 67247 | MESA | 30 | Onshore Wind Turbine | WND | WT | TRUE
1 | 2024 | 6 | 66290 | NSF Energy One LLC | IPP | NSF Aurelius Site 1 LLC | NY | 67592 | PV1 | 5 | Solar Photovoltaic | SUN | PV | TRUE
1 | 2024 | 6 | 66290 | NSF Energy One LLC | IPP | NSF Aurelius Site 2, LLC | NY | 67593 | PV1 | 5 | Solar Photovoltaic | SUN | PV | TRUE
1 | 2024 | 6 | 66290 | NSF Energy One LLC | IPP | NSF Aurelius Site 3 LLC | NY | 67594 | PV1 | 5 | Solar Photovoltaic | SUN | PV | TRUE
1 | 2024 | 6 | 66290 | NSF Energy One LLC | IPP | NSF Aurelius Site 4 LLC | NY | 67595 | PV1 | 4.9 | Solar Photovoltaic | SUN | PV | TRUE
1 | 2024 | 6 | 62759 | National Grid Renewables | IPP | Wild Springs | SD | 67018 | WLDSP | 128 | Solar Photovoltaic | SUN | PV | TRUE
1 | 2024 | 6 | 61227 | Nautilus Solar Solutions | IPP | Peterboro (CSG) | NY | 67440 | SC | 4 | Solar Photovoltaic | SUN | PV | TRUE
1 | 2024 | 6 | 65550 | Nova Power, LLC | IPP | Menifee Power Bank | CA | 66494 | NOVA1 | 230 | Batteries | MWH | BA | TRUE
1 | 2024 | 6 | 65816 | OE_ESCL | IPP | OE_ESCL | NM | 66888 | OESCL | 200 | Solar Photovoltaic | SUN | PV | TRUE
1 | 2024 | 6 | 34691 | Ormat Nevada Inc | IPP | Beowawe | NV | 10287 | OEC1 | 10 | Geothermal | GEO | BT | TRUE
1 | 2024 | 6 | 34691 | Ormat Nevada Inc | IPP | Beowawe | NV | 10287 | OEC2 | 10 | Geothermal | GEO | BT | TRUE
1 | 2024 | 6 | 65539 | Pivot Energy | IPP | Putnam Solar 1B | IL | 68051 | PUT1B | 2 | Solar Photovoltaic | SUN | PV | TRUE
1 | 2024 | 6 | 65539 | Pivot Energy | IPP | St. Clair Solar 3 | IL | 68232 | STCL3 | 2 | Solar Photovoltaic | SUN | PV | TRUE
1 | 2024 | 6 | 63082 | ProEnergy Services | IPP | Remy Jade Power Station | TX | 66604 | CTG-1 | 44.5 | Natural Gas Fired Combustion Turbine | NG | GT | TRUE
1 | 2024 | 6 | 63082 | ProEnergy Services | IPP | Remy Jade Power Station | TX | 66604 | CTG-2 | 44.5 | Natural Gas Fired Combustion Turbine | NG | GT | TRUE
1 | 2024 | 6 | 63082 | ProEnergy Services | IPP | Remy Jade Power Station | TX | 66604 | CTG-3 | 44.5 | Natural Gas Fired Combustion Turbine | NG | GT | TRUE
1 | 2024 | 6 | 63082 | ProEnergy Services | IPP | Remy Jade Power Station | TX | 66604 | CTG-4 | 44.5 | Natural Gas Fired Combustion Turbine | NG | GT | TRUE
1 | 2024 | 6 | 63082 | ProEnergy Services | IPP | Remy Jade Power Station | TX | 66604 | CTG-5 | 44.5 | Natural Gas Fired Combustion Turbine | NG | GT | TRUE
1 | 2024 | 6 | 63082 | ProEnergy Services | IPP | Remy Jade Power Station | TX | 66604 | CTG-6 | 44.5 | Natural Gas Fired Combustion Turbine | NG | GT | TRUE
1 | 2024 | 6 | 65394 | Proxima Solar, LLC | IPP | Proxima | CA | 66270 | PRXMA | 190 | Solar Photovoltaic | SUN | PV | TRUE
1 | 2024 | 6 | 66212 | RA Jones | IPP | RA Jones Roof Mounted Solar System | KY | 67473 | RAJPV | 1.3 | Solar Photovoltaic | SUN | PV | TRUE
1 | 2024 | 6 | 65951 | Randolf Solar Partners LLC | IPP | Randolf Solar | VA | 67028 | METER | 2.6 | Solar Photovoltaic | SUN | PV | TRUE
0 | 2024 | 6 | 64698 | Renewable Solar, Inc | Industrial | River Ranch Dairy | CA | 67603 | 18821 | 4 | Solar Photovoltaic | SUN | PV | FALSE
0 | 2024 | 6 | 64698 | Renewable Solar, Inc | Industrial | Zonneveld Oak Grove | CA | 67602 | 17444 | 1.5 | Solar Photovoltaic | SUN | PV | FALSE
1 | 2024 | 6 | 16572 | Salt River Project | Electric Utility | Copper Crossing Energy and Research Cent | AZ | 58413 | CXGT1 | 47.5 | Natural Gas Fired Combustion Turbine | NG | GT | TRUE
1 | 2024 | 6 | 16572 | Salt River Project | Electric Utility | Copper Crossing Energy and Research Cent | AZ | 58413 | CXGT2 | 47.5 | Natural Gas Fired Combustion Turbine | NG | GT | TRUE
1 | 2024 | 6 | 60531 | Standard Solar | IPP | CUA West Campus - North (CSG) | DC | 67709 | CUAWN | 3 | Solar Photovoltaic | SUN | PV | TRUE
1 | 2024 | 6 | 60531 | Standard Solar | IPP | CUA West Campus - South (CSG) | DC | 67707 | CUAWS | 2.8 | Solar Photovoltaic | SUN | PV | TRUE
1 | 2024 | 6 | 60531 | Standard Solar | IPP | EDF Saucon Valley | DC | 67708 | EDFSV | 2.6 | Solar Photovoltaic | SUN | PV | TRUE
1 | 2024 | 6 | 65380 | Steel Solar, LLC | IPP | Steel Solar LLC | UT | 66267 | SS8 | 80 | Solar Photovoltaic | SUN | PV | TRUE
1 | 2024 | 6 | 66151 | Sun Streams PVS, LLC | IPP | Sun Streams 3 | AZ | 67285 | GEN01 | 215 | Solar Photovoltaic | SUN | PV | TRUE
1 | 2024 | 6 | 66151 | Sun Streams PVS, LLC | IPP | Sun Streams 3 | AZ | 67285 | GEN02 | 215 | Batteries | MWH | BA | TRUE
1 | 2024 | 6 | 65209 | TPE RI WA1, LLC | IPP | TPE RI WA1 Solar | RI | 66045 | 70825 | 3.5 | Solar Photovoltaic | SUN | PV | TRUE
1 | 2024 | 6 | 65208 | TPE RI WA2, LLC | IPP | TPE RI WA2 Solar | RI | 66044 | 70824 | 3.4 | Solar Photovoltaic | SUN | PV | TRUE
1 | 2024 | 6 | 19499 | United Power, Inc | Electric Utility | Bromley Battery Storage | CO | 67305 | BROBA | 11.8 | Batteries | MWH | BA | TRUE
1 | 2024 | 7 | 64532 | ASA Clayton NY Solar I LLC | IPP | ASA Clayton NY Solar I LLC | NY | 65161 | CLA1 | 1.3 | Solar Photovoltaic | SUN | PV | TRUE
1 | 2024 | 7 | 221 | Alaska Village Elec Coop, Inc | Electric Utility | Bethel | AK | 6566 | 7A | 0.3 | Petroleum Liquids | DFO | IC | TRUE
1 | 2024 | 7 | 65280 | Babbitt Ranch Energy Center, LLC | IPP | Babbitt Ranch Energy Center | AZ | 66110 | BREC1 | 163 | Onshore Wind Turbine | WND | WT | TRUE
1 | 2024 | 7 | 65674 | Bear Canyon Energy Storage | IPP | Bear Canyon | CA | 66650 | BC1 | 13 | Batteries | MWH | BA | TRUE
0 | 2024 | 7 | 65949 | Bravo REC Management LLC | Industrial | Dixie Creek Dairy Solar | CA | 67820 | DXCRK | 2.9 | Solar Photovoltaic | SUN | PV | FALSE
0 | 2024 | 7 | 65949 | Bravo REC Management LLC | Industrial | Open Sky Ranch Inc | CA | 67793 | OPSKY | 1.7 | Solar Photovoltaic | SUN | PV | FALSE
1 | 2024 | 7 | 66200 | Century Oak Wind Project, LLC | IPP | Century Oak Wind Project, LLC | TX | 67425 | COAKW | 151.5 | Onshore Wind Turbine | WND | WT | TRUE
1 | 2024 | 7 | 17845 | City of Springville - (UT) | Electric Utility | Whitehead | UT | 7028 | K3CAT | 2.5 | Natural Gas Internal Combustion Engine | NG | IC | TRUE
1 | 2024 | 7 | 17845 | City of Springville - (UT) | Electric Utility | Whitehead | UT | 7028 | K4CAT | 2.5 | Natural Gas Internal Combustion Engine | NG | IC | TRUE
1 | 2024 | 7 | 17845 | City of Springville - (UT) | Electric Utility | Whitehead | UT | 7028 | K5CAT | 2.5 | Natural Gas Internal Combustion Engine | NG | IC | TRUE
1 | 2024 | 7 | 65361 | Cutlass II Solar LLC | IPP | Cutlass Solar II | TX | 66262 | SAREN | 200 | Solar Photovoltaic | SUN | PV | TRUE
1 | 2024 | 7 | 65960 | DG Empire Sun, LLC | IPP | NY Avon I CSG | NY | 67045 | AVON1 | 5 | Solar Photovoltaic | SUN | PV | TRUE
1 | 2024 | 7 | 66285 | DSI Don Solar LLC | IPP | DSI Don Solar | MN | 67588 | DSID | 1 | Solar Photovoltaic | SUN | PV | TRUE
1 | 2024 | 7 | 64872 | Distributed Solar Development, LLC | IPP | FFP - NY Burch CSG | NY | 66827 | P5651 | 2.5 | Solar Photovoltaic | SUN | PV | TRUE
1 | 2024 | 7 | 58468 | Dominion Renewable Energy | Electric Utility | Springfield Solar | VA | 65317 | SPRG | 2 | Solar Photovoltaic | SUN | PV | TRUE
1 | 2024 | 7 | 65502 | Five Wells Solar Center, LLC | IPP | Five Wells Solar Center - Hybrid | TX | 66420 | FWBAT | 259 | Batteries | MWH | BA | TRUE
1 | 2024 | 7 | 7140 | Georgia Power Co | Electric Utility | McIntosh Solar | GA | 67864 | 1 | 10 | Solar Photovoltaic | SUN | PV | TRUE
1 | 2024 | 7 | 60025 | Greenbacker Renewable Energy Corporation | IPP | Holtville | CA | 67695 | 823 | 30 | Batteries | MWH | BA | TRUE
1 | 2024 | 7 | 9417 | Interstate Power and Light Co | Electric Utility | Hy-Vee Customer Hosted 2.25MW Solar | IA | 67097 | PV1 | 2.3 | Solar Photovoltaic | SUN | PV | TRUE
1 | 2024 | 7 | 9417 | Interstate Power and Light Co | Electric Utility | Perry Customer Hosted 1MW Solar Project | IA | 67099 | PV1 | 1 | Solar Photovoltaic | SUN | PV | TRUE
1 | 2024 | 7 | 62842 | Lightsource Renewable Energy Asset Management, LLC | IPP | Oxbow Solar 1 | LA | 65030 | LAVE1 | 300 | Solar Photovoltaic | SUN | PV | TRUE
1 | 2024 | 7 | 65043 | Madison Energy Investments LLC | IPP | North Kern 2 | CA | 68220 | NK2PV | 2.5 | Solar Photovoltaic | SUN | PV | TRUE
1 | 2024 | 7 | 11806 | Massachusetts Mun Wholes Electric Co | Electric Utility | MMWEC Simple Cycle Gas Turbine | MA | 63559 | GT1 | 57 | Natural Gas Fired Combustion Turbine | NG | GT | TRUE
0 | 2024 | 7 | 12303 | Merck & Co Inc-West Point | Industrial | West Point (PA) | PA | 52149 | GEN20 | 2 | Natural Gas Internal Combustion Engine | NG | IC | FALSE
1 | 2024 | 7 | 12199 | Montana-Dakota Utilities Co | Electric Utility | R M Heskett | ND | 2790 | 4 | 88.4 | Natural Gas Fired Combustion Turbine | NG | GT | TRUE
1 | 2024 | 7 | 13407 | Nevada Power Co | Electric Utility | Silverhawk | NV | 55841 | CT3 | 222 | Natural Gas Fired Combustion Turbine | NG | GT | TRUE
1 | 2024 | 7 | 13407 | Nevada Power Co | Electric Utility | Silverhawk | NV | 55841 | CT4 | 222 | Natural Gas Fired Combustion Turbine | NG | GT | TRUE
1 | 2024 | 7 | 56815 | NorthWestern Energy (MT wind/thermal) | Electric Utility | Yellowstone County Generating Station | MT | 67766 | YGS01 | 9.2 | Natural Gas Internal Combustion Engine | NG | IC | TRUE
1 | 2024 | 7 | 56815 | NorthWestern Energy (MT wind/thermal) | Electric Utility | Yellowstone County Generating Station | MT | 67766 | YGS02 | 9.2 | Natural Gas Internal Combustion Engine | NG | IC | TRUE
1 | 2024 | 7 | 56815 | NorthWestern Energy (MT wind/thermal) | Electric Utility | Yellowstone County Generating Station | MT | 67766 | YGS03 | 9.2 | Natural Gas Internal Combustion Engine | NG | IC | TRUE
1 | 2024 | 7 | 56815 | NorthWestern Energy (MT wind/thermal) | Electric Utility | Yellowstone County Generating Station | MT | 67766 | YGS04 | 9.2 | Natural Gas Internal Combustion Engine | NG | IC | TRUE
1 | 2024 | 7 | 56815 | NorthWestern Energy (MT wind/thermal) | Electric Utility | Yellowstone County Generating Station | MT | 67766 | YGS05 | 9.2 | Natural Gas Internal Combustion Engine | NG | IC | TRUE
1 | 2024 | 7 | 56815 | NorthWestern Energy (MT wind/thermal) | Electric Utility | Yellowstone County Generating Station | MT | 67766 | YGS06 | 9.2 | Natural Gas Internal Combustion Engine | NG | IC | TRUE
1 | 2024 | 7 | 56815 | NorthWestern Energy (MT wind/thermal) | Electric Utility | Yellowstone County Generating Station | MT | 67766 | YGS07 | 9.2 | Natural Gas Internal Combustion Engine | NG | IC | TRUE
1 | 2024 | 7 | 56815 | NorthWestern Energy (MT wind/thermal) | Electric Utility | Yellowstone County Generating Station | MT | 67766 | YGS08 | 9.2 | Natural Gas Internal Combustion Engine | NG | IC | TRUE
1 | 2024 | 7 | 56815 | NorthWestern Energy (MT wind/thermal) | Electric Utility | Yellowstone County Generating Station | MT | 67766 | YGS09 | 9.2 | Natural Gas Internal Combustion Engine | NG | IC | TRUE
1 | 2024 | 7 | 56815 | NorthWestern Energy (MT wind/thermal) | Electric Utility | Yellowstone County Generating Station | MT | 67766 | YGS10 | 9.2 | Natural Gas Internal Combustion Engine | NG | IC | TRUE
1 | 2024 | 7 | 56815 | NorthWestern Energy (MT wind/thermal) | Electric Utility | Yellowstone County Generating Station | MT | 67766 | YGS11 | 9.2 | Natural Gas Internal Combustion Engine | NG | IC | TRUE
1 | 2024 | 7 | 56815 | NorthWestern Energy (MT wind/thermal) | Electric Utility | Yellowstone County Generating Station | MT | 67766 | YGS12 | 9.2 | Natural Gas Internal Combustion Engine | NG | IC | TRUE
1 | 2024 | 7 | 56815 | NorthWestern Energy (MT wind/thermal) | Electric Utility | Yellowstone County Generating Station | MT | 67766 | YGS13 | 9.2 | Natural Gas Internal Combustion Engine | NG | IC | TRUE
1 | 2024 | 7 | 56815 | NorthWestern Energy (MT wind/thermal) | Electric Utility | Yellowstone County Generating Station | MT | 67766 | YGS14 | 9.2 | Natural Gas Internal Combustion Engine | NG | IC | TRUE
1 | 2024 | 7 | 56815 | NorthWestern Energy (MT wind/thermal) | Electric Utility | Yellowstone County Generating Station | MT | 67766 | YGS15 | 9.2 | Natural Gas Internal Combustion Engine | NG | IC | TRUE
1 | 2024 | 7 | 56815 | NorthWestern Energy (MT wind/thermal) | Electric Utility | Yellowstone County Generating Station | MT | 67766 | YGS16 | 9.2 | Natural Gas Internal Combustion Engine | NG | IC | TRUE
1 | 2024 | 7 | 56815 | NorthWestern Energy (MT wind/thermal) | Electric Utility | Yellowstone County Generating Station | MT | 67766 | YGS17 | 9.2 | Natural Gas Internal Combustion Engine | NG | IC | TRUE
1 | 2024 | 7 | 56815 | NorthWestern Energy (MT wind/thermal) | Electric Utility | Yellowstone County Generating Station | MT | 67766 | YGS18 | 9.2 | Natural Gas Internal Combustion Engine | NG | IC | TRUE
1 | 2024 | 7 | 65550 | Nova Power, LLC | IPP | Menifee Power Bank | CA | 66494 | NOVA2 | 230 | Batteries | MWH | BA | TRUE
1 | 2024 | 7 | 66027 | Orsted Wind Power North America LLC | IPP | South Fork Wind | NY | 65561 | SFWND | 130 | Offshore Wind Turbine | WND | WS | TRUE
1 | 2024 | 7 | 65347 | Pearl River Solar Park, LLC | IPP | Pearl River Solar Park LLC | MS | 66239 | GEN01 | 175 | Solar Photovoltaic | SUN | PV | TRUE
1 | 2024 | 7 | 65869 | Prologis Logistics Services Incorporated | IPP | IPC 25 Solar | CA | 67069 | CV525 | 2.4 | Solar Photovoltaic | SUN | PV | TRUE
1 | 2024 | 7 | 66335 | REV Renewables LLC | IPP | Capon Bridge Solar LLC | WV | 67694 | CPS01 | 20 | Solar Photovoltaic | SUN | PV | TRUE
1 | 2024 | 7 | 66194 | RPNY Solar 4, LLC | IPP | Clemons Road Solar | NY | 67407 | CLEM | 2.8 | Solar Photovoltaic | SUN | PV | TRUE
1 | 2024 | 7 | 66195 | RPNY Solar 6, LLC | IPP | Pike Road Solar (NY) | NY | 67408 | PIKE | 3 | Solar Photovoltaic | SUN | PV | TRUE
1 | 2024 | 7 | 66196 | RPNY Solar 7, LLC | IPP | Alexander Road Solar | NY | 67409 | ALEX | 1.6 | Solar Photovoltaic | SUN | PV | TRUE
0 | 2024 | 7 | 64698 | Renewable Solar, Inc | Industrial | Open Sky Dairy | CA | 68471 | 18880 | 1.7 | Solar Photovoltaic | SUN | PV | FALSE
1 | 2024 | 7 | 65826 | Roadrunner Crossing Wind Farm, LLC | IPP | Roadrunner Wind Farm | TX | 66902 | 5317 | 256 | Onshore Wind Turbine | WND | WT | TRUE
1 | 2024 | 7 | 66010 | SR Panola I, LLC | IPP | SR Panola I, LLC | MS | 67132 | PANO1 | 4.8 | Solar Photovoltaic | SUN | PV | TRUE
1 | 2024 | 7 | 66008 | SR Panola II, LLC | IPP | SR Panola II, LLC | MS | 67130 | PANO2 | 4.8 | Solar Photovoltaic | SUN | PV | TRUE
1 | 2024 | 7 | 66284 | SV CSG Afton I, LLC | IPP | SV CSG AFTON I | MN | 67587 | SVA | 1 | Solar Photovoltaic | SUN | PV | TRUE
1 | 2024 | 7 | 64994 | SolRiver Capital LLC | IPP | Elk Solar LLC | NC | 66345 | PV1 | 5 | Solar Photovoltaic | SUN | PV | TRUE
1 | 2024 | 7 | 64994 | SolRiver Capital LLC | IPP | Green Solar LLC (CSG) | OR | 66349 | PV1 | 2.9 | Solar Photovoltaic | SUN | PV | TRUE
1 | 2024 | 7 | 65419 | Superstition Energy Storage, LLC | IPP | Superstition Energy Storage | AZ | 66333 | BESS4 | 90 | Batteries | MWH | BA | TRUE
1 | 2024 | 7 | 66218 | TAI Huntsville Solar, LLC | IPP | TAI Huntsville Solar Hybrid | AL | 67488 | PV1 | 32.4 | Solar Photovoltaic | SUN | PV | TRUE
1 | 2024 | 7 | 61950 | Terra-Gen Operating Co-Solar | IPP | Lockhart ESS, LLC | CA | 66946 | LHESS | 45 | Batteries | MWH | BA | TRUE
1 | 2024 | 7 | 65863 | Three Corners Solar, LLC | IPP | Three Corners Solar | ME | 66955 | 18099 | 110 | Solar Photovoltaic | SUN | PV | TRUE
1 | 2024 | 7 | 65685 | Tumbleweed Energy Storage, LLC | IPP | Tumbleweed Energy Storage | CA | 66666 | TWES1 | 50 | Batteries | MWH | BA | TRUE
1 | 2024 | 7 | 19499 | United Power, Inc | Electric Utility | Platte Valley Battery Storage | CO | 67307 | PLVBA | 7.8 | Batteries | MWH | BA | TRUE
1 | 2024 | 7 | 65675 | West Ford Flat Energy Storage | IPP | West Ford Flat | CA | 66669 | WFF1 | 25 | Batteries | MWH | BA | TRUE
1 | 2024 | 7 | 65968 | Yellow Pine Solar II, LLC | IPP | Yellow Pine II | NV | 67091 | YP2BP | 65 | Solar Photovoltaic | SUN | PV | TRUE
1 | 2024 | 8 | 65600 | AP Sunray LLC | IPP | AP Sunray LLC | TX | 64258 | OCISR | 200 | Solar Photovoltaic | SUN | PV | TRUE
1 | 2024 | 8 | 64446 | ASD Cotuit MA Solar LLC | IPP | ASD Cotuit MA Solar LLC | MA | 65014 | COT1B | 2.5 | Batteries | MWH | BA | TRUE
1 | 2024 | 8 | 63784 | Azure Sky Wind Project, LLC | IPP | Azure Sky Wind Project, LLC Hybrid | TX | 64164 | ASWWT | 350.2 | Onshore Wind Turbine | WND | WT | TRUE
1 | 2024 | 8 | 65788 | Ben Milam Solar 1 LLC | IPP | Orion I Solar Project | TX | 66859 | ORN1 | 200 | Solar Photovoltaic | SUN | PV | TRUE
1 | 2024 | 8 | 65782 | Ben Milam Solar 3 LLC | IPP | Orion III Solar Project | TX | 66821 | ORN3 | 250 | Solar Photovoltaic | SUN | PV | TRUE
1 | 2024 | 8 | 66331 | Birch Creek Power, LLC | IPP | Altona Solar, LLC | MO | 66628 | PV | 30 | Solar Photovoltaic | SUN | PV | TRUE
1 | 2024 | 8 | 66481 | Bodhi Solar, LLC | IPP | Bodhi Solar | NY | 67932 | BODHI | 5 | Solar Photovoltaic | SUN | PV | TRUE
1 | 2024 | 8 | 65765 | Borden County Battery Energy Storage System LLC | IPP | Borden County BESS | TX | 66804 | 1 | 150 | Batteries | MWH | BA | TRUE
0 | 2024 | 8 | 65949 | Bravo REC Management LLC | Industrial | TWC | CA | 67863 | TWC | 1.2 | Solar Photovoltaic | SUN | PV | FALSE
1 | 2024 | 8 | 65643 | Cald BESS LLC | IPP | Cald BESS | CA | 66617 | 1 | 100 | Batteries | MWH | BA | TRUE
1 | 2024 | 8 | 65428 | Callisto I Energy Center | IPP | Callisto I Energy Center | TX | 66338 | CALL1 | 200 | Batteries | MWH | BA | TRUE
1 | 2024 | 8 | 66208 | Camco International Group, Inc. | IPP | West Point RNG | ID | 67436 | WPRG | 1.6 | Other Waste Biomass | OBG | IC | TRUE
1 | 2024 | 8 | 66208 | Camco International Group, Inc. | IPP | West Point RNG | ID | 67436 | WPRG1 | 1.6 | Other Waste Biomass | OBG | IC | TRUE
1 | 2024 | 8 | 66174 | Carvers Creek, LLC | IPP | Carvers Creek Solar | VA | 67342 | CARV | 54.9 | Solar Photovoltaic | SUN | PV | TRUE
1 | 2024 | 8 | 6455 | Duke Energy Florida, LLC | Electric Utility | County Line Renewable Energy Center | FL | 67049 | PV1 | 74.9 | Solar Photovoltaic | SUN | PV | TRUE
1 | 2024 | 8 | 66574 | EDPRNA DG CA Livermore LLC | IPP | CA- US Foods- Livermore | CA | 68064 | LBA | 1.2 | Batteries | MWH | BA | TRUE
1 | 2024 | 8 | 66574 | EDPRNA DG CA Livermore LLC | IPP | CA- US Foods- Livermore | CA | 68064 | USFL | 1.2 | Solar Photovoltaic | SUN | PV | TRUE
1 | 2024 | 8 | 58970 | Ecoplexus, Inc | IPP | Camp San Luis Obispo | CA | 63870 | CPSLO | 1.2 | Solar Photovoltaic | SUN | PV | TRUE
1 | 2024 | 8 | 61194 | Generate Capital | IPP | Dakota Solar 1, LLC | IL | 67614 | 11113 | 2 | Solar Photovoltaic | SUN | PV | TRUE
1 | 2024 | 8 | 61194 | Generate Capital | IPP | Krumkill Road Solar North, LLC | NY | 67615 | 11086 | 5 | Solar Photovoltaic | SUN | PV | TRUE
1 | 2024 | 8 | 61194 | Generate Capital | IPP | Krumkill Road Solar South, LLC | NY | 67616 | 11087 | 3.8 | Solar Photovoltaic | SUN | PV | TRUE
1 | 2024 | 8 | 61194 | Generate Capital | IPP | Trinity Freeport | IL | 67628 | 11057 | 2 | Solar Photovoltaic | SUN | PV | TRUE
1 | 2024 | 8 | 66433 | Giga Texas Energy LLC | IPP | GFTX BESS | TX | 67860 | GFTX | 125 | Batteries | MWH | BA | TRUE
1 | 2024 | 8 | 60025 | Greenbacker Renewable Energy Corporation | IPP | IGS OXR1 | CA | 66603 | 454 | 4.8 | Solar Photovoltaic | SUN | PV | TRUE
1 | 2024 | 8 | 60025 | Greenbacker Renewable Energy Corporation | IPP | Ledgeview | WI | 67056 | 708 | 5 | Solar Photovoltaic | SUN | PV | TRUE
1 | 2024 | 8 | 66067 | Groton BESS 1 LLC | IPP | Groton BESS 1 | MA | 67185 | 90911 | 2 | Batteries | MWH | BA | TRUE
1 | 2024 | 8 | 66033 | Groton BESS 2 LLC | IPP | Groton BESS 2 | MA | 67162 | 90910 | 2 | Batteries | MWH | BA | TRUE
1 | 2024 | 8 | 65650 | Harvest Gold Solar Power, LLC | IPP | Harvest Gold Solar | MS | 66623 | HGS | 99 | Solar Photovoltaic | SUN | PV | TRUE
1 | 2024 | 8 | 65016 | High River Energy Center, LLC | IPP | High River Energy Center, LLC | NY | 65765 | HR01 | 90 | Solar Photovoltaic | SUN | PV | TRUE
1 | 2024 | 8 | 66068 | Holden BESS 1 LLC | IPP | Holden BESS 1 | MA | 67186 | 90913 | 5 | Batteries | MWH | BA | TRUE
1 | 2024 | 8 | 65281 | Horus Louisiana 1, LLC | IPP | Elizabeth Solar Plant | LA | 66111 | US199 | 125 | Solar Photovoltaic | SUN | PV | TRUE
1 | 2024 | 8 | 63289 | Key Capture Energy | IPP | TX15 Limousin Oak Storage | TX | 65698 | TX15 | 100 | Batteries | MWH | BA | TRUE
1 | 2024 | 8 | 65277 | Leyline Renewable Capital | IPP | HCE Reams Solar, LLC | VA | 66120 | REAMS | 5 | Solar Photovoltaic | SUN | PV | TRUE
1 | 2024 | 8 | 65277 | Leyline Renewable Capital | IPP | HCE Roark Mill Solar, LLC | VA | 66122 | RKML | 3.2 | Solar Photovoltaic | SUN | PV | TRUE
1 | 2024 | 8 | 66855 | Mars Hill Road Solar Farm, LLC | IPP | ME - Novel (Lighthouse Ph I) Mars Hill | ME | 68484 | MRSHL | 2.5 | Solar Photovoltaic | SUN | PV | TRUE
0 | 2024 | 8 | 12303 | Merck & Co Inc-West Point | Industrial | West Point (PA) | PA | 52149 | GEN18 | 2.5 | Natural Gas Internal Combustion Engine | NG | IC | FALSE
1 | 2024 | 8 | 61227 | Nautilus Solar Solutions | IPP | Beech Road (CSG) | MD | 67405 | SC | 3 | Solar Photovoltaic | SUN | PV | TRUE
1 | 2024 | 8 | 61227 | Nautilus Solar Solutions | IPP | Brewer (CSG) | ME | 67499 | SC | 5 | Solar Photovoltaic | SUN | PV | TRUE
1 | 2024 | 8 | 65550 | Nova Power, LLC | IPP | Menifee Power Bank | CA | 66494 | NOVA3 | 50 | Batteries | MWH | BA | TRUE
1 | 2024 | 8 | 65935 | Preston Garden LLC | IPP | Preston Garden (CSG) | MN | 67009 | PRSTN | 1 | Solar Photovoltaic | SUN | PV | TRUE
1 | 2024 | 8 | 63359 | REA Investments, LLC | IPP | Sheridan Road Solar Farm | ME | 67944 | SHDAN | 3 | Solar Photovoltaic | SUN | PV | TRUE
1 | 2024 | 8 | 65958 | SL Sherman, LLC | IPP | NY SHERMAN 176 W MAIN ST - SL 1 | NY | 67034 | 21104 | 4.7 | Solar Photovoltaic | SUN | PV | TRUE
1 | 2024 | 8 | 65954 | Small Mouth Bass Solar Partners LLC | IPP | Small Mouth Bass Solar | VA | 67072 | METER | 2.4 | Solar Photovoltaic | SUN | PV | TRUE
1 | 2024 | 8 | 66840 | Solar DG IL 3 LLC | IPP | Pontiac 1A | IL | 68469 | PV1 | 2 | Solar Photovoltaic | SUN | PV | TRUE
1 | 2024 | 8 | 65955 | Solitude Solar Russell County Rd 21 Microgrid, LLC | IPP | NY Hermon 1040 County Rd 21 | NY | 67031 | 20144 | 2.2 | Solar Photovoltaic | SUN | PV | TRUE
1 | 2024 | 8 | 65552 | Terra-Gen Operating Co-BESS 2 | IPP | Beaumont BESS | CA | 66461 | GEN1 | 100 | Batteries | MWH | BA | TRUE
1 | 2024 | 8 | 65685 | Tumbleweed Energy Storage, LLC | IPP | Tumbleweed Energy Storage | CA | 66666 | TWES2 | 75 | Batteries | MWH | BA | TRUE
1 | 2024 | 8 | 19499 | United Power, Inc | Electric Utility | Davis Battery Storage | CO | 67304 | DAVBA | 11.8 | Batteries | MWH | BA | TRUE
1 | 2024 | 8 | 65173 | United States Solar Corporation | IPP | MN East Regal LLC (CSG) | MN | 66973 | MNERL | 1 | Solar Photovoltaic | SUN | PV | TRUE
1 | 2024 | 8 | 65173 | United States Solar Corporation | IPP | USS Rosewood Solar LLC (CSG) | MN | 67547 | USRSW | 1 | Solar Photovoltaic | SUN | PV | TRUE
1 | 2024 | 8 | 65173 | United States Solar Corporation | IPP | USS Slayton Solar LLC (CSG) | MN | 67548 | USSLY | 1 | Solar Photovoltaic | SUN | PV | TRUE
1 | 2024 | 9 | 64904 | AES Clean Energy | IPP | Madison Solar | VA | 66316 | MDSO | 62.5 | Solar Photovoltaic | SUN | PV | TRUE
1 | 2024 | 9 | 64904 | AES Clean Energy | IPP | Northline Solar CSG | NY | 66449 | NORTH | 4 | Solar Photovoltaic | SUN | PV | TRUE
1 | 2024 | 9 | 64904 | AES Clean Energy | IPP | Westwing | AZ | 67855 | WESTW | 82 | Batteries | MWH | BA | TRUE
1 | 2024 | 9 | 57416 | Acciona Energy USA Global, LLC | IPP | Red Tailed Hawk Solar LLC | TX | 66157 | GEN1 | 350 | Solar Photovoltaic | SUN | PV | TRUE
0 | 2024 | 9 | 65118 | AlphaStruxure Service Co LP | Commercial | Brookville Smart Bus Depot Microgrid | MD | 65945 | GEN2 | 0.6 | Natural Gas Internal Combustion Engine | NG | IC | FALSE
0 | 2024 | 9 | 65118 | AlphaStruxure Service Co LP | Commercial | Brookville Smart Bus Depot Microgrid | MD | 65945 | GEN3 | 0.6 | Natural Gas Internal Combustion Engine | NG | IC | FALSE
1 | 2024 | 9 | 60281 | Altus Power America Management, LLC | IPP | Dynamic - Enfield Hammett Road CSG | ME | 67016 | GEN1 | 4.9 | Solar Photovoltaic | SUN | PV | TRUE
1 | 2024 | 9 | 60281 | Altus Power America Management, LLC | IPP | Dynamic - Exeter Solar CSG | ME | 67015 | GEN1 | 4 | Solar Photovoltaic | SUN | PV | TRUE
1 | 2024 | 9 | 66805 | Antelope Creek Solar, LLC | IPP | Antelope Creek | OR | 68444 | PV1 | 2.3 | Solar Photovoltaic | SUN | PV | TRUE
1 | 2024 | 9 | 1167 | Baltimore Gas & Electric Co | Electric Utility | Fairhaven | MD | 68335 | FAIRH | 0.7 | Batteries | MWH | BA | TRUE
1 | 2024 | 9 | 65852 | Ben Milam Solar 2 LLC | IPP | Orion II Solar Project | TX | 66941 | ORN2 | 250 | Solar Photovoltaic | SUN | PV | TRUE
1 | 2024 | 9 | 65696 | Brazos Bend BESS, LLC | IPP | Brazos Bend BESS, LLC | TX | 66690 | BEND | 100 | Batteries | MWH | BA | TRUE
1 | 2024 | 9 | 65514 | Catalyze Manteca 730 Spreckels Avenue Microgrid LLC | IPP | CA Manteca 730 Spreckels Ave | CA | 66509 | 18259 | 1.5 | Solar Photovoltaic | SUN | PV | TRUE
1 | 2024 | 9 | 65514 | Catalyze Manteca 730 Spreckels Avenue Microgrid LLC | IPP | CA Manteca 730 Spreckels Ave | CA | 66509 | B8259 | 1.5 | Batteries | MWH | BA | TRUE
1 | 2024 | 9 | 65780 | Clearwater Wind III, LLC | IPP | Clearwater Wind III | MT | 66811 | CW3 | 100 | Onshore Wind Turbine | WND | WT | TRUE
1 | 2024 | 9 | 62161 | Cubico USA, LLC | IPP | Crossett Solar | AR | 67915 | CROSS | 100 | Solar Photovoltaic | SUN | PV | TRUE
1 | 2024 | 9 | 61060 | Cypress Creek Renewables | IPP | Breezewood | IL | 67633 | BREEZ | 2 | Solar Photovoltaic | SUN | PV | TRUE
1 | 2024 | 9 | 61060 | Cypress Creek Renewables | IPP | Galt | IL | 67636 | GALT | 5 | Solar Photovoltaic | SUN | PV | TRUE
1 | 2024 | 9 | 64872 | Distributed Solar Development, LLC | IPP | Harrah's Atlantic City - POI 2 (Self Par | NJ | 66831 | P5614 | 1.8 | Solar Photovoltaic | SUN | PV | TRUE
0 | 2024 | 9 | 65641 | EnLink Processing Services, LLC | Industrial | Eunice LA Plant | LA | 66615 | STG01 | 4.6 | Natural Gas Steam Turbine | NG | ST | FALSE
1 | 2024 | 9 | 56201 | Engie North America | IPP | Cascade Energy Storage, LLC | CA | 61801 | 10002 | 25 | Batteries | MWH | BA | TRUE
1 | 2024 | 9 | 65774 | Fence Post Solar Project, LLC | IPP | Fence Post Solar Hybrid Project, LLC | TX | 66801 | FNCBE | 72 | Batteries | MWH | BA | TRUE
1 | 2024 | 9 | 65774 | Fence Post Solar Project, LLC | IPP | Fence Post Solar Hybrid Project, LLC | TX | 66801 | FNCPT | 236 | Solar Photovoltaic | SUN | PV | TRUE
1 | 2024 | 9 | 65076 | HEN Infrastructure, L.L.C. | IPP | Falfurrias BESS | TX | 66792 | FALFU | 9.9 | Batteries | MWH | BA | TRUE
1 | 2024 | 9 | 63109 | Hales Mills Solar, LLC | IPP | Hales Mills Solar, LLC | NY | 63339 | 09751 | 3 | Batteries | MWH | BA | TRUE
1 | 2024 | 9 | 65874 | Liberty County Solar Project, LLC | IPP | Liberty County Solar Project | TX | 67159 | LIBCO | 100 | Solar Photovoltaic | SUN | PV | TRUE
1 | 2024 | 9 | 62842 | Lightsource Renewable Energy Asset Management, LLC | IPP | Cottontail Solar 4 | PA | 65079 | PACT4 | 20 | Solar Photovoltaic | SUN | PV | TRUE
1 | 2024 | 9 | 65785 | Luminace Sunbeam Development Holdings, LLC | IPP | ME Novel Lighthouse - Penobscot CSG | ME | 66961 | PENOB | 3 | Solar Photovoltaic | SUN | PV | TRUE
0 | 2024 | 9 | 12320 | Merck & Co Inc | Industrial | Elkton | VA | 52148 | GEN8 | 2 | Natural Gas Internal Combustion Engine | NG | IC | FALSE
1 | 2024 | 9 | 21538 | Mohave Electric Cooperative, Inc. | IPP | Mohave Electric Cooperative at Joy Lane | AZ | 63554 | MSSB1 | 15 | Batteries | MWH | BA | TRUE
1 | 2024 | 9 | 12796 | Monongahela Power Co | Electric Utility | Rivesville Solar | WV | 66900 | RIVS | 5.5 | Solar Photovoltaic | SUN | PV | TRUE
1 | 2024 | 9 | 62759 | National Grid Renewables | IPP | Copperhead Solar, LLC | TX | 67019 | CHSLR | 150 | Solar Photovoltaic | SUN | PV | TRUE
1 | 2024 | 9 | 62759 | National Grid Renewables | IPP | Copperhead Solar, LLC | TX | 67019 | CHSTG | 100 | Batteries | MWH | BA | TRUE
1 | 2024 | 9 | 61227 | Nautilus Solar Solutions | IPP | Comfort CSG | NY | 67406 | SC | 4 | Solar Photovoltaic | SUN | PV | TRUE
1 | 2024 | 9 | 49896 | Nevada Gold Energy, LLC | IPP | TS Power Plant | NV | 56224 | SOL2 | 100 | Solar Photovoltaic | SUN | PV | TRUE
1 | 2024 | 9 | 65550 | Nova Power, LLC | IPP | Menifee Power Bank | CA | 66494 | NOVA4 | 110 | Batteries | MWH | BA | TRUE
1 | 2024 | 9 | 66303 | PFMD LL Jessup LLC | IPP | MD JESSUP 7950 OCEANO AVE | MD | 67670 | 22337 | 1.5 | Solar Photovoltaic | SUN | PV | TRUE
1 | 2024 | 9 | 64743 | PPM Solar LLC | IPP | BKV Ponder Solar 1 | TX | 66571 | BKVP1 | 2.5 | Solar Photovoltaic | SUN | PV | TRUE
1 | 2024 | 9 | 65648 | Prairie Mist Solar Project, LLC | IPP | Prairie Mist Solar | AR | 66625 | 78661 | 100 | Solar Photovoltaic | SUN | PV | TRUE
1 | 2024 | 9 | 65857 | Prescott Wind Energy LLC | IPP | Prescott Wind Farm | IA | 66952 | PWE | 38.7 | Onshore Wind Turbine | WND | WT | TRUE
1 | 2024 | 9 | 56215 | RWE Renewables Americas, LLC | IPP | Willowbrook Solar I, LLC | OH | 63877 | WBS | 150 | Solar Photovoltaic | SUN | PV | TRUE
1 | 2024 | 9 | 66009 | SR Panola III, LLC | IPP | SR Panola III, LLC | MS | 67131 | PANO3 | 3.5 | Solar Photovoltaic | SUN | PV | TRUE
1 | 2024 | 9 | 65743 | SR Russellville, LLC | IPP | SR Russellville | KY | 66818 | RUSVL | 173 | Solar Photovoltaic | SUN | PV | TRUE
1 | 2024 | 9 | 66024 | SR Toombs I, LLC | IPP | SR Toombs, LLC | GA | 67127 | TOOM1 | 250 | Solar Photovoltaic | SUN | PV | TRUE
1 | 2024 | 9 | 66038 | SR Warren, LLC | IPP | SR Warren, LLC | KY | 67164 | WARRN | 3.5 | Solar Photovoltaic | SUN | PV | TRUE
1 | 2024 | 9 | 60217 | San Bernardino Valley Mun. Water Dist. | Electric Utility | Waterman Turnout Hydroelectric | CA | 60466 | WTHF | 1 | Conventional Hydroelectric | WAT | HY | TRUE
1 | 2024 | 9 | 60520 | SoCore Energy LLC | IPP | Illinois PV Knox 1A | IL | 67816 | PV1 | 2 | Solar Photovoltaic | SUN | PV | TRUE
1 | 2024 | 9 | 60520 | SoCore Energy LLC | IPP | Illinois PV Knox 1B | IL | 67805 | PV1 | 2 | Solar Photovoltaic | SUN | PV | TRUE
1 | 2024 | 9 | 17609 | Southern California Edison Co | Electric Utility | Cadillac Battery Energy Storage Facility | CA | 63326 | CAD1 | 3.5 | Batteries | MWH | BA | TRUE
1 | 2024 | 9 | 17609 | Southern California Edison Co | Electric Utility | Cathode (Hinson) BESS | CA | 65457 | CATH1 | 100 | Batteries | MWH | BA | TRUE
1 | 2024 | 9 | 17609 | Southern California Edison Co | Electric Utility | Cathode (Hinson) BESS | CA | 65457 | CATH2 | 100 | Batteries | MWH | BA | TRUE
1 | 2024 | 9 | 17609 | Southern California Edison Co | Electric Utility | Separator (Etiwanda) BESS | CA | 65456 | SEPAR | 112.5 | Batteries | MWH | BA | TRUE
1 | 2024 | 9 | 17609 | Southern California Edison Co | Electric Utility | Yorktown Battery Energy Storage Facility | CA | 63325 | YORK1 | 3 | Batteries | MWH | BA | TRUE
1 | 2024 | 9 | 66131 | Surbrook Solar, LLC | IPP | Surbrook Solar, LLC | MI | 67267 | SUR10 | 20 | Solar Photovoltaic | SUN | PV | TRUE
1 | 2024 | 9 | 65552 | Terra-Gen Operating Co-BESS 2 | IPP | Sagebrush Solar 2 ESS 40 | CA | 66949 | 1 | 40 | Batteries | MWH | BA | TRUE
1 | 2024 | 9 | 65552 | Terra-Gen Operating Co-BESS 2 | IPP | Sagebrush Solar 2 ESS 59 | CA | 66950 | 1 | 59 | Batteries | MWH | BA | TRUE
1 | 2024 | 9 | 19499 | United Power, Inc | Electric Utility | Frederick Battery Storage | CO | 67302 | FREBA | 7.8 | Batteries | MWH | BA | TRUE
1 | 2024 | 9 | 66229 | Walnut Bend Solar Station | Electric Utility | Walnut Bend Solar Station PV | AR | 67504 | WN1 | 100 | Solar Photovoltaic | SUN | PV | TRUE
1 | 2024 | 9 | 65875 | Washington County Solar, LLC | IPP | Washington County Solar | GA | 66990 | WASH | 150 | Solar Photovoltaic | SUN | PV | TRUE
1 | 2024 | 10 | 66264 | AETS OpCo Holdings LLC | IPP | CAMILLUS A (CSG) | NY | 68207 | CAM A | 5 | Solar Photovoltaic | SUN | PV | TRUE
1 | 2024 | 10 | 66264 | AETS OpCo Holdings LLC | IPP | CAMILLUS B (CSG) | NY | 68206 | CAM B | 5 | Solar Photovoltaic | SUN | PV | TRUE
1 | 2024 | 10 | 66264 | AETS OpCo Holdings LLC | IPP | Independence East | NY | 68020 | IE | 5 | Solar Photovoltaic | SUN | PV | TRUE
1 | 2024 | 10 | 807 | Arkansas Electric Coop Corp | IPP | Woodruff County Solar | AR | 66282 | PV1 | 122 | Solar Photovoltaic | SUN | PV | TRUE
1 | 2024 | 10 | 65928 | Atrisco Solar LLC | IPP | Atrisco Solar LLC | NM | 67003 | ATRPV | 300 | Solar Photovoltaic | SUN | PV | TRUE
1 | 2024 | 10 | 66331 | Birch Creek Power, LLC | IPP | Kimmel Road Solar, LLC | IL | 66632 | PV | 50 | Solar Photovoltaic | SUN | PV | TRUE
1 | 2024 | 10 | 66476 | Claverack Creek Solar, LLC | IPP | Claverack Creek Solar | NY | 67912 | CLAVE | 5 | Solar Photovoltaic | SUN | PV | TRUE
1 | 2024 | 10 | 66808 | Clayfield Solar, LLC | IPP | OR - Solops - SPI 18 - Clayfield | OR | 68448 | CLAFD | 2.6 | Solar Photovoltaic | SUN | PV | TRUE
1 | 2024 | 10 | 66577 | DG Niagara, LLC | IPP | Niagara Solar Project | NY | 68067 | NIAGA | 5 | Solar Photovoltaic | SUN | PV | TRUE
1 | 2024 | 10 | 65677 | Dimension Energy LLC | IPP | Tulare CSG LLC | CA | 66679 | TULAR | 3 | Solar Photovoltaic | SUN | PV | TRUE
1 | 2024 | 10 | 66573 | EDPRNA DG VA Manassas LLC | IPP | VA- US Foods- Manassas | VA | 68063 | USM | 2 | Solar Photovoltaic | SUN | PV | TRUE
1 | 2024 | 10 | 65556 | EnerSmart Chula Vista Sub Station | IPP | EnerSmart Chula Vista Sub Station | CA | 66505 | CV150 | 3 | Batteries | MWH | BA | TRUE
1 | 2024 | 10 | 7140 | Georgia Power Co | Electric Utility | Mossy Branch Battery Facility | GA | 65018 | BESS | 65 | Batteries | MWH | BA | TRUE
1 | 2024 | 10 | 65932 | Greasewood II LLC | IPP | Greasewood II LLC | TX | 67006 | TBSP | 306 | Solar Photovoltaic | SUN | PV | TRUE
1 | 2024 | 10 | 60025 | Greenbacker Renewable Energy Corporation | IPP | DIA 9 | CO | 67201 | 724 | 9.8 | Solar Photovoltaic | SUN | PV | TRUE
1 | 2024 | 10 | 60025 | Greenbacker Renewable Energy Corporation | IPP | Dairy Farm | ME | 68042 | 378 | 4 | Solar Photovoltaic | SUN | PV | TRUE
1 | 2024 | 10 | 65076 | HEN Infrastructure, L.L.C. | IPP | CISCO BESS | TX | 66795 | CISCO | 9.9 | Batteries | MWH | BA | TRUE
1 | 2024 | 10 | 65076 | HEN Infrastructure, L.L.C. | IPP | Pavlov | TX | 67493 | PAVLV | 9.9 | Batteries | MWH | BA | TRUE
1 | 2024 | 10 | 65076 | HEN Infrastructure, L.L.C. | IPP | Sandlake | TX | 67496 | SDLKB | 9.9 | Batteries | MWH | BA | TRUE
1 | 2024 | 10 | 9417 | Interstate Power and Light Co | Electric Utility | Creston Solar (50 MW) | IA | 67536 | PV1 | 50 | Solar Photovoltaic | SUN | PV | TRUE
1 | 2024 | 10 | 63289 | Key Capture Energy | IPP | TX10 Hummingbird Storage | TX | 65693 | TX10 | 100 | Batteries | MWH | BA | TRUE
1 | 2024 | 10 | 50123 | Leeward Asset Management, LLC | IPP | White Wing Solar | AZ | 60572 | GEN01 | 175 | Solar Photovoltaic | SUN | PV | TRUE
1 | 2024 | 10 | 65984 | Longbow BESS, LLC | IPP | Longbow BESS, LLC | TX | 67083 | LBBES | 174 | Batteries | MWH | BA | TRUE
1 | 2024 | 10 | 65131 | Mammoth North, LLC | IPP | Mammoth North Solar | IN | 65957 | GEN1 | 400 | Solar Photovoltaic | SUN | PV | TRUE
1 | 2024 | 10 | 63968 | Mockingbird Solar Center, LLC | IPP | Mockingbird Solar Center | TX | 64347 | 7777 | 471 | Solar Photovoltaic | SUN | PV | TRUE
1 | 2024 | 10 | 13781 | Northern States Power Co - Minnesota | Electric Utility | Sherco Solar I | MN | 67909 | SHS01 | 264.6 | Solar Photovoltaic | SUN | PV | TRUE
1 | 2024 | 10 | 63755 | Old 300 Solar Center, LLC | IPP | Old 300 Solar Center, LLC | TX | 64133 | 2222 | 430 | Solar Photovoltaic | SUN | PV | TRUE
1 | 2024 | 10 | 65098 | Pechin Solar, LLC | IPP | Pechin Solar | PA | 65903 | 9 | 14 | Solar Photovoltaic | SUN | PV | TRUE
1 | 2024 | 10 | 65539 | Pivot Energy | IPP | Pivot Energy PPA 22 | CA | 68532 | PPA22 | 1.3 | Solar Photovoltaic | SUN | PV | TRUE
1 | 2024 | 10 | 65099 | Porter Solar, LLC | IPP | Porter Solar, LLC (TX) | TX | 65937 | PORTR | 245 | Solar Photovoltaic | SUN | PV | TRUE
1 | 2024 | 10 | 63082 | ProEnergy Services | IPP | Remy Jade Power Station | TX | 66604 | CTG-7 | 44.5 | Natural Gas Fired Combustion Turbine | NG | GT | TRUE
1 | 2024 | 10 | 63082 | ProEnergy Services | IPP | Remy Jade Power Station | TX | 66604 | CTG-8 | 44.5 | Natural Gas Fired Combustion Turbine | NG | GT | TRUE
1 | 2024 | 10 | 65934 | River Fork Solar, LLC | IPP | River Fork Solar, LLC | MI | 67008 | RFSLR | 149 | Solar Photovoltaic | SUN | PV | TRUE
1 | 2024 | 10 | 65626 | San Juan Solar I, LLC | IPP | San Juan Solar I | NM | 66574 | SJSS | 100 | Batteries | MWH | BA | TRUE
1 | 2024 | 10 | 64740 | Santa Paula Energy Storage, LLC | IPP | Santa Paula Energy Storage LLC | CA | 65397 | SP1 | 30 | Batteries | MWH | BA | TRUE
1 | 2024 | 10 | 66361 | Stampede Solar Project LLC | IPP | Stampede Solar Hybrid | TX | 67762 | STMPB | 72.2 | Batteries | MWH | BA | TRUE
1 | 2024 | 10 | 60531 | Standard Solar | IPP | HCE Millboro Springs Solar, LLC | VA | 66117 | MLBS | 5 | Solar Photovoltaic | SUN | PV | TRUE
1 | 2024 | 10 | 64778 | Strata Manager, LLC | IPP | Inland Empire Energy Storage | CA | 66726 | IEESS | 70 | Batteries | MWH | BA | TRUE
1 | 2024 | 10 | 65777 | Urban Grid Solar | IPP | Foxglove Solar | VA | 66841 | FOXG1 | 75 | Solar Photovoltaic | SUN | PV | TRUE
1 | 2024 | 10 | 65754 | VESI 12 LLC | IPP | Bottleneck Energy Storage | CA | 66757 | BN1 | 80 | Batteries | MWH | BA | TRUE
1 | 2024 | 10 | 64966 | Vikings Energy Farm, LLC | IPP | Vikings Energy Farm | CA | 65711 | GEN1 | 136.8 | Solar Photovoltaic | SUN | PV | TRUE
1 | 2024 | 11 | 60797 | 68SF 8me LLC | IPP | Eland Solar & Storage Center, Phase 1 Hy | CA | 61168 | 61168 | 150 | Batteries | MWH | BA | TRUE
1 | 2024 | 11 | 60797 | 68SF 8me LLC | IPP | Eland Solar & Storage Center, Phase 1 Hy | CA | 61168 | 68SF8 | 200 | Solar Photovoltaic | SUN | PV | TRUE
1 | 2024 | 11 | 64904 | AES Clean Energy | IPP | AES ES Alamitos 2 LLC | CA | 67579 | ALMT2 | 82 | Batteries | MWH | BA | TRUE
1 | 2024 | 11 | 64904 | AES Clean Energy | IPP | Big Spring Solar (CSG) | MD | 66868 | BIGSP | 2.1 | Solar Photovoltaic | SUN | PV | TRUE
1 | 2024 | 11 | 64904 | AES Clean Energy | IPP | Princetown Solar 1 | NY | 67414 | PRNC1 | 5 | Solar Photovoltaic | SUN | PV | TRUE
1 | 2024 | 11 | 66264 | AETS OpCo Holdings LLC | IPP | Independence Road (CSG) | NY | 68091 | IR | 5 | Solar Photovoltaic | SUN | PV | TRUE
1 | 2024 | 11 | 66264 | AETS OpCo Holdings LLC | IPP | Ruhlmann A (CSG) | NY | 68092 | RA | 5 | Solar Photovoltaic | SUN | PV | TRUE
1 | 2024 | 11 | 64348 | ASD Three Rivers Road MA Solar LLC | IPP | Three Rivers Solar LLC | MA | 64844 | TRB | 1.4 | Batteries | MWH | BA | TRUE
1 | 2024 | 11 | 64348 | ASD Three Rivers Road MA Solar LLC | IPP | Three Rivers Solar LLC | MA | 64844 | TRS | 4 | Solar Photovoltaic | SUN | PV | TRUE
1 | 2024 | 11 | 57416 | Acciona Energy USA Global, LLC | IPP | AEUG Union Solar, LLC | OH | 64660 | AUS | 325 | Solar Photovoltaic | SUN | PV | TRUE
1 | 2024 | 11 | 66338 | Al Pastor BESS LLC | IPP | Al Pastor Battery Storage Plant | TX | 67721 | ALPTR | 100.3 | Batteries | MWH | BA | TRUE
1 | 2024 | 11 | 60281 | Altus Power America Management, LLC | IPP | Dynamic - Glenburn Broadway One (CSG) | ME | 67017 | GEN1 | 4.9 | Solar Photovoltaic | SUN | PV | TRUE
1 | 2024 | 11 | 60281 | Altus Power America Management, LLC | IPP | Dynamic - Wales Leeds Junction Road (CSG) | ME | 67011 | GEN1 | 4.5 | Solar Photovoltaic | SUN | PV | TRUE
1 | 2024 | 11 | 65700 | Atrisco Energy Storage LLC | IPP | Atrisco Energy Storage | NM | 66694 | ATRES | 300 | Solar Photovoltaic | SUN | PV | TRUE
1 | 2024 | 11 | 66432 | BT Connolly Storage, LLC | IPP | Connolly BESS | TX | 67861 | CNLY | 125 | Batteries | MWH | BA | TRUE
1 | 2024 | 11 | 66001 | Bayou Galion Solar Project, LLC | IPP | Bayou Galion Solar Project | LA | 67104 | BAYOU | 98.1 | Solar Photovoltaic | SUN | PV | TRUE
1 | 2024 | 11 | 20806 | City of Windom | Electric Utility | Windom | MN | 2023 | CAT5 | 2.8 | Petroleum Liquids | DFO | IC | TRUE
1 | 2024 | 11 | 20806 | City of Windom | Electric Utility | Windom | MN | 2023 | CAT6 | 2.8 | Petroleum Liquids | DFO | IC | TRUE
1 | 2024 | 11 | 61060 | Cypress Creek Renewables | IPP | Skyline | IL | 67642 | SKYLN | 5 | Solar Photovoltaic | SUN | PV | TRUE
1 | 2024 | 11 | 61060 | Cypress Creek Renewables | IPP | Walldog | IL | 67646 | WALLD | 5 | Solar Photovoltaic | SUN | PV | TRUE
1 | 2024 | 11 | 65677 | Dimension Energy LLC | IPP | Newark Solar 1 LLC | NJ | 68408 | NEWA1 | 2.2 | Solar Photovoltaic | SUN | PV | TRUE
1 | 2024 | 11 | 64872 | Distributed Solar Development, LLC | IPP | Bishop Ranch - BR 8-P | CA | 66800 | 4976 | 1 | Solar Photovoltaic | SUN | PV | TRUE
1 | 2024 | 11 | 64872 | Distributed Solar Development, LLC | IPP | Bishop Ranch - BR 8-P | CA | 66800 | 4976B | 0.5 | Batteries | MWH | BA | TRUE
1 | 2024 | 11 | 17539 | Dominion Energy South Carolina, Inc | Electric Utility | Bushy Park Combustion Turbine Facility | SC | 66600 | CT1 | 42 | Natural Gas Fired Combustion Turbine | NG | GT | TRUE
1 | 2024 | 11 | 65651 | Double Back Diamond Solar Power, LLC | IPP | Double Back Diamond | IL | 66624 | DBD | 592.8 | Solar Photovoltaic | SUN | PV | TRUE
1 | 2024 | 11 | 65660 | Enchanted Rock | IPP | Enchanted Rock Lodi | CA | 66638 | LODI | 48 | Natural Gas Internal Combustion Engine | NG | IC | TRUE
1 | 2024 | 11 | 65556 | EnerSmart Chula Vista Sub Station | IPP | EnerSmart Chula Vista Sub Station | CA | 66505 | CV151 | 3 | Batteries | MWH | BA | TRUE
1 | 2024 | 11 | 66089 | FRP Columbia County Solar, LLC | IPP | Columbia County Solar | FL | 67206 | COLS | 74.5 | Solar Photovoltaic | SUN | PV | TRUE
1 | 2024 | 11 | 66088 | FRP Gadsden County Solar, LLC | IPP | Gadsden County Solar | FL | 67205 | GADS | 74.5 | Solar Photovoltaic | SUN | PV | TRUE
1 | 2024 | 11 | 66090 | FRP Gilchrist County Solar, LLC | IPP | Gilchrist County Solar | FL | 67207 | GILS | 74.5 | Solar Photovoltaic | SUN | PV | TRUE
1 | 2024 | 11 | 66063 | FRP Tupelo Solar, LLC | IPP | Tupelo Solar | FL | 67182 | TUPS | 74.5 | Solar Photovoltaic | SUN | PV | TRUE
1 | 2024 | 11 | 6452 | Florida Power & Light Co | Electric Utility | Buttonwood | FL | 65920 | 1 | 74.5 | Solar Photovoltaic | SUN | PV | TRUE
1 | 2024 | 11 | 6452 | Florida Power & Light Co | Electric Utility | Cedar Trail | FL | 67672 | 1 | 74.5 | Solar Photovoltaic | SUN | PV | TRUE
1 | 2024 | 11 | 6452 | Florida Power & Light Co | Electric Utility | Georges Lake | FL | 65907 | 1 | 74.5 | Solar Photovoltaic | SUN | PV | TRUE
1 | 2024 | 11 | 6452 | Florida Power & Light Co | Electric Utility | Hendry Isles | FL | 65909 | 1 | 74.5 | Solar Photovoltaic | SUN | PV | TRUE
1 | 2024 | 11 | 6452 | Florida Power & Light Co | Electric Utility | Honeybell | FL | 65921 | 1 | 74.5 | Solar Photovoltaic | SUN | PV | TRUE
1 | 2024 | 11 | 6452 | Florida Power & Light Co | Electric Utility | Mitchell Creek | FL | 65911 | 1 | 74.5 | Solar Photovoltaic | SUN | PV | TRUE
1 | 2024 | 11 | 6452 | Florida Power & Light Co | Electric Utility | Norton Creek | FL | 65908 | 1 | 74.5 | Solar Photovoltaic | SUN | PV | TRUE
1 | 2024 | 11 | 65097 | Gans Solar, LLC | IPP | Gans Solar | PA | 65902 | 5 | 14 | Solar Photovoltaic | SUN | PV | TRUE
1 | 2024 | 11 | 60025 | Greenbacker Renewable Energy Corporation | IPP | Lake City | MI | 67200 | 642 | 2 | Solar Photovoltaic | SUN | PV | TRUE
1 | 2024 | 11 | 60025 | Greenbacker Renewable Energy Corporation | IPP | Mars Hill | ME | 67154 | 577 | 2.6 | Solar Photovoltaic | SUN | PV | TRUE
1 | 2024 | 11 | 60025 | Greenbacker Renewable Energy Corporation | IPP | Morey Road | MI | 67199 | 641 | 2 | Solar Photovoltaic | SUN | PV | TRUE
1 | 2024 | 11 | 60025 | Greenbacker Renewable Energy Corporation | IPP | N Solon Road (South) | IL | 67198 | 678 | 2 | Solar Photovoltaic | SUN | PV | TRUE
1 | 2024 | 11 | 65952 | Henry Gibson Solar, LLC | IPP | Henry Gibson Solar | NC | 67029 | HGS | 5 | Solar Photovoltaic | SUN | PV | TRUE
1 | 2024 | 11 | 9417 | Interstate Power and Light Co | Electric Utility | Wever Solar (150MW) | IA | 67538 | PV1 | 150 | Solar Photovoltaic | SUN | PV | TRUE
1 | 2024 | 11 | 49893 | Invenergy Services LLC | IPP | Maple Flats | IL | 66191 | 65015 | 250 | Solar Photovoltaic | SUN | PV | TRUE
0 | 2024 | 11 | 49805 | Kennecott Utah Copper | Industrial | Copperton Solar Plant No. 1 | UT | 64427 | CSP1 | 2.3 | Solar Photovoltaic | SUN | PV | FALSE
1 | 2024 | 11 | 62842 | Lightsource Renewable Energy Asset Management, LLC | IPP | Driver Solar | AR | 65736 | AKDR1 | 150 | Solar Photovoltaic | SUN | PV | TRUE
1 | 2024 | 11 | 62842 | Lightsource Renewable Energy Asset Management, LLC | IPP | Peacock Energy Project | TX | 68474 | TXPC1 | 150 | Solar Photovoltaic | SUN | PV | TRUE
1 | 2024 | 11 | 62842 | Lightsource Renewable Energy Asset Management, LLC | IPP | Prairie Ronde Solar Farm | LA | 65976 | LAPR1 | 135 | Solar Photovoltaic | SUN | PV | TRUE
1 | 2024 | 11 | 62842 | Lightsource Renewable Energy Asset Management, LLC | IPP | Second Division Solar | TX | 65981 | TXSD1 | 100 | Solar Photovoltaic | SUN | PV | TRUE
1 | 2024 | 11 | 62842 | Lightsource Renewable Energy Asset Management, LLC | IPP | Starr Solar Ranch | TX | 65975 | TXST1 | 136 | Solar Photovoltaic | SUN | PV | TRUE
1 | 2024 | 11 | 65053 | Limestone CSG 2 LLC | IPP | Limestone CSG 2 LLC | ME | 65802 | LMST2 | 1.2 | Solar Photovoltaic | SUN | PV | TRUE
1 | 2024 | 11 | 66280 | Markum Solar Farm, LLC | IPP | Markum Solar Farm | TX | 67580 | MKM | 161 | Solar Photovoltaic | SUN | PV | TRUE
1 | 2024 | 11 | 66611 | Maumee Solar, LLC | IPP | Maumee Solar | OH | 68161 | MAUME | 2.4 | Solar Photovoltaic | SUN | PV | TRUE
1 | 2024 | 11 | 65592 | Moonshot Solar, LLC | IPP | Moonshot | MS | 66544 | PGRMS | 78.5 | Solar Photovoltaic | SUN | PV | TRUE
1 | 2024 | 11 | 66690 | Morris Ridge Solar Energy Center, LLC | IPP | Morris Ridge Solar | NY | 68274 | MOR01 | 177 | Solar Photovoltaic | SUN | PV | TRUE
1 | 2024 | 11 | 66612 | NSF Coventry Site 2, LLC | IPP | Coventry Solar Site 2 | NY | 68162 | COVE2 | 5 | Solar Photovoltaic | SUN | PV | TRUE
1 | 2024 | 11 | 66613 | NSF Coventry Site 3, LLC | IPP | Coventry Solar Site 3 | NY | 68163 | COVE3 | 5 | Solar Photovoltaic | SUN | PV | TRUE
1 | 2024 | 11 | 66610 | NSF Enfield Site 1, LLC | IPP | Enfield Solar Site 1 | NY | 68160 | ENFI1 | 5 | Solar Photovoltaic | SUN | PV | TRUE
1 | 2024 | 11 | 66609 | NSF Enfield Site 2, LLC | IPP | Enfield Solar Site 2 | NY | 68158 | ENFI2 | 5 | Solar Photovoltaic | SUN | PV | TRUE
1 | 2024 | 11 | 66608 | NSF Enfield Site 3, LLC | IPP | Enfield Solar Site 3 | NY | 68159 | ENFI3 | 5 | Solar Photovoltaic | SUN | PV | TRUE
1 | 2024 | 11 | 61227 | Nautilus Solar Solutions | IPP | BNRG Norridgewock (CSG) | ME | 67429 | SC | 2 | Solar Photovoltaic | SUN | PV | TRUE
1 | 2024 | 11 | 61227 | Nautilus Solar Solutions | IPP | BNRG North Anson (CSG) | ME | 67431 | SC | 2 | Solar Photovoltaic | SUN | PV | TRUE
1 | 2024 | 11 | 61227 | Nautilus Solar Solutions | IPP | Dynamic - Leeds Solar (CSG) | ME | 67013 | GEN1 | 4.9 | Solar Photovoltaic | SUN | PV | TRUE
1 | 2024 | 11 | 61227 | Nautilus Solar Solutions | IPP | Dynamic - Norridgewock Martin Stream (CSG) | ME | 67012 | GEN1 | 4.9 | Solar Photovoltaic | SUN | PV | TRUE
1 | 2024 | 11 | 66069 | Paxton BESS 1 LLC | IPP | Paxton BESS 1 | MA | 67187 | 90912 | 3 | Batteries | MWH | BA | TRUE
1 | 2024 | 11 | 65539 | Pivot Energy | IPP | Kankakee Solar 3 | IL | 68233 | KANK3 | 2 | Solar Photovoltaic | SUN | PV | TRUE
1 | 2024 | 11 | 65775 | RPCA Solar 1, LLC | IPP | Avenue 26 Solar | CA | 66809 | A26P1 | 2.6 | Solar Photovoltaic | SUN | PV | TRUE
1 | 2024 | 11 | 65775 | RPCA Solar 1, LLC | IPP | Avenue 26 Solar | CA | 66809 | A26P2 | 5 | Solar Photovoltaic | SUN | PV | TRUE
1 | 2024 | 11 | 65348 | Ragsdale Solar, LLC | IPP | Ragsdale Solar LLC | MS | 66240 | GEN01 | 100 | Solar Photovoltaic | SUN | PV | TRUE
1 | 2024 | 11 | 66394 | Randolph Solar Park LLC | IPP | Brittlebush Solar | AZ | 67799 | GEN01 | 200 | Solar Photovoltaic | SUN | PV | TRUE
1 | 2024 | 11 | 66003 | Reactivate | IPP | Gooseberry Solar, LLC | IL | 67106 | GEN1 | 2 | Solar Photovoltaic | SUN | PV | TRUE
1 | 2024 | 11 | 66003 | Reactivate | IPP | Monee Solar 1, LLC | IL | 67107 | GEN1 | 2 | Solar Photovoltaic | SUN | PV | TRUE
1 | 2024 | 11 | 66003 | Reactivate | IPP | Mulberry Solar, LLC | IL | 67108 | GEN1 | 2 | Solar Photovoltaic | SUN | PV | TRUE
1 | 2024 | 11 | 66003 | Reactivate | IPP | North Cottage Grove Solar 1, LLC | IL | 67115 | GEN1 | 2 | Solar Photovoltaic | SUN | PV | TRUE
1 | 2024 | 11 | 66003 | Reactivate | IPP | SSC Oswego II LLC | NY | 67113 | GEN1 | 4.8 | Solar Photovoltaic | SUN | PV | TRUE
1 | 2024 | 11 | 66003 | Reactivate | IPP | Torrence Ave Solar 1 LLC | IL | 67114 | GEN1 | 2 | Solar Photovoltaic | SUN | PV | TRUE
1 | 2024 | 11 | 66614 | Rush Solar Farm 1, LLC | IPP | Rush Solar | NY | 68152 | RUSH1 | 5 | Solar Photovoltaic | SUN | PV | TRUE
1 | 2024 | 11 | 66358 | Russell Pacific LLC | IPP | Highway 43 1887-WD | CA | 67746 | HWY43 | 2.3 | Solar Photovoltaic | SUN | PV | TRUE
1 | 2024 | 11 | 66358 | Russell Pacific LLC | IPP | Kern Sunset 1886-WD | CA | 67750 | WEEDP | 2.4 | Solar Photovoltaic | SUN | PV | TRUE
1 | 2024 | 11 | 65626 | San Juan Solar I, LLC | IPP | San Juan Solar I | NM | 66574 | SANS | 200 | Solar Photovoltaic | SUN | PV | TRUE
1 | 2024 | 11 | 65970 | Sunlight Road Solar, LLC | IPP | Sunlight Road Solar | LA | 67071 | SRS | 50 | Solar Photovoltaic | SUN | PV | TRUE
1 | 2024 | 11 | 65552 | Terra-Gen Operating Co-BESS 2 | IPP | Placerita ESS | CA | 66462 | GEN1 | 80 | Batteries | MWH | BA | TRUE
1 | 2024 | 11 | 66601 | Ticon Solar, LLC | IPP | Ticon Solar | NY | 68115 | TICON | 5 | Solar Photovoltaic | SUN | PV | TRUE
1 | 2024 | 11 | 64457 | VCP Realty, LLC | IPP | FedEx Middletown | CT | 65046 | VCP15 | 1.5 | Solar Photovoltaic | SUN | PV | TRUE
1 | 2024 | 11 | 65875 | Washington County Solar, LLC | IPP | Decatur Solar | GA | 67047 | GEN1 | 200 | Solar Photovoltaic | SUN | PV | TRUE
1 | 2024 | 11 | 65555 | West Tambo Clean Power II | IPP | West Tambo Clean Power II | CA | 66506 | WEST2 | 2 | Solar Photovoltaic | SUN | PV | TRUE
1 | 2024 | 11 | 20860 | Wisconsin Public Service Corp | Electric Utility | Antigo-Forrest Street Solar Project | WI | 67724 | 20243 | 6 | Solar Photovoltaic | SUN | PV | TRUE
1 | 2024 | 11 | 66566 | Wolf Run Solar LLC | IPP | Wolf Run Solar | IL | 68056 | GEN01 | 140 | Solar Photovoltaic | SUN | PV | TRUE
1 | 2024 | 12 | 64904 | AES Clean Energy | IPP | Baldy Mesa 2_Silver Peak Hybrid | CA | 66885 | SPKBS | 25 | Batteries | MWH | BA | TRUE
1 | 2024 | 12 | 64904 | AES Clean Energy | IPP | Baldy Mesa 2_Silver Peak Hybrid | CA | 66885 | SPKPV | 50 | Solar Photovoltaic | SUN | PV | TRUE
1 | 2024 | 12 | 64904 | AES Clean Energy | IPP | Cavalier Solar A2 | VA | 67421 | CAVA2 | 84.4 | Solar Photovoltaic | SUN | PV | TRUE
1 | 2024 | 12 | 64904 | AES Clean Energy | IPP | Exeter Renewables 1 | RI | 67417 | EXTR1 | 10 | Solar Photovoltaic | SUN | PV | TRUE
1 | 2024 | 12 | 64904 | AES Clean Energy | IPP | Mannys Corners Solar 1 (CSG) | NY | 66947 | MANNY | 4.9 | Solar Photovoltaic | SUN | PV | TRUE
1 | 2024 | 12 | 64904 | AES Clean Energy | IPP | McFarland B Solar and Storage | AZ | 66637 | BESS | 150 | Batteries | MWH | BA | TRUE
1 | 2024 | 12 | 64904 | AES Clean Energy | IPP | McFarland B Solar and Storage | AZ | 66637 | MCFRB | 300 | Solar Photovoltaic | SUN | PV | TRUE
1 | 2024 | 12 | 66264 | AETS OpCo Holdings LLC | IPP | Ellisburg | NY | 68421 | EB | 5 | Solar Photovoltaic | SUN | PV | TRUE
1 | 2024 | 12 | 66264 | AETS OpCo Holdings LLC | IPP | Richland North | NY | 68419 | RN | 5 | Solar Photovoltaic | SUN | PV | TRUE
1 | 2024 | 12 | 66264 | AETS OpCo Holdings LLC | IPP | Richland South | NY | 68420 | RS | 5 | Solar Photovoltaic | SUN | PV | TRUE
1 | 2024 | 12 | 65646 | AFTW Storage, LLC | IPP | Lakeview Battery Storage Facility | CA | 66619 | AFTW | 1.2 | Batteries | MWH | BA | TRUE
1 | 2024 | 12 | 60281 | Altus Power America Management, LLC | IPP | Dynamic - Gray Solar | ME | 67014 | GEN1 | 4.9 | Solar Photovoltaic | SUN | PV | TRUE
1 | 2024 | 12 | 66072 | Anticline Wind, LLC | IPP | Anticline Wind | WY | 67193 | AC | 124.3 | Onshore Wind Turbine | WND | WT | TRUE
1 | 2024 | 12 | 15399 | Avangrid Renewables LLC | IPP | True North Solar, LLC | TX | 65998 | TNS1 | 238.8 | Solar Photovoltaic | SUN | PV | TRUE
1 | 2024 | 12 | 64516 | Azimuth 180 Solar Electric, LLC | IPP | Collins (NY) (CSG) | NY | 67582 | COLLI | 5 | Solar Photovoltaic | SUN | PV | TRUE
1 | 2024 | 12 | 66421 | BT Signal Ranch, LLC | IPP | BT Signal Ranch | TX | 67849 | BTS | 50 | Solar Photovoltaic | SUN | PV | TRUE
1 | 2024 | 12 | 65293 | Bartonsville Energy Facility, LLC | IPP | Bartonsville Energy Facility, LLC | VA | 66133 | BTS | 130 | Solar Photovoltaic | SUN | PV | TRUE
1 | 2024 | 12 | 66811 | Belvedere Solar, LLC | IPP | OR - Solops - SPI 18 - Belvedere | OR | 68451 | BELVD | 3 | Solar Photovoltaic | SUN | PV | TRUE
1 | 2024 | 12 | 66727 | Blackwell Creek Solar LLC | IPP | Blackwell Creek Solar | OR | 68320 | BC24 | 1.4 | Solar Photovoltaic | SUN | PV | TRUE
1 | 2024 | 12 | 65742 | Blue Bird Solar, LLC | IPP | Blue Bird Solar, LLC | MO | 66747 | BBS | 139 | Solar Photovoltaic | SUN | PV | TRUE
1 | 2024 | 12 | 64744 | Boswell Wind, LLC | IPP | Boswell Wind | WY | 65403 | BOSWW | 329.8 | Onshore Wind Turbine | WND | WT | TRUE
1 | 2024 | 12 | 66273 | Catalyze Newark Solar Farm 1 Microgrid, LLC | IPP | NY Newark St Rt 31 - Environomics S1 | NY | 67571 | 20880 | 5 | Solar Photovoltaic | SUN | PV | TRUE
1 | 2024 | 12 | 66283 | Catalyze Newark Solar Farm 2 Microgrid, LLC | IPP | NY Newark ST RT 31 - Environomics S2 | NY | 67586 | 20654 | 4 | Solar Photovoltaic | SUN | PV | TRUE
1 | 2024 | 12 | 66288 | Catalyze Pombrio Solar Farm 1 Microgrid, LLC | IPP | NY ALTONA MAYOTT - Environomics P1 | NY | 67599 | 20641 | 5 | Solar Photovoltaic | SUN | PV | TRUE
1 | 2024 | 12 | 66289 | Catalyze Pombrio Solar Farm 2 Microgrid, LLC | IPP | NY ALTONA MAYOTT - Environomics P2 | NY | 67600 | 20641 | 5 | Solar Photovoltaic | SUN | PV | TRUE
1 | 2024 | 12 | 66351 | Citadel BESS LLC | IPP | Citadel Battery Storage Plant | TX | 67738 | CITDL | 204 | Batteries | MWH | BA | TRUE
1 | 2024 | 12 | 1148 | City of Baldwin City- (KS) | Electric Utility | Baldwin City Plant No 2 | KS | 8020 | 9 | 2 | Petroleum Liquids | DFO | IC | TRUE
1 | 2024 | 12 | 10623 | City of Lakeland - (FL) | Electric Utility | C D McIntosh Jr | FL | 676 | IC6 | 20 | Natural Gas Internal Combustion Engine | NG | IC | TRUE
1 | 2024 | 12 | 10623 | City of Lakeland - (FL) | Electric Utility | C D McIntosh Jr | FL | 676 | IC7 | 20 | Natural Gas Internal Combustion Engine | NG | IC | TRUE
1 | 2024 | 12 | 10623 | City of Lakeland - (FL) | Electric Utility | C D McIntosh Jr | FL | 676 | IC8 | 20 | Natural Gas Internal Combustion Engine | NG | IC | TRUE
1 | 2024 | 12 | 66486 | Clearview Solar I, LLC | IPP | Clearview Solar 1 | OH | 67935 | CLV1 | 144 | Solar Photovoltaic | SUN | PV | TRUE
1 | 2024 | 12 | 66809 | Cork Solar, LLC | IPP | OR -Solops - SPI 18 - Cork | OR | 68449 | CORK | 1.3 | Solar Photovoltaic | SUN | PV | TRUE
1 | 2024 | 12 | 61060 | Cypress Creek Renewables | IPP | Acer | NY | 67632 | ACER | 4.3 | Solar Photovoltaic | SUN | PV | TRUE
1 | 2024 | 12 | 61060 | Cypress Creek Renewables | IPP | Buck Run | NY | 67634 | BUCKR | 5 | Solar Photovoltaic | SUN | PV | TRUE
1 | 2024 | 12 | 61060 | Cypress Creek Renewables | IPP | Dakota | IL | 67635 | DAKOT | 5 | Solar Photovoltaic | SUN | PV | TRUE
1 | 2024 | 12 | 61060 | Cypress Creek Renewables | IPP | Grass River | NY | 67638 | GRASS | 4.1 | Solar Photovoltaic | SUN | PV | TRUE
1 | 2024 | 12 | 61060 | Cypress Creek Renewables | IPP | Meltwater | NY | 67640 | MELTW | 5 | Solar Photovoltaic | SUN | PV | TRUE
1 | 2024 | 12 | 61060 | Cypress Creek Renewables | IPP | Niagara (NY) | NY | 67641 | NIAGA | 4.2 | Solar Photovoltaic | SUN | PV | TRUE
1 | 2024 | 12 | 66514 | DSI Julie Solar LLC | IPP | DSI Julie Solar | MN | 67958 | DSIJ | 1 | Solar Photovoltaic | SUN | PV | TRUE
1 | 2024 | 12 | 59656 | Desert Quartzite LLC | IPP | Desert Quartzite | CA | 59871 | GEN01 | 300 | Solar Photovoltaic | SUN | PV | TRUE
1 | 2024 | 12 | 59656 | Desert Quartzite LLC | IPP | Desert Quartzite | CA | 59871 | GEN02 | 150 | Batteries | MWH | BA | TRUE
1 | 2024 | 12 | 65677 | Dimension Energy LLC | IPP | Caledonia CSG LLC | NY | 68405 | CALED | 5 | Solar Photovoltaic | SUN | PV | TRUE
1 | 2024 | 12 | 65677 | Dimension Energy LLC | IPP | Lebanon CSG LLC | ME | 68406 | LEBAN | 3.8 | Solar Photovoltaic | SUN | PV | TRUE
1 | 2024 | 12 | 65677 | Dimension Energy LLC | IPP | Martinsburg CSG LLC | NY | 68407 | MARTI | 2.2 | Solar Photovoltaic | SUN | PV | TRUE
1 | 2024 | 12 | 65677 | Dimension Energy LLC | IPP | RB Inyokern Solar WDAT 1203 (CSG) | CA | 67533 | INYO1 | 19.9 | Solar Photovoltaic | SUN | PV | TRUE
1 | 2024 | 12 | 65677 | Dimension Energy LLC | IPP | RB Inyokern Solar WDAT 1281 (CSG) | CA | 67534 | INYO2 | 11.9 | Solar Photovoltaic | SUN | PV | TRUE
1 | 2024 | 12 | 65677 | Dimension Energy LLC | IPP | TJA-NY- Dix Solar Farm LLC | NY | 68399 | DIXNY | 3.8 | Solar Photovoltaic | SUN | PV | TRUE
1 | 2024 | 12 | 65677 | Dimension Energy LLC | IPP | TJA-NY-1454 CR 15 Oswegatchie, LLC | NY | 68401 | OSWEG | 4.9 | Solar Photovoltaic | SUN | PV | TRUE
1 | 2024 | 12 | 65677 | Dimension Energy LLC | IPP | TJA-NY-Barrett Rd New Woodstock, LLC | NY | 68404 | BARNY | 4.7 | Solar Photovoltaic | SUN | PV | TRUE
1 | 2024 | 12 | 65677 | Dimension Energy LLC | IPP | TJA-NY-Canton Solar Farm LLC | NY | 68403 | CANTO | 4.9 | Solar Photovoltaic | SUN | PV | TRUE
1 | 2024 | 12 | 65677 | Dimension Energy LLC | IPP | TJA-NY-Chestnut Ridge Rd Moravia, LLC | NY | 68400 | CHEST | 3.6 | Solar Photovoltaic | SUN | PV | TRUE
1 | 2024 | 12 | 65677 | Dimension Energy LLC | IPP | TJA-NY-Cohocton Solar Farm, LLC | NY | 68402 | COHOC | 5 | Solar Photovoltaic | SUN | PV | TRUE
1 | 2024 | 12 | 5248 | Dominion Energy Inc. | Electric Utility | Bookers Mill Solar | VA | 66314 | BMSO | 127 | Solar Photovoltaic | SUN | PV | TRUE
1 | 2024 | 12 | 66810 | Dover Solar, LLC | IPP | OR - Solops - SPI 18 - Dover | OR | 68450 | DOVER | 2 | Solar Photovoltaic | SUN | PV | TRUE
0 | 2024 | 12 | 5347 | Dow Chemical Co | Industrial | Plaquemine Cogeneration Plant | LA | 55419 | ST6 | 48.9 | Natural Gas Fired Combined Cycle | NG | CA | FALSE
0 | 2024 | 12 | 5347 | Dow Chemical Co | Industrial | Plaquemine Cogeneration Plant | LA | 55419 | ST7 | 48.9 | Natural Gas Fired Combined Cycle | NG | CA | FALSE
1 | 2024 | 12 | 65683 | Dublin Street LLC | IPP | Dublin Street LLC | ME | 66664 | DBLNS | 4.9 | Solar Photovoltaic | SUN | PV | TRUE
1 | 2024 | 12 | 5416 | Duke Energy Carolinas, LLC | Electric Utility | Lincoln Combustion | NC | 7277 | 17 | 517 | Natural Gas Fired Combustion Turbine | NG | GT | TRUE
1 | 2024 | 12 | 64947 | EDPR CA Solar Park II LLC | IPP | Sandrini Solar 100 | CA | 65664 | GEN02 | 200 | Solar Photovoltaic | SUN | PV | TRUE
1 | 2024 | 12 | 64946 | EDPR CA Solar Park LLC | IPP | Sandrini Solar 200 | CA | 65663 | GEN01 | 100 | Solar Photovoltaic | SUN | PV | TRUE
1 | 2024 | 12 | 65859 | EDPR Scarlet II LLC | IPP | Scarlet II Hybrid | CA | 66951 | GEN03 | 200 | Solar Photovoltaic | SUN | PV | TRUE
1 | 2024 | 12 | 65859 | EDPR Scarlet II LLC | IPP | Scarlet II Hybrid | CA | 66951 | GEN04 | 150 | Batteries | MWH | BA | TRUE
1 | 2024 | 12 | 56201 | Engie North America | IPP | Dickens | TX | 65489 | DIKNS | 200 | Batteries | MWH | BA | TRUE
1 | 2024 | 12 | 56201 | Engie North America | IPP | Hydra | TX | 65490 | HYDRA | 200 | Batteries | MWH | BA | TRUE
1 | 2024 | 12 | 56201 | Engie North America | IPP | Paleo | TX | 65491 | PALEO | 200 | Batteries | MWH | BA | TRUE
1 | 2024 | 12 | 56201 | Engie North America | IPP | Pavo | TX | 65492 | PAVO | 175 | Batteries | MWH | BA | TRUE
1 | 2024 | 12 | 56201 | Engie North America | IPP | Tortolas | TX | 65493 | TORTO | 50 | Batteries | MWH | BA | TRUE
1 | 2024 | 12 | 814 | Entergy Arkansas LLC | IPP | West Memphis Solar Station | AR | 65482 | WMEM1 | 180 | Solar Photovoltaic | SUN | PV | TRUE
1 | 2024 | 12 | 22500 | Evergy Kansas Central, Inc | Electric Utility | Osage City Solar | KS | 67699 | OSAGE | 1.8 | Solar Photovoltaic | SUN | PV | TRUE
1 | 2024 | 12 | 22500 | Evergy Kansas Central, Inc | Electric Utility | Osawatomie Solar | KS | 67025 | PV | 4.9 | Solar Photovoltaic | SUN | PV | TRUE
1 | 2024 | 12 | 66221 | Finchville Tpke LLC | IPP | NY Finchville Tpke CSG | NY | 67480 | FCHVL | 1.8 | Solar Photovoltaic | SUN | PV | TRUE
1 | 2024 | 12 | 6452 | Florida Power & Light Co | Electric Utility | Kayak | FL | 65888 | 1 | 74.5 | Solar Photovoltaic | SUN | PV | TRUE
1 | 2024 | 12 | 65620 | Fox Garden LLC | IPP | Fox Garden | MN | 66576 | MNC07 | 1 | Solar Photovoltaic | SUN | PV | TRUE
1 | 2024 | 12 | 61194 | Generate Capital | IPP | 9521 US 14 SOLAR 1, LLC | IL | 67622 | 11110 | 2 | Solar Photovoltaic | SUN | PV | TRUE
1 | 2024 | 12 | 61194 | Generate Capital | IPP | Cottage Grove North Solar 1, LLC | IL | 67629 | 11114 | 2 | Solar Photovoltaic | SUN | PV | TRUE
1 | 2024 | 12 | 61194 | Generate Capital | IPP | Cottage Grove South Solar 1, LLC | IL | 67630 | 11115 | 2 | Solar Photovoltaic | SUN | PV | TRUE
1 | 2024 | 12 | 61194 | Generate Capital | IPP | Goodenow Road West Solar 1, LLC | IL | 67625 | 11112 | 2 | Solar Photovoltaic | SUN | PV | TRUE
1 | 2024 | 12 | 66142 | Goose Prairie Solar LLC | IPP | Goose Prairie Solar | WA | 67261 | GOOSE | 80 | Solar Photovoltaic | SUN | PV | TRUE
1 | 2024 | 12 | 60025 | Greenbacker Renewable Energy Corporation | IPP | Armstrong 1 | IL | 68415 | 810 | 2 | Solar Photovoltaic | SUN | PV | TRUE
1 | 2024 | 12 | 60025 | Greenbacker Renewable Energy Corporation | IPP | Lobelia 1 | IL | 67256 | 811 | 2 | Solar Photovoltaic | SUN | PV | TRUE
1 | 2024 | 12 | 60025 | Greenbacker Renewable Energy Corporation | IPP | Our Katahdin | ME | 67155 | 696 | 5 | Solar Photovoltaic | SUN | PV | TRUE
1 | 2024 | 12 | 60025 | Greenbacker Renewable Energy Corporation | IPP | Overland | CO | 68041 | 948 | 11 | Solar Photovoltaic | SUN | PV | TRUE
1 | 2024 | 12 | 65572 | Greene Community Solar LLC | IPP | Greene Community Solar | NY | 66524 | 20738 | 5 | Solar Photovoltaic | SUN | PV | TRUE
1 | 2024 | 12 | 66806 | Gun Club Solar, LLC | IPP | OR - Green Key - Gun Club | OR | 68445 | GNCLB | 2.5 | Solar Photovoltaic | SUN | PV | TRUE
1 | 2024 | 12 | 66091 | Harmony Florida Solar II, LLC | IPP | Harmony Florida Solar II | FL | 67208 | HARS | 74.5 | Solar Photovoltaic | SUN | PV | TRUE
1 | 2024 | 12 | 66402 | Hickory Solar LLC | IPP | Hickory Solar | IL | 67786 | GEN01 | 110 | Solar Photovoltaic | SUN | PV | TRUE
1 | 2024 | 12 | 65794 | Indiana Crossroads Wind Farm II LLC | IPP | Indiana Crossroads Wind Farm II | IN | 66861 | GEN01 | 200 | Onshore Wind Turbine | WND | WT | TRUE
1 | 2024 | 12 | 9234 | Indiana Municipal Power Agency | Electric Utility | IMPA Richmond 8 Solar Park | IN | 66748 | RICH8 | 6.1 | Solar Photovoltaic | SUN | PV | TRUE
0 | 2024 | 12 | 9210 | International Paper Co-Riegelwood | Industrial | International Paper Riegelwood Mill | NC | 54656 | NO4 | 40 | Wood/Wood Waste Biomass | BLQ | ST | FALSE
1 | 2024 | 12 | 9417 | Interstate Power and Light Co | Electric Utility | Duane Arnold Solar II (150MW) | IA | 67537 | PV1 | 150 | Solar Photovoltaic | SUN | PV | TRUE
1 | 2024 | 12 | 49893 | Invenergy Services LLC | IPP | Delilah Solar Energy LLC | TX | 63194 | GEN1 | 300 | Solar Photovoltaic | SUN | PV | TRUE
1 | 2024 | 12 | 49893 | Invenergy Services LLC | IPP | Hardin Solar Energy II LLC | OH | 63828 | GEN1 | 150 | Solar Photovoltaic | SUN | PV | TRUE
1 | 2024 | 12 | 66563 | Lake Lilian Solar, LLC | IPP | Lake Lilian Solar | MN | 68047 | 30796 | 1 | Solar Photovoltaic | SUN | PV | TRUE
1 | 2024 | 12 | 66562 | Lake Wilson Solar, LLC | IPP | Lake Wilson Solar | MN | 68046 | 30801 | 1 | Solar Photovoltaic | SUN | PV | TRUE
1 | 2024 | 12 | 65052 | Limestone CSG 1 LLC | IPP | Limestone CSG 1 LLC | ME | 65801 | LMST1 | 1.2 | Solar Photovoltaic | SUN | PV | TRUE
1 | 2024 | 12 | 65100 | Listonburg Solar, LLC | IPP | Listonburg Solar | PA | 65929 | 8 | 15 | Solar Photovoltaic | SUN | PV | TRUE
1 | 2024 | 12 | 61752 | Lone Star Solar | IPP | Lone Star Solar | SC | 62235 | 49 | 66 | Solar Photovoltaic | SUN | PV | TRUE
1 | 2024 | 12 | 61752 | Lone Star Solar | IPP | Lone Star Solar | SC | 62235 | 50 | 66 | Batteries | MWH | BA | TRUE
1 | 2024 | 12 | 66419 | ME Fort Fairfield LLC | IPP | ME Fort Fairfield Solar Plant | ME | 67842 | 22085 | 2.8 | Solar Photovoltaic | SUN | PV | TRUE
1 | 2024 | 12 | 66639 | MN CSG 2019-60 LLC | IPP | MN CSG 2019-60 | MN | 68157 | MIRG | 1 | Solar Photovoltaic | SUN | PV | TRUE
1 | 2024 | 12 | 66638 | MN CSG 2019-82 LLC | IPP | MN CSG 2019-82 | MN | 68156 | ATWA | 1 | Solar Photovoltaic | SUN | PV | TRUE
1 | 2024 | 12 | 61944 | MN8 Energy LLC | IPP | Spring Lane | PA | 67706 | GEN1 | 13.8 | Solar Photovoltaic | SUN | PV | TRUE
1 | 2024 | 12 | 61944 | MN8 Energy LLC | IPP | WMATA - Cheverly Metro (CSG) | MD | 65959 | GEN1 | 1.9 | Solar Photovoltaic | SUN | PV | TRUE
1 | 2024 | 12 | 65043 | Madison Energy Investments LLC | IPP | Fairview Farms | MD | 68262 | FVFPV | 30 | Solar Photovoltaic | SUN | PV | TRUE
1 | 2024 | 12 | 66807 | Marquam Creek Solar, LLC | IPP | OR - Green Key - Marquam | OR | 68446 | MARQM | 1.9 | Solar Photovoltaic | SUN | PV | TRUE
1 | 2024 | 12 | 65671 | Martin County Solar Project, LLC | IPP | Martin County Solar Project, LLC | KY | 66646 | USMTC | 111 | Solar Photovoltaic | SUN | PV | TRUE
1 | 2024 | 12 | 56990 | NJR Clean Energy Ventures Corporation | IPP | Norfolk Landfill Solar Project | CT | 67483 | NRFLK | 4 | Solar Photovoltaic | SUN | PV | TRUE
1 | 2024 | 12 | 56990 | NJR Clean Energy Ventures Corporation | IPP | Raffia Road Solar Project | CT | 67484 | FLRFT | 4 | Solar Photovoltaic | SUN | PV | TRUE
1 | 2024 | 12 | 62759 | National Grid Renewables | IPP | Fillmore County Solar Project | MN | 67168 | FILCO | 45 | Solar Photovoltaic | SUN | PV | TRUE
1 | 2024 | 12 | 62759 | National Grid Renewables | IPP | Louise Solar | MN | 67167 | LSSLR | 50 | Solar Photovoltaic | SUN | PV | TRUE
1 | 2024 | 12 | 61227 | Nautilus Solar Solutions | IPP | Altamont (NY) (CSG) | NY | 67403 | SC | 2.3 | Solar Photovoltaic | SUN | PV | TRUE
1 | 2024 | 12 | 61227 | Nautilus Solar Solutions | IPP | BNRG Masardis (CSG) | ME | 67427 | SC | 5 | Solar Photovoltaic | SUN | PV | TRUE
1 | 2024 | 12 | 61227 | Nautilus Solar Solutions | IPP | BRNG Nicolin (CSG) | ME | 67428 | SC | 3.3 | Solar Photovoltaic | SUN | PV | TRUE
1 | 2024 | 12 | 61227 | Nautilus Solar Solutions | IPP | Exeter Ten (CSG) | RI | 67410 | SC | 2.8 | Solar Photovoltaic | SUN | PV | TRUE
1 | 2024 | 12 | 61227 | Nautilus Solar Solutions | IPP | Mechanic Street (CSG) | ME | 67396 | SC | 3 | Solar Photovoltaic | SUN | PV | TRUE
1 | 2024 | 12 | 61227 | Nautilus Solar Solutions | IPP | Missile Street (CSG) | ME | 67398 | SC | 3 | Solar Photovoltaic | SUN | PV | TRUE
1 | 2024 | 12 | 61227 | Nautilus Solar Solutions | IPP | Sheesley (CSG) | NY | 67329 | SC | 4.4 | Solar Photovoltaic | SUN | PV | TRUE
1 | 2024 | 12 | 61227 | Nautilus Solar Solutions | IPP | Ver Plank North (CSG) | NY | 67337 | SC | 4 | Solar Photovoltaic | SUN | PV | TRUE
1 | 2024 | 12 | 61227 | Nautilus Solar Solutions | IPP | Ver Plank South (CSG) | NY | 67338 | SC | 5 | Solar Photovoltaic | SUN | PV | TRUE
1 | 2024 | 12 | 61227 | Nautilus Solar Solutions | IPP | Wolcott Hill (Camden) (CSG) | NY | 67426 | SC | 5 | Solar Photovoltaic | SUN | PV | TRUE
1 | 2024 | 12 | 62836 | Navisun LLC | IPP | ISM Solar Shepherd Acres | ME | 67903 | SHEPH | 4 | Solar Photovoltaic | SUN | PV | TRUE
1 | 2024 | 12 | 66445 | NineDot Holdings, LLC | IPP | Gabby Giffords Clean Energy, LLC | NY | 67883 | ND003 | 5 | Batteries | MWH | BA | TRUE
1 | 2024 | 12 | 66445 | NineDot Holdings, LLC | IPP | Gabby Giffords Clean Energy, LLC | NY | 67883 | ND004 | 3 | Batteries | MWH | BA | TRUE
1 | 2024 | 12 | 13683 | North Carolina El Member Corp | Electric Utility | Archie Horne | NC | 67040 | BAT1 | 10 | Batteries | MWH | BA | TRUE
1 | 2024 | 12 | 13683 | North Carolina El Member Corp | Electric Utility | Butler | NC | 67042 | BAT1 | 10 | Batteries | MWH | BA | TRUE
1 | 2024 | 12 | 13683 | North Carolina El Member Corp | Electric Utility | Collier BESS | NC | 65248 | BAT1 | 2.5 | Batteries | MWH | BA | TRUE
1 | 2024 | 12 | 13683 | North Carolina El Member Corp | Electric Utility | Davistown-Mercer | NC | 67036 | BAT1 | 2.5 | Batteries | MWH | BA | TRUE
1 | 2024 | 12 | 13683 | North Carolina El Member Corp | Electric Utility | Docs Road BESS | NC | 65249 | BAT1 | 5 | Batteries | MWH | BA | TRUE
1 | 2024 | 12 | 13683 | North Carolina El Member Corp | Electric Utility | Double Creek | NC | 67043 | BAT1 | 5 | Batteries | MWH | BA | TRUE
1 | 2024 | 12 | 13683 | North Carolina El Member Corp | Electric Utility | Fairfield Harbor | NC | 67044 | BAT1 | 5 | Batteries | MWH | BA | TRUE
1 | 2024 | 12 | 13683 | North Carolina El Member Corp | Electric Utility | Five Points BESS | NC | 65250 | BAT1 | 5 | Batteries | MWH | BA | TRUE
1 | 2024 | 12 | 13683 | North Carolina El Member Corp | Electric Utility | Maysville BESS | NC | 65240 | BAT1 | 5 | Batteries | MWH | BA | TRUE
1 | 2024 | 12 | 13683 | North Carolina El Member Corp | Electric Utility | McKinney BESS | NC | 65241 | BAT1 | 5 | Batteries | MWH | BA | TRUE
1 | 2024 | 12 | 13683 | North Carolina El Member Corp | Electric Utility | McLauchin | NC | 67041 | BAT1 | 15 | Batteries | MWH | BA | TRUE
1 | 2024 | 12 | 13683 | North Carolina El Member Corp | Electric Utility | Medoc | NC | 67037 | BAT1 | 2.5 | Batteries | MWH | BA | TRUE
1 | 2024 | 12 | 13683 | North Carolina El Member Corp | Electric Utility | New Rosewood BESS | NC | 65243 | BAT1 | 2.5 | Batteries | MWH | BA | TRUE
1 | 2024 | 12 | 13683 | North Carolina El Member Corp | Electric Utility | Queens Creek BESS | NC | 65244 | BAT1 | 2.5 | Batteries | MWH | BA | TRUE
1 | 2024 | 12 | 13683 | North Carolina El Member Corp | Electric Utility | Rocky Point BESS | NC | 65245 | BAT1 | 5 | Batteries | MWH | BA | TRUE
1 | 2024 | 12 | 13683 | North Carolina El Member Corp | Electric Utility | Walkers Crossroads BESS | NC | 65246 | BAT1 | 5 | Batteries | MWH | BA | TRUE
1 | 2024 | 12 | 13683 | North Carolina El Member Corp | Electric Utility | Zion Hill BESS | NC | 65247 | BAT1 | 5 | Batteries | MWH | BA | TRUE
1 | 2024 | 12 | 66029 | Novel Froehle Solar HQ LLC | IPP | Novel Froehle Solar LLC | MN | 64728 | FROLE | 1 | Solar Photovoltaic | SUN | PV | TRUE
1 | 2024 | 12 | 66030 | Novel Milbradt Solar HQ LLC | IPP | Novel Milbradt Solar LLC | MN | 64729 | MLBRT | 1 | Solar Photovoltaic | SUN | PV | TRUE
1 | 2024 | 12 | 66032 | Novel Swenson Solar HQ LLC | IPP | Novel Swenson Solar LLC | MN | 65025 | SWNSN | 1 | Solar Photovoltaic | SUN | PV | TRUE
1 | 2024 | 12 | 64583 | OE_FL7 | IPP | OE_FL7 | FL | 65292 | OE_FL | 74.9 | Solar Photovoltaic | SUN | PV | TRUE
1 | 2024 | 12 | 66233 | Oliver Wind IV, LLC | IPP | Oliver Wind IV | ND | 67502 | GEN4 | 198.8 | Onshore Wind Turbine | WND | WT | TRUE
1 | 2024 | 12 | 14354 | PacifiCorp | Electric Utility | Foote Creek Rim | WY | 67916 | 1 | 134.8 | Onshore Wind Turbine | WND | WT | TRUE
1 | 2024 | 12 | 65618 | Pickerel Garden LLC | IPP | Pickerel Garden | MN | 66578 | MNC03 | 1 | Solar Photovoltaic | SUN | PV | TRUE
1 | 2024 | 12 | 65302 | Ponderosa Wind II, LLC | IPP | Ponderosa Wind II | OK | 66155 | GP01 | 100 | Onshore Wind Turbine | WND | WT | TRUE
1 | 2024 | 12 | 15248 | Portland General Electric Co | Electric Utility | Coffee Creek BESS | OR | 67698 | CCRK1 | 17 | Batteries | MWH | BA | TRUE
1 | 2024 | 12 | 15248 | Portland General Electric Co | Electric Utility | Constable BESS | OR | 67712 | CSTB1 | 75 | Batteries | MWH | BA | TRUE
1 | 2024 | 12 | 63359 | REA Investments, LLC | IPP | Houlton Road Solar Farm (CSG) | ME | 67923 | HOLTN | 2 | Solar Photovoltaic | SUN | PV | TRUE
1 | 2024 | 12 | 66414 | Rivanna Solar LLC | IPP | Rivanna Solar | VA | 67846 | RIVA | 12.5 | Solar Photovoltaic | SUN | PV | TRUE
1 | 2024 | 12 | 65392 | Riverstart Solar Park III LLC | IPP | Riverstart Solar Park III | IN | 66269 | RSS03 | 100 | Solar Photovoltaic | SUN | PV | TRUE
1 | 2024 | 12 | 66834 | Round Lake Solar LLC | IPP | Round Lake | OR | 68464 | PV1 | 1 | Solar Photovoltaic | SUN | PV | TRUE
1 | 2024 | 12 | 66358 | Russell Pacific LLC | IPP | Nachtigall 1836-WD | CA | 67747 | NACHT | 4.6 | Solar Photovoltaic | SUN | PV | TRUE
1 | 2024 | 12 | 66358 | Russell Pacific LLC | IPP | Terry 1818-WD | CA | 67748 | TERRY | 4.6 | Solar Photovoltaic | SUN | PV | TRUE
1 | 2024 | 12 | 65304 | SR Ailey, LLC | IPP | SR Ailey | GA | 66173 | AILEY | 80 | Solar Photovoltaic | SUN | PV | TRUE
1 | 2024 | 12 | 60520 | SoCore Energy LLC | IPP | Caribou Solar | ME | 67826 | PV1 | 5 | Solar Photovoltaic | SUN | PV | TRUE
1 | 2024 | 12 | 60520 | SoCore Energy LLC | IPP | City of Atwater NEM | CA | 67794 | PV1 | 1.5 | Solar Photovoltaic | SUN | PV | TRUE
1 | 2024 | 12 | 60520 | SoCore Energy LLC | IPP | French Road Solar | ME | 67802 | PV1 | 2.5 | Solar Photovoltaic | SUN | PV | TRUE
1 | 2024 | 12 | 60520 | SoCore Energy LLC | IPP | Harmony Solar Project | IL | 67804 | PV1 | 2 | Solar Photovoltaic | SUN | PV | TRUE
1 | 2024 | 12 | 60520 | SoCore Energy LLC | IPP | Macomb 2A | IL | 67806 | PV1 | 2 | Solar Photovoltaic | SUN | PV | TRUE
1 | 2024 | 12 | 60520 | SoCore Energy LLC | IPP | Madawaska Solar | ME | 67807 | PV1 | 4 | Solar Photovoltaic | SUN | PV | TRUE
1 | 2024 | 12 | 60520 | SoCore Energy LLC | IPP | Rockford Plant | IL | 67812 | PV1 | 2 | Solar Photovoltaic | SUN | PV | TRUE
1 | 2024 | 12 | 60520 | SoCore Energy LLC | IPP | TJX 2021 DG El Paso DC | TX | 67827 | PV1 | 1.5 | Solar Photovoltaic | SUN | PV | TRUE
1 | 2024 | 12 | 60520 | SoCore Energy LLC | IPP | Unity Solar Project (IL) | IL | 67822 | PV1 | 2 | Solar Photovoltaic | SUN | PV | TRUE
1 | 2024 | 12 | 64994 | SolRiver Capital LLC | IPP | Marble Solar LLC (CSG) | OR | 66351 | PV1 | 2.9 | Solar Photovoltaic | SUN | PV | TRUE
1 | 2024 | 12 | 64994 | SolRiver Capital LLC | IPP | Wallace Solar LLC (CSG) | OR | 66355 | PV1 | 3 | Solar Photovoltaic | SUN | PV | TRUE
1 | 2024 | 12 | 66839 | Solar DG IL 1 LLC | IPP | Machesney Park | IL | 68467 | PV1 | 1.7 | Solar Photovoltaic | SUN | PV | TRUE
1 | 2024 | 12 | 17698 | Southwestern Electric Power Co | IPP | Diversion Wind Energy LLC | TX | 67601 | DIV01 | 98.6 | Onshore Wind Turbine | WND | WT | TRUE
1 | 2024 | 12 | 17698 | Southwestern Electric Power Co | IPP | Diversion Wind Energy LLC | TX | 67601 | DIV02 | 102 | Onshore Wind Turbine | WND | WT | TRUE
1 | 2024 | 12 | 64783 | Spanish Peaks Solar LLC | IPP | Spanish Peaks Solar | CO | 62379 | 47301 | 140 | Solar Photovoltaic | SUN | PV | TRUE
1 | 2024 | 12 | 60531 | Standard Solar | IPP | HCE Moran Solar, LLC | VA | 66118 | MORAN | 3 | Solar Photovoltaic | SUN | PV | TRUE
1 | 2024 | 12 | 60531 | Standard Solar | IPP | Woodville Solar (CSG) | RI | 64530 | 1 | 4.5 | Solar Photovoltaic | SUN | PV | TRUE
1 | 2024 | 12 | 66092 | Storey Bend Solar, LLC | IPP | Storey Bend Solar | FL | 67209 | STOS | 74.5 | Solar Photovoltaic | SUN | PV | TRUE
1 | 2024 | 12 | 65535 | SunVest Solar LLC | IPP | Lawrence Solar 1 LLC | IL | 67681 | LAWS1 | 2 | Solar Photovoltaic | SUN | PV | TRUE
1 | 2024 | 12 | 65535 | SunVest Solar LLC | IPP | Lawrence Solar 2 LLC | IL | 67682 | LAWS2 | 2 | Solar Photovoltaic | SUN | PV | TRUE
1 | 2024 | 12 | 65535 | SunVest Solar LLC | IPP | SV CSG Wagner A LLC | IL | 67688 | WAGNA | 2 | Solar Photovoltaic | SUN | PV | TRUE
1 | 2024 | 12 | 65535 | SunVest Solar LLC | IPP | SV CSG Wagner B LLC | IL | 67689 | WAGNB | 2 | Solar Photovoltaic | SUN | PV | TRUE
1 | 2024 | 12 | 65535 | SunVest Solar LLC | IPP | Schmidt CSG 1 | IL | 67685 | SHMT2 | 2 | Solar Photovoltaic | SUN | PV | TRUE
1 | 2024 | 12 | 18454 | Tampa Electric Co | Electric Utility | Bullfrog Creek Solar | FL | 67203 | 1 | 74.5 | Solar Photovoltaic | SUN | PV | TRUE
1 | 2024 | 12 | 18454 | Tampa Electric Co | Electric Utility | English Creek Solar | FL | 66921 | 1 | 23 | Solar Photovoltaic | SUN | PV | TRUE
1 | 2024 | 12 | 66473 | Timbermill Wind | IPP | Timbermill Wind, LLC | NC | 67910 | TIMBY | 189 | Onshore Wind Turbine | WND | WT | TRUE
1 | 2024 | 12 | 66444 | Troutdale Grid, LLC | IPP | Sundial (Troutdale) BESS | OR | 67869 | BTD | 200 | Batteries | MWH | BA | TRUE
1 | 2024 | 12 | 66334 | Twin Lakes Solar LLC | IPP | Twin Lakes Solar LLC | IN | 67696 | TWNLK | 150 | Solar Photovoltaic | SUN | PV | TRUE
1 | 2024 | 12 | 65173 | United States Solar Corporation | IPP | USS Cogburn Solar LLC (CSG) | CO | 66436 | USCOG | 2.4 | Solar Photovoltaic | SUN | PV | TRUE
1 | 2024 | 12 | 65777 | Urban Grid Solar | IPP | Alton Post Office Solar | VA | 66837 | ALPT1 | 82.1 | Solar Photovoltaic | SUN | PV | TRUE
1 | 2024 | 12 | 66423 | VESI 34 LLC | IPP | Montague Energy Storage | NJ | 67851 | MONT1 | 20 | Batteries | MWH | BA | TRUE
1 | 2024 | 12 | 66368 | Valley Sun Solar LLC | IPP | Valley Sun Solar | ME | 67771 | PV1 | 3.1 | Solar Photovoltaic | SUN | PV | TRUE
1 | 2024 | 12 | 5504 | Vistra Corp | IPP | Baldwin Solar BESS | IL | 68148 | 1 | 68.4 | Solar Photovoltaic | SUN | PV | TRUE
1 | 2024 | 12 | 5504 | Vistra Corp | IPP | Baldwin Solar BESS | IL | 68148 | 2 | 2 | Batteries | MWH | BA | TRUE
1 | 2024 | 12 | 5504 | Vistra Corp | IPP | Coffeen Solar BESS | IL | 68147 | 1 | 44.2 | Solar Photovoltaic | SUN | PV | TRUE
1 | 2024 | 12 | 5504 | Vistra Corp | IPP | Coffeen Solar BESS | IL | 68147 | 2 | 2 | Batteries | MWH | BA | TRUE
1 | 2024 | 12 | 66824 | Walden Solar Maine V LLC | IPP | Walden Solar Maine V | ME | 68454 | LEEDS | 20 | Solar Photovoltaic | SUN | PV | TRUE
1 | 2024 | 12 | 20421 | Western Minnesota Mun Pwr Agny | IPP | Marshall Solar Plus LLC | MN | 67545 | MARSL | 10 | Solar Photovoltaic | SUN | PV | TRUE
1 | 2024 | 12 | 20421 | Western Minnesota Mun Pwr Agny | IPP | Marshall Solar Plus LLC | MN | 67545 | MARST | 5 | Batteries | MWH | BA | TRUE
1 | 2024 | 12 | 66569 | Whetstone Power Operations LLC | IPP | Prairie Center Energy LLC | CO | 68058 | PCEBS | 33.7 | Batteries | MWH | BA | TRUE
1 | 2024 | 12 | 66350 | Wigeon Whistle BESS LLC | IPP | Wigeon Whistle Battery Storage Plant | TX | 67739 | WIDWH | 120 | Batteries | MWH | BA | TRUE
1 | 2024 | 12 | 20847 | Wisconsin Electric Power Co | Electric Utility | Auburn Solar WI, LLC | WI | 67725 | 20245 | 5 | Solar Photovoltaic | SUN | PV | TRUE
1 | 2024 | 12 | 20847 | Wisconsin Electric Power Co | Electric Utility | Hackbarth Solar WI, LLC | WI | 67728 | 20244 | 5 | Solar Photovoltaic | SUN | PV | TRUE
1 | 2024 | 12 | 20847 | Wisconsin Electric Power Co | Electric Utility | LaFayette Solar WI, LLC | WI | 67730 | 20246 | 6 | Solar Photovoltaic | SUN | PV | TRUE
1 | 2024 | 12 | 20847 | Wisconsin Electric Power Co | Electric Utility | Paris Solar | WI | 65967 | PSLR1 | 200 | Solar Photovoltaic | SUN | PV | TRUE
1 | 2024 | 12 | 65213 | Wolfskin Solar, LLC | IPP | Wolfskin Solar | GA | 66027 | GA-04 | 38 | Solar Photovoltaic | SUN | PV | TRUE
1 | 2024 | 12 | 66887 | Zena Solar LLC | IPP | Zena Solar | OR | 68508 | ZENA | 2.5 | Solar Photovoltaic | SUN | PV | TRUE
1 | NOTES: Capacity from facilities with a total generator nameplate capacity less than 1 MW are excluded from this table. Entity ID and Plant ID are official, unique identification numbers assigned by EIA; Generator IDs are assigned by plant owners and/or operators. Descriptions for the Energy Source Codes and the Prime Mover Codes listed in the table can be found in the Technical Notes. Sources: U.S. Energy Information Administration, Form EIA-860, 'Annual Electric Generator Report' and Form EIA-860M, 'Monthly Update to the Annual Electric Generator Report.' | [12 empty] | #N/A
1 | [13 empty] | #N/A
1 | [13 empty] | #N/A
1 | [13 empty] | #N/A
1 | [13 empty] | #N/A
1 | [13 empty] | #N/A
1 | [13 empty] | #N/A
1 | [13 empty] | #N/A
1 | [13 empty] | #N/A
1 | [13 empty] | #N/A
1 | [13 empty] | #N/A
1 | [13 empty] | #N/A
1 | [13 empty] | #N/A
1 | [13 empty] | #N/A
1 | [13 empty] | #N/A
1 | [13 empty] | #N/A
1 | [13 empty] | #N/A
1 | [13 empty] | #N/A
1 | [13 empty] | #N/A
1 | [13 empty] | #N/A
1 | [13 empty] | #N/A
1 | [13 empty] | #N/A
1 | [13 empty] | #N/A
1 | [13 empty] | #N/A
1 | [13 empty] | #N/A
1 | [13 empty] | #N/A
1 | [13 empty] | #N/A
1 | [13 empty] | #N/A
1 | [13 empty] | #N/A
1 | [13 empty] | #N/A
1 | [13 empty] | #N/A
1 | [13 empty] | #N/A
1 | [13 empty] | #N/A
1 | [13 empty] | #N/A
1 | [13 empty] | #N/A
1 | [13 empty] | #N/A
1 | [13 empty] | #N/A
1 | [13 empty] | #N/A
1 | [13 empty] | #N/A
1 | [13 empty] | #N/A
1 | [13 empty] | #N/A
1 | [13 empty] | #N/A
1 | [13 empty] | #N/A
1 | [13 empty] | #N/A
1 | [13 empty] | #N/A
1 | [13 empty] | #N/A
1 | [13 empty] | #N/A
1 | [13 empty] | #N/A
1 | [13 empty] | #N/A
1 | [13 empty] | #N/A
1 | [13 empty] | #N/A
1 | [13 empty] | #N/A
1 | [13 empty] | #N/A
1 | [13 empty] | #N/A
1 | [13 empty] | #N/A
1 | [13 empty] | #N/A
1 | [13 empty] | #N/A
1 | [13 empty] | #N/A
1 | [13 empty] | #N/A
1 | [13 empty] | #N/A
1 | [13 empty] | #N/A
1 | [13 empty] | #N/A
1 | [13 empty] | #N/A
1 | [13 empty] | #N/A
1 | [13 empty] | #N/A
1 | [13 empty] | #N/A
1 | [13 empty] | #N/A
1 | [13 empty] | #N/A
1 | [13 empty] | #N/A
1 | [13 empty] | #N/A
1 | [13 empty] | #N/A
1 | [13 empty] | #N/A
1 | [13 empty] | #N/A
1 | [13 empty] | #N/A
1 | [13 empty] | #N/A
1 | [13 empty] | #N/A
1 | [13 empty] | #N/A
1 | [13 empty] | #N/A
1 | [13 empty] | #N/A
1 | [13 empty] | #N/A
1 | [13 empty] | #N/A
1 | [13 empty] | #N/A
1 | [13 empty] | #N/A
1 | [13 empty] | #N/A
1 | [13 empty] | #N/A
1 | [13 empty] | #N/A
1 | [13 empty] | #N/A
1 | [13 empty] | #N/A
1 | [13 empty] | #N/A
1 | [13 empty] | #N/A
1 | [13 empty] | #N/A
1 | [13 empty] | #N/A
1 | [13 empty] | #N/A
1 | [13 empty] | #N/A
1 | [13 empty] | #N/A
1 | [13 empty] | #N/A
1 | [13 empty] | #N/A
1 | [13 empty] | #N/A
1 | [13 empty] | #N/A
1 | [13 empty] | #N/A
1 | [13 empty] | #N/A
1 | [13 empty] | #N/A
1 | [13 empty] | #N/A
1 | [13 empty] | #N/A
1 | [13 empty] | #N/A
1 | [13 empty] | #N/A
1 | [13 empty] | #N/A
1 | [13 empty] | #N/A
1 | [13 empty] | #N/A
1 | [13 empty] | #N/A
1 | [13 empty] | #N/A
1 | [13 empty] | #N/A
1 | [13 empty] | #N/A
1 | [13 empty] | #N/A
1 | [13 empty] | #N/A
1 | [13 empty] | #N/A
1 | [13 empty] | #N/A
1 | [13 empty] | #N/A
1 | [13 empty] | #N/A
1 | [13 empty] | #N/A
1 | [13 empty] | #N/A
1 | [13 empty] | #N/A
1 | [13 empty] | #N/A
1 | [13 empty] | #N/A
1 | [13 empty] | #N/A
1 | [13 empty] | #N/A
1 | [13 empty] | #N/A
1 | [13 empty] | #N/A
1 | [13 empty] | #N/A
1 | [13 empty] | #N/A
1 | [13 empty] | #N/A
1 | [13 empty] | #N/A
1 | [13 empty] | #N/A
1 | [13 empty] | #N/A
1 | [13 empty] | #N/A
1 | [13 empty] | #N/A
1 | [13 empty] | #N/A
1 | [13 empty] | #N/A
1 | [13 empty] | #N/A
1 | [13 empty] | #N/A
1 | [13 empty] | #N/A
1 | [13 empty] | #N/A
1 | [13 empty] | #N/A
1 | [13 empty] | #N/A
1 | [13 empty] | #N/A
1 | [13 empty] | #N/A
1 | [13 empty] | #N/A
1 | [13 empty] | #N/A
1 | [13 empty] | #N/A
1 | [13 empty] | #N/A
1 | [13 empty] | #N/A
1 | [13 empty] | #N/A
1 | [13 empty] | #N/A
1 | [13 empty] | #N/A
1 | [13 empty] | #N/A
1 | [13 empty] | #N/A
1 | [13 empty] | #N/A
1 | [13 empty] | #N/A
1 | [13 empty] | #N/A
1 | [13 empty] | #N/A
1 | [13 empty] | #N/A
1 | [13 empty] | #N/A
1 | [13 empty] | #N/A
1 | [13 empty] | #N/A
1 | [13 empty] | #N/A
1 | [13 empty] | #N/A
1 | [13 empty] | #N/A
1 | [13 empty] | #N/A
1 | [13 empty] | #N/A
1 | [13 empty] | #N/A
1 | [13 empty] | #N/A
1 | [13 empty] | #N/A
1 | [13 empty] | #N/A
1 | [13 empty] | #N/A
1 | [13 empty] | #N/A
1 | [13 empty] | #N/A
1 | [13 empty] | #N/A
1 | [13 empty] | #N/A
1 | [13 empty] | #N/A
1 | [13 empty] | #N/A
1 | [13 empty] | #N/A
1 | [13 empty] | #N/A
1 | [13 empty] | #N/A
1 | [13 empty] | #N/A
1 | [13 empty] | #N/A
1 | [13 empty] | #N/A
1 | [13 empty] | #N/A
1 | [13 empty] | #N/A
1 | [13 empty] | #N/A
1 | [13 empty] | #N/A
1 | [13 empty] | #N/A
1 | [13 empty] | #N/A
1 | [13 empty] | #N/A
1 | [13 empty] | #N/A
1 | [13 empty] | #N/A
1 | [13 empty] | #N/A
1 | [13 empty] | #N/A
1 | [13 empty] | #N/A
1 | [13 empty] | #N/A
1 | [13 empty] | #N/A
1 | [13 empty] | #N/A
1 | [13 empty] | #N/A
1 | [13 empty] | #N/A
1 | [13 empty] | #N/A
1 | [13 empty] | #N/A
1 | [13 empty] | #N/A
1 | [13 empty] | #N/A
1 | [13 empty] | #N/A
1 | [13 empty] | #N/A
1 | [13 empty] | #N/A
1 | [13 empty] | #N/A
1 | [13 empty] | #N/A
1 | [13 empty] | #N/A
1 | [13 empty] | #N/A
1 | [13 empty] | #N/A
1 | [13 empty] | #N/A
1 | [13 empty] | #N/A
1 | [13 empty] | #N/A
1 | [13 empty] | #N/A
1 | [13 empty] | #N/A
1 | [13 empty] | #N/A
1 | [13 empty] | #N/A
1 | [13 empty] | #N/A
1 | [13 empty] | #N/A
1 | [13 empty] | #N/A
1 | [13 empty] | #N/A
1 | [13 empty] | #N/A
1 | [13 empty] | #N/A
1 | [13 empty] | #N/A
1 | [13 empty] | #N/A
1 | [13 empty] | #N/A
1 | [13 empty] | #N/A
1 | [13 empty] | #N/A
1 | [13 empty] | #N/A
1 | [13 empty] | #N/A
1 | [13 empty] | #N/A
1 | [13 empty] | #N/A
1 | [13 empty] | #N/A
1 | [13 empty] | #N/A
1 | [13 empty] | #N/A
1 | [13 empty] | #N/A
1 | [13 empty] | #N/A
1 | [13 empty] | #N/A
1 | [13 empty] | #N/A
1 | [13 empty] | #N/A
1 | [13 empty] | #N/A
1 | [13 empty] | #N/A
1 | [13 empty] | #N/A
1 | [13 empty] | #N/A
1 | [13 empty] | #N/A
1 | [13 empty] | #N/A
1 | [13 empty] | #N/A
1 | [13 empty] | #N/A
1 | [13 empty] | #N/A
1 | [13 empty] | #N/A
1 | [13 empty] | #N/A
1 | [13 empty] | #N/A
1 | [13 empty] | #N/A
1 | [13 empty] | #N/A
1 | [13 empty] | #N/A
1 | [13 empty] | #N/A
1 | [13 empty] | #N/A
1 | [13 empty] | #N/A
1 | [13 empty] | #N/A
1 | [13 empty] | #N/A
1 | [13 empty] | #N/A
1 | [13 empty] | #N/A
1 | [13 empty] | #N/A
1 | [13 empty] | #N/A
1 | [13 empty] | #N/A
1 | [13 empty] | #N/A
1 | [13 empty] | #N/A
1 | [13 empty] | #N/A
1 | [13 empty] | #N/A
1 | [13 empty] | #N/A
1 | [13 empty] | #N/A
1 | [13 empty] | #N/A
1 | [13 empty] | #N/A
1 | [13 empty] | #N/A
1 | [13 empty] | #N/A
1 | [13 empty] | #N/A
1 | [13 empty] | #N/A
1 | [13 empty] | #N/A
1 | [13 empty] | #N/A
1 | [13 empty] | #N/A
1 | [13 empty] | #N/A
1 | [13 empty] | #N/A
1 | [13 empty] | #N/A
1 | [13 empty] | #N/A
1 | [13 empty] | #N/A
1 | [13 empty] | #N/A
1 | [13 empty] | #N/A
1 | [13 empty] | #N/A
1 | [13 empty] | #N/A
1 | [13 empty] | #N/A
1 | [13 empty] | #N/A
1 | [13 empty] | #N/A
1 | [13 empty] | #N/A
1 | [13 empty] | #N/A
1 | [13 empty] | #N/A
1 | [13 empty] | #N/A
1 | [13 empty] | #N/A
1 | [13 empty] | #N/A
1 | [13 empty] | #N/A
1 | [13 empty] | #N/A
1 | [13 empty] | #N/A
1 | [13 empty] | #N/A
1 | [13 empty] | #N/A
1 | [13 empty] | #N/A
1 | [13 empty] | #N/A
1 | [13 empty] | #N/A
1 | [13 empty] | #N/A
1 | [13 empty] | #N/A
1 | [13 empty] | #N/A
1 | [13 empty] | #N/A
1 | [13 empty] | #N/A
1 | [13 empty] | #N/A
1 | [13 empty] | #N/A
1 | [13 empty] | #N/A
1 | [13 empty] | #N/A
1 | [13 empty] | #N/A
1 | [13 empty] | #N/A
1 | [13 empty] | #N/A
1 | [13 empty] | #N/A
1 | [13 empty] | #N/A
1 | [13 empty] | #N/A
1 | [13 empty] | #N/A
1 | [13 empty] | #N/A
1 | [13 empty] | #N/A
1 | [13 empty] | #N/A
1 | [13 empty] | #N/A
1 | [13 empty] | #N/A
1 | [13 empty] | #N/A
1 | [13 empty] | #N/A
1 | [13 empty] | #N/A
1 | [13 empty] | #N/A
1 | [13 empty] | #N/A
1 | [13 empty] | #N/A
1 | [13 empty] | #N/A
1 | [13 empty] | #N/A
1 | [13 empty] | #N/A
1 | [13 empty] | #N/A
1 | [13 empty] | #N/A
1 | [13 empty] | #N/A
1 | [13 empty] | #N/A
1 | [13 empty] | #N/A
1 | [13 empty] | #N/A
1 | [13 empty] | #N/A
1 | [13 empty] | #N/A
1 | [13 empty] | #N/A
1 | [13 empty] | #N/A
1 | [13 empty] | #N/A
1 | [13 empty] | #N/A
1 | [13 empty] | #N/A
1 | [13 empty] | #N/A
1 | [13 empty] | #N/A
1 | [13 empty] | #N/A
1 | [13 empty] | #N/A
1 | [13 empty] | #N/A
1 | [13 empty] | #N/A
1 | [13 empty] | #N/A
1 | [13 empty] | #N/A
1 | [13 empty] | #N/A
1 | [13 empty] | #N/A
1 | [13 empty] | #N/A
1 | [13 empty] | #N/A
1 | [13 empty] | #N/A
1 | [13 empty] | #N/A
1 | [13 empty] | #N/A
1 | [13 empty] | #N/A
1 | [13 empty] | #N/A
1 | [13 empty] | #N/A
1 | [13 empty] | #N/A
1 | [13 empty] | #N/A
1 | [13 empty] | #N/A
1 | [13 empty] | #N/A
1 | [13 empty] | #N/A
1 | [13 empty] | #N/A
1 | [13 empty] | #N/A
1 | [13 empty] | #N/A
1 | [13 empty] | #N/A
1 | [13 empty] | #N/A
1 | [13 empty] | #N/A
1 | [13 empty] | #N/A
1 | [13 empty] | #N/A
1 | [13 empty] | #N/A
1 | [13 empty] | #N/A
1 | [13 empty] | #N/A
1 | [13 empty] | #N/A
1 | [13 empty] | #N/A
1 | [13 empty] | #N/A
1 | [13 empty] | #N/A
1 | [13 empty] | #N/A
1 | [13 empty] | #N/A
1 | [13 empty] | #N/A
1 | [13 empty] | #N/A
1 | [13 empty] | #N/A
1 | [13 empty] | #N/A
1 | [13 empty] | #N/A
1 | [13 empty] | #N/A
1 | [13 empty] | #N/A
1 | [13 empty] | #N/A
1 | [13 empty] | #N/A
1 | [13 empty] | #N/A
1 | [13 empty] | #N/A
1 | [13 empty] | #N/A
1 | [13 empty] | #N/A
1 | [13 empty] | #N/A
1 | [13 empty] | #N/A
1 | [13 empty] | #N/A
1 | [13 empty] | #N/A
1 | [13 empty] | #N/A
1 | [13 empty] | #N/A
1 | [13 empty] | #N/A
1 | [13 empty] | #N/A
1 | [13 empty] | #N/A
1 | [13 empty] | #N/A
1 | [13 empty] | #N/A
1 | [13 empty] | #N/A
1 | [13 empty] | #N/A
1 | [13 empty] | #N/A
1 | [13 empty] | #N/A
1 | [13 empty] | #N/A
1 | [13 empty] | #N/A
1 | [13 empty] | #N/A
1 | [13 empty] | #N/A
1 | [13 empty] | #N/A
1 | [13 empty] | #N/A
1 | [13 empty] | #N/A
1 | [13 empty] | #N/A
1 | [13 empty] | #N/A
1 | [13 empty] | #N/A
1 | [13 empty] | #N/A
1 | [13 empty] | #N/A
1 | [13 empty] | #N/A
1 | [13 empty] | #N/A
1 | [13 empty] | #N/A
1 | [13 empty] | #N/A
1 | [13 empty] | #N/A
1 | [13 empty] | #N/A
1 | [13 empty] | #N/A
1 | [13 empty] | #N/A
1 | [13 empty] | #N/A
1 | [13 empty] | #N/A
1 | [13 empty] | #N/A
1 | [13 empty] | #N/A
1 | [13 empty] | #N/A
1 | [13 empty] | #N/A
1 | [13 empty] | #N/A
1 | [13 empty] | #N/A
1 | [13 empty] | #N/A
1 | [13 empty] | #N/A
1 | [13 empty] | #N/A
1 | [13 empty] | #N/A
1 | [13 empty] | #N/A
1 | [13 empty] | #N/A
1 | [13 empty] | #N/A
1 | [13 empty] | #N/A
1 | [13 empty] | #N/A
1 | [13 empty] | #N/A
1 | [13 empty] | #N/A
1 | [13 empty] | #N/A
1 | [13 empty] | #N/A
1 | [13 empty] | #N/A
1 | [13 empty] | #N/A
1 | [13 empty] | #N/A
1 | [13 empty] | #N/A
1 | [13 empty] | #N/A
1 | [13 empty] | #N/A
1 | [13 empty] | #N/A
1 | [13 empty] | #N/A
1 | [13 empty] | #N/A
1 | [13 empty] | #N/A
1 | [13 empty] | #N/A
1 | [13 empty] | #N/A
1 | [13 empty] | #N/A
1 | [13 empty] | #N/A
1 | [13 empty] | #N/A
1 | [13 empty] | #N/A
1 | [13 empty] | #N/A
1 | [13 empty] | #N/A
1 | [13 empty] | #N/A
1 | [13 empty] | #N/A
1 | [13 empty] | #N/A
1 | [13 empty] | #N/A
1 | [13 empty] | #N/A
1 | [13 empty] | #N/A
1 | [13 empty] | #N/A
1 | [13 empty] | #N/A
1 | [13 empty] | #N/A
1 | [13 empty] | #N/A
1 | [13 empty] | #N/A
1 | [13 empty] | #N/A
1 | [13 empty] | #N/A
1 | [13 empty] | #N/A
1 | [13 empty] | #N/A
1 | [13 empty] | #N/A
1 | [13 empty] | #N/A
1 | [13 empty] | #N/A
1 | [13 empty] | #N/A
1 | [13 empty] | #N/A
1 | [13 empty] | #N/A
1 | [13 empty] | #N/A
1 | [13 empty] | #N/A
1 | [13 empty] | #N/A
1 | [13 empty] | #N/A
1 | [13 empty] | #N/A
1 | [13 empty] | #N/A
1 | [13 empty] | #N/A
1 | [13 empty] | #N/A
1 | [13 empty] | #N/A
1 | [13 empty] | #N/A
1 | [13 empty] | #N/A
1 | [13 empty] | #N/A
1 | [13 empty] | #N/A
1 | [13 empty] | #N/A
1 | [13 empty] | #N/A
1 | [13 empty] | #N/A
1 | [13 empty] | #N/A
1 | [13 empty] | #N/A
1 | [13 empty] | #N/A
1 | [13 empty] | #N/A
1 | [13 empty] | #N/A
1 | [13 empty] | #N/A
1 | [13 empty] | #N/A
1 | [13 empty] | #N/A
1 | [13 empty] | #N/A
1 | [13 empty] | #N/A
1 | [13 empty] | #N/A
1 | [13 empty] | #N/A
1 | [13 empty] | #N/A
1 | [13 empty] | #N/A
1 | [13 empty] | #N/A
1 | [13 empty] | #N/A
1 | [13 empty] | #N/A
1 | [13 empty] | #N/A
1 | [13 empty] | #N/A
1 | [13 empty] | #N/A
1 | [13 empty] | #N/A
1 | [13 empty] | #N/A
1 | [13 empty] | #N/A
1 | [13 empty] | #N/A
1 | [13 empty] | #N/A
1 | [13 empty] | #N/A
1 | [13 empty] | #N/A
1 | [13 empty] | #N/A
1 | [13 empty] | #N/A
1 | [13 empty] | #N/A
1 | [13 empty] | #N/A
1 | [13 empty] | #N/A
1 | [13 empty] | #N/A
1 | [13 empty] | #N/A
1 | [13 empty] | #N/A
1 | [13 empty] | #N/A
1 | [13 empty] | #N/A
1 | [13 empty] | #N/A
1 | [13 empty] | #N/A
1 | [13 empty] | #N/A
1 | [13 empty] | #N/A
1 | [13 empty] | #N/A
1 | [13 empty] | #N/A
1 | [13 empty] | #N/A
1 | [13 empty] | #N/A
1 | [13 empty] | #N/A
1 | [13 empty] | #N/A
1 | [13 empty] | #N/A
1 | [13 empty] | #N/A
1 | [13 empty] | #N/A
1 | [13 empty] | #N/A
1 | [13 empty] | #N/A
1 | [13 empty] | #N/A
1 | [13 empty] | #N/A
1 | [13 empty] | #N/A
1 | [13 empty] | #N/A
1 | [13 empty] | #N/A
1 | [13 empty] | #N/A
1 | [13 empty] | #N/A
1 | [13 empty] | #N/A
1 | [13 empty] | #N/A
1 | [13 empty] | #N/A
1 | [13 empty] | #N/A
1 | [13 empty] | #N/A
1 | [13 empty] | #N/A
1 | [13 empty] | #N/A
1 | [13 empty] | #N/A
1 | [13 empty] | #N/A
1 | [13 empty] | #N/A
1 | [13 empty] | #N/A
1 | [13 empty] | #N/A
1 | [13 empty] | #N/A
1 | [13 empty] | #N/A
1 | [13 empty] | #N/A
1 | [13 empty] | #N/A
1 | [13 empty] | #N/A
1 | [13 empty] | #N/A
1 | [13 empty] | #N/A
1 | [13 empty] | #N/A
1 | [13 empty] | #N/A
1 | [13 empty] | #N/A
1 | [13 empty] | #N/A
1 | [13 empty] | #N/A
1 | [13 empty] | #N/A
1 | [13 empty] | #N/A
1 | [13 empty] | #N/A
1 | [13 empty] | #N/A
1 | [13 empty] | #N/A
1 | [13 empty] | #N/A
1 | [13 empty] | #N/A
1 | [13 empty] | #N/A
1 | [13 empty] | #N/A
1 | [13 empty] | #N/A
1 | [13 empty] | #N/A
1 | [13 empty] | #N/A
1 | [13 empty] | #N/A
1 | [13 empty] | #N/A
1 | [13 empty] | #N/A
1 | [13 empty] | #N/A
1 | [13 empty] | #N/A
1 | [13 empty] | #N/A
1 | [13 empty] | #N/A
1 | [13 empty] | #N/A
1 | [13 empty] | #N/A
1 | [13 empty] | #N/A
1 | [13 empty] | #N/A
1 | [13 empty] | #N/A
1 | [13 empty] | #N/A
1 | [13 empty] | #N/A
1 | [13 empty] | #N/A
1 | [13 empty] | #N/A
1 | [13 empty] | #N/A
1 | [13 empty] | #N/A
1 | [13 empty] | #N/A
1 | [13 empty] | #N/A
1 | [13 empty] | #N/A
1 | [13 empty] | #N/A
1 | [13 empty] | #N/A
1 | [13 empty] | #N/A
1 | [13 empty] | #N/A
1 | [13 empty] | #N/A
1 | [13 empty] | #N/A
1 | [13 empty] | #N/A
1 | [13 empty] | #N/A
1 | [13 empty] | #N/A
1 | [13 empty] | #N/A
1 | [13 empty] | #N/A
1 | [13 empty] | #N/A
1 | [13 empty] | #N/A
1 | [13 empty] | #N/A
1 | [13 empty] | #N/A
1 | [13 empty] | #N/A
1 | [13 empty] | #N/A
1 | [13 empty] | #N/A
1 | [13 empty] | #N/A
1 | [13 empty] | #N/A
1 | [13 empty] | #N/A
1 | [13 empty] | #N/A
1 | [13 empty] | #N/A
1 | [13 empty] | #N/A
1 | [13 empty] | #N/A
1 | [13 empty] | #N/A
1 | [13 empty] | #N/A
1 | [13 empty] | #N/A
1 | [13 empty] | #N/A
1 | [13 empty] | #N/A
1 | [13 empty] | #N/A
1 | [13 empty] | #N/A
1 | [13 empty] | #N/A
1 | [13 empty] | #N/A
1 | [13 empty] | #N/A
1 | [13 empty] | #N/A
1 | [13 empty] | #N/A
1 | [13 empty] | #N/A
1 | [13 empty] | #N/A
1 | [13 empty] | #N/A
1 | [13 empty] | #N/A
1 | [13 empty] | #N/A
1 | [13 empty] | #N/A
1 | [13 empty] | #N/A
1 | [13 empty] | #N/A
1 | [13 empty] | #N/A
1 | [13 empty] | #N/A
1 | [13 empty] | #N/A
1 | [13 empty] | #N/A
1 | [13 empty] | #N/A
1 | [13 empty] | #N/A
1 | [13 empty] | #N/A
1 | [13 empty] | #N/A
1 | [13 empty] | #N/A
1 | [13 empty] | #N/A
1 | [13 empty] | #N/A
1 | [13 empty] | #N/A
1 | [13 empty] | #N/A
1 | [13 empty] | #N/A
1 | [13 empty] | #N/A
1 | [13 empty] | #N/A
1 | [13 empty] | #N/A
1 | [13 empty] | #N/A
1 | [13 empty] | #N/A
1 | [13 empty] | #N/A
1 | [13 empty] | #N/A
1 | [13 empty] | #N/A
1 | [13 empty] | #N/A
1 | [13 empty] | #N/A
1 | [13 empty] | #N/A
1 | [13 empty] | #N/A
1 | [13 empty] | #N/A
1 | [13 empty] | #N/A
1 | [13 empty] | #N/A
1 | [13 empty] | #N/A
1 | [13 empty] | #N/A
1 | [13 empty] | #N/A
1 | [13 empty] | #N/A
1 | [13 empty] | #N/A
1 | [13 empty] | #N/A
1 | [13 empty] | #N/A
1 | [13 empty] | #N/A
1 | [13 empty] | #N/A
1 | [13 empty] | #N/A
1 | [13 empty] | #N/A
1 | [13 empty] | #N/A
1 | [13 empty] | #N/A
1 | [13 empty] | #N/A
1 | [13 empty] | #N/A
1 | [13 empty] | #N/A
1 | [13 empty] | #N/A
1 | [13 empty] | #N/A
1 | [13 empty] | #N/A
1 | [13 empty] | #N/A
1 | [13 empty] | #N/A
1 | [13 empty] | #N/A
1 | [13 empty] | #N/A
1 | [13 empty] | #N/A
1 | [13 empty] | #N/A
1 | [13 empty] | #N/A
1 | [13 empty] | #N/A
1 | [13 empty] | #N/A
1 | [13 empty] | #N/A
1 | [13 empty] | #N/A
1 | [13 empty] | #N/A
1 | [13 empty] | #N/A
1 | [13 empty] | #N/A
1 | [13 empty] | #N/A
1 | [13 empty] | #N/A
1 | [13 empty] | #N/A
1 | [13 empty] | #N/A
1 | [13 empty] | #N/A
1 | [13 empty] | #N/A
1 | [13 empty] | #N/A
1 | [13 empty] | #N/A
1 | [13 empty] | #N/A
1 | [13 empty] | #N/A
1 | [13 empty] | #N/A
1 | [13 empty] | #N/A
1 | [13 empty] | #N/A
1 | [13 empty] | #N/A
1 | [13 empty] | #N/A
1 | [13 empty] | #N/A
1 | [13 empty] | #N/A
1 | [13 empty] | #N/A
1 | [13 empty] | #N/A
1 | [13 empty] | #N/A
1 | [13 empty] | #N/A
1 | [13 empty] | #N/A
1 | [13 empty] | #N/A
1 | [13 empty] | #N/A
1 | [13 empty] | #N/A
1 | [13 empty] | #N/A
1 | [13 empty] | #N/A
1 | [13 empty] | #N/A
1 | [13 empty] | #N/A
1 | [13 empty] | #N/A
1 | [13 empty] | #N/A
1 | [13 empty] | #N/A
1 | [13 empty] | #N/A
1 | [13 empty] | #N/A
1 | [13 empty] | #N/A
1 | [13 empty] | #N/A
1 | [13 empty] | #N/A
1 | [13 empty] | #N/A
1 | [13 empty] | #N/A
1 | [13 empty] | #N/A
1 | [13 empty] | #N/A
1 | [13 empty] | #N/A
1 | [13 empty] | #N/A
1 | [13 empty] | #N/A
1 | [13 empty] | #N/A
1 | [13 empty] | #N/A
1 | [13 empty] | #N/A
1 | [13 empty] | #N/A
1 | [13 empty] | #N/A
1 | [13 empty] | #N/A
1 | [13 empty] | #N/A
1 | [13 empty] | #N/A
1 | [13 empty] | #N/A
1 | [13 empty] | #N/A
1 | [13 empty] | #N/A
1 | [13 empty] | #N/A
1 | [13 empty] | #N/A
1 | [13 empty] | #N/A
1 | [13 empty] | #N/A
1 | [13 empty] | #N/A
1 | [13 empty] | #N/A
1 | [13 empty] | #N/A
1 | [13 empty] | #N/A
1 | [13 empty] | #N/A
1 | [13 empty] | #N/A
1 | [13 empty] | #N/A
1 | [13 empty] | #N/A
1 | [13 empty] | #N/A
1 | [13 empty] | #N/A
1 | [13 empty] | #N/A
1 | [13 empty] | #N/A
1 | [13 empty] | #N/A
1 | [13 empty] | #N/A
1 | [13 empty] | #N/A
1 | [13 empty] | #N/A
1 | [13 empty] | #N/A
1 | [13 empty] | #N/A
1 | [13 empty] | #N/A
1 | [13 empty] | #N/A
1 | [13 empty] | #N/A
1 | [13 empty] | #N/A
1 | [13 empty] | #N/A
1 | [13 empty] | #N/A
1 | [13 empty] | #N/A
1 | [13 empty] | #N/A
1 | [13 empty] | #N/A
1 | [13 empty] | #N/A
1 | [13 empty] | #N/A
1 | [13 empty] | #N/A
1 | [13 empty] | #N/A
1 | [13 empty] | #N/A
1 | [13 empty] | #N/A
1 | [13 empty] | #N/A
1 | [13 empty] | #N/A
1 | [13 empty] | #N/A
1 | [13 empty] | #N/A
1 | [13 empty] | #N/A
1 | [13 empty] | #N/A
1 | [13 empty] | #N/A
1 | [13 empty] | #N/A
1 | [13 empty] | #N/A
1 | [13 empty] | #N/A
1 | [13 empty] | #N/A
1 | [13 empty] | #N/A
1 | [13 empty] | #N/A
1 | [13 empty] | #N/A
1 | [13 empty] | #N/A
1 | [13 empty] | #N/A
1 | [13 empty] | #N/A
1 | [13 empty] | #N/A
1 | [13 empty] | #N/A
1 | [13 empty] | #N/A
1 | [13 empty] | #N/A
1 | [13 empty] | #N/A
1 | [13 empty] | #N/A
1 | [13 empty] | #N/A
1 | [13 empty] | #N/A
1 | [13 empty] | #N/A
1 | [13 empty] | #N/A
1 | [13 empty] | #N/A
1 | [13 empty] | #N/A
1 | [13 empty] | #N/A
1 | [13 empty] | #N/A
1 | [13 empty] | #N/A
1 | [13 empty] | #N/A
1 | [13 empty] | #N/A
1 | [13 empty] | #N/A
1 | [13 empty] | #N/A
1 | [13 empty] | #N/A
1 | [13 empty] | #N/A
1 | [13 empty] | #N/A
1 | [13 empty] | #N/A
1 | [13 empty] | #N/A
1 | [13 empty] | #N/A
1 | [13 empty] | #N/A
1 | [13 empty] | #N/A
1 | [13 empty] | #N/A
1 | [13 empty] | #N/A
1 | [13 empty] | #N/A
1 | [13 empty] | #N/A
1 | [13 empty] | #N/A
1 | [13 empty] | #N/A
1 | [13 empty] | #N/A
1 | [13 empty] | #N/A
1 | [13 empty] | #N/A
1 | [13 empty] | #N/A
1 | [13 empty] | #N/A
1 | [13 empty] | #N/A
1 | [13 empty] | #N/A
1 | [13 empty] | #N/A
1 | [13 empty] | #N/A
1 | [13 empty] | #N/A
1 | [13 empty] | #N/A
1 | [13 empty] | #N/A
1 | [13 empty] | #N/A
1 | [13 empty] | #N/A
1 | [13 empty] | #N/A
1 | [13 empty] | #N/A
1 | [13 empty] | #N/A
1 | [13 empty] | #N/A
1 | [13 empty] | #N/A
1 | [13 empty] | #N/A
1 | [13 empty] | #N/A
1 | [13 empty] | #N/A
1 | [13 empty] | #N/A
1 | [13 empty] | #N/A
1 | [13 empty] | #N/A
1 | [13 empty] | #N/A
1 | [13 empty] | #N/A
1 | [13 empty] | #N/A
1 | [13 empty] | #N/A
1 | [13 empty] | #N/A
1 | [13 empty] | #N/A
1 | [13 empty] | #N/A
1 | [13 empty] | #N/A
1 | [13 empty] | #N/A
1 | [13 empty] | #N/A
1 | [13 empty] | #N/A
1 | [13 empty] | #N/A
1 | [13 empty] | #N/A
1 | [13 empty] | #N/A
1 | [13 empty] | #N/A
1 | [13 empty] | #N/A
1 | [13 empty] | #N/A
1 | [13 empty] | #N/A
1 | [13 empty] | #N/A
1 | [13 empty] | #N/A
1 | [13 empty] | #N/A
1 | [13 empty] | #N/A
1 | [13 empty] | #N/A
1 | [13 empty] | #N/A
1 | [13 empty] | #N/A
1 | [13 empty] | #N/A
1 | [13 empty] | #N/A
1 | [13 empty] | #N/A
1 | [13 empty] | #N/A
1 | [13 empty] | #N/A
1 | [13 empty] | #N/A
1 | [13 empty] | #N/A
1 | [13 empty] | #N/A
1 | [13 empty] | #N/A
1 | [13 empty] | #N/A
1 | [13 empty] | #N/A
1 | [13 empty] | #N/A
1 | [13 empty] | #N/A
1 | [13 empty] | #N/A
1 | [13 empty] | #N/A
1 | [13 empty] | #N/A
1 | [13 empty] | #N/A
1 | [13 empty] | #N/A
1 | [13 empty] | #N/A
1 | [13 empty] | #N/A
1 | [13 empty] | #N/A
1 | [13 empty] | #N/A
1 | [13 empty] | #N/A
1 | [13 empty] | #N/A
1 | [13 empty] | #N/A
1 | [13 empty] | #N/A
1 | [13 empty] | #N/A
1 | [13 empty] | #N/A
1 | [13 empty] | #N/A
1 | [13 empty] | #N/A
1 | [13 empty] | #N/A
1 | [13 empty] | #N/A
1 | [13 empty] | #N/A
1 | [13 empty] | #N/A
1 | [13 empty] | #N/A
1 | [13 empty] | #N/A
1 | [13 empty] | #N/A
1 | [13 empty] | #N/A
1 | [13 empty] | #N/A
1 | [13 empty] | #N/A
1 | [13 empty] | #N/A
1 | [13 empty] | #N/A
1 | [13 empty] | #N/A
1 | [13 empty] | #N/A
1 | [13 empty] | #N/A
1 | [13 empty] | #N/A
1 | [13 empty] | #N/A
1 | [13 empty] | #N/A
1 | [13 empty] | #N/A
1 | [13 empty] | #N/A
1 | [13 empty] | #N/A
1 | [13 empty] | #N/A
1 | [13 empty] | #N/A
1 | [13 empty] | #N/A
1 | [13 empty] | #N/A
1 | [13 empty] | #N/A
1 | [13 empty] | #N/A
1 | [13 empty] | #N/A
1 | [13 empty] | #N/A
1 | [13 empty] | #N/A
1 | [13 empty] | #N/A
1 | [13 empty] | #N/A
1 | [13 empty] | #N/A
1 | [13 empty] | #N/A
1 | [13 empty] | #N/A
1 | [13 empty] | #N/A
1 | [13 empty] | #N/A
1 | [13 empty] | #N/A
1 | [13 empty] | #N/A
1 | [13 empty] | #N/A
1 | [13 empty] | #N/A
1 | [13 empty] | #N/A
1 | [13 empty] | #N/A
1 | [13 empty] | #N/A
1 | [13 empty] | #N/A
1 | [13 empty] | #N/A
1 | [13 empty] | #N/A
1 | [13 empty] | #N/A
1 | [13 empty] | #N/A
1 | [13 empty] | #N/A
1 | [13 empty] | #N/A
1 | [13 empty] | #N/A
1 | [13 empty] | #N/A
1 | [13 empty] | #N/A
1 | [13 empty] | #N/A
1 | [13 empty] | #N/A
1 | [13 empty] | #N/A
1 | [13 empty] | #N/A
1 | [13 empty] | #N/A
1 | [13 empty] | #N/A
1 | [13 empty] | #N/A
1 | [13 empty] | #N/A
1 | [13 empty] | #N/A
1 | [13 empty] | #N/A
1 | [13 empty] | #N/A
1 | [13 empty] | #N/A
1 | [13 empty] | #N/A
1 | [13 empty] | #N/A
1 | [13 empty] | #N/A
1 | [13 empty] | #N/A
1 | [13 empty] | #N/A
1 | [13 empty] | #N/A
1 | [13 empty] | #N/A
1 | [13 empty] | #N/A
1 | [13 empty] | #N/A
1 | [13 empty] | #N/A
1 | [13 empty] | #N/A
1 | [13 empty] | #N/A
1 | [13 empty] | #N/A
1 | [13 empty] | #N/A
1 | [13 empty] | #N/A
1 | [13 empty] | #N/A
1 | [13 empty] | #N/A
1 | [13 empty] | #N/A
1 | [13 empty] | #N/A
1 | [13 empty] | #N/A
1 | [13 empty] | #N/A
1 | [13 empty] | #N/A
1 | [13 empty] | #N/A
1 | [13 empty] | #N/A
1 | [13 empty] | #N/A
1 | [13 empty] | #N/A
1 | [13 empty] | #N/A
1 | [13 empty] | #N/A
1 | [13 empty] | #N/A
1 | [13 empty] | #N/A
1 | [13 empty] | #N/A
1 | [13 empty] | #N/A
1 | [13 empty] | #N/A
1 | [13 empty] | #N/A
1 | [13 empty] | #N/A
1 | [13 empty] | #N/A
1 | [13 empty] | #N/A
1 | [13 empty] | #N/A
1 | [13 empty] | #N/A
1 | [13 empty] | #N/A
1 | [13 empty] | #N/A
1 | [13 empty] | #N/A
1 | [13 empty] | #N/A
1 | [13 empty] | #N/A
1 | [13 empty] | #N/A
1 | [13 empty] | #N/A
1 | [13 empty] | #N/A
1 | [13 empty] | #N/A
1 | [13 empty] | #N/A
1 | [13 empty] | #N/A
1 | [13 empty] | #N/A
1 | [13 empty] | #N/A
1 | [13 empty] | #N/A
1 | [13 empty] | #N/A
1 | [13 empty] | #N/A
1 | [13 empty] | #N/A
1 | [13 empty] | #N/A
1 | [13 empty] | #N/A
1 | [13 empty] | #N/A
1 | [13 empty] | #N/A
1 | [13 empty] | #N/A
1 | [13 empty] | #N/A
1 | [13 empty] | #N/A
1 | [13 empty] | #N/A
1 | [13 empty] | #N/A
1 | [13 empty] | #N/A
1 | [13 empty] | #N/A
1 | [13 empty] | #N/A
1 | [13 empty] | #N/A
1 | [13 empty] | #N/A
1 | [13 empty] | #N/A
1 | [13 empty] | #N/A
1 | [13 empty] | #N/A
1 | [13 empty] | #N/A
1 | [13 empty] | #N/A
1 | [13 empty] | #N/A
1 | [13 empty] | #N/A
1 | [13 empty] | #N/A
1 | [13 empty] | #N/A
1 | [13 empty] | #N/A
1 | [13 empty] | #N/A
1 | [13 empty] | #N/A
1 | [13 empty] | #N/A
1 | [13 empty] | #N/A
1 | [13 empty] | #N/A
1 | [13 empty] | #N/A
1 | [13 empty] | #N/A
1 | [13 empty] | #N/A
1 | [13 empty] | #N/A
1 | [13 empty] | #N/A
1 | [13 empty] | #N/A
1 | [13 empty] | #N/A
1 | [13 empty] | #N/A
1 | [13 empty] | #N/A
1 | [13 empty] | #N/A
1 | [13 empty] | #N/A
1 | [13 empty] | #N/A
1 | [13 empty] | #N/A
1 | [13 empty] | #N/A
1 | [13 empty] | #N/A
1 | [13 empty] | #N/A
1 | [13 empty] | #N/A
1 | [13 empty] | #N/A
1 | [13 empty] | #N/A
1 | [13 empty] | #N/A
1 | [13 empty] | #N/A
1 | [13 empty] | #N/A
1 | [13 empty] | #N/A
1 | [13 empty] | #N/A
1 | [13 empty] | #N/A
1 | [13 empty] | #N/A
1 | [13 empty] | #N/A
1 | [13 empty] | #N/A
1 | [13 empty] | #N/A
1 | [13 empty] | #N/A
1 | [13 empty] | #N/A
1 | [13 empty] | #N/A
1 | [13 empty] | #N/A
1 | [13 empty] | #N/A
1 | [13 empty] | #N/A
1 | [13 empty] | #N/A
1 | [13 empty] | #N/A
1 | [13 empty] | #N/A
1 | [13 empty] | #N/A
1 | [13 empty] | #N/A
1 | [13 empty] | #N/A
1 | [13 empty] | #N/A
1 | [13 empty] | #N/A
1 | [13 empty] | #N/A
1 | [13 empty] | #N/A
1 | [13 empty] | #N/A
1 | [13 empty] | #N/A
1 | [13 empty] | #N/A
1 | [13 empty] | #N/A
1 | [13 empty] | #N/A
1 | [13 empty] | #N/A
1 | [13 empty] | #N/A
1 | [13 empty] | #N/A
1 | [13 empty] | #N/A
1 | [13 empty] | #N/A
1 | [13 empty] | #N/A
1 | [13 empty] | #N/A
1 | [13 empty] | #N/A
1 | [13 empty] | #N/A
1 | [13 empty] | #N/A
1 | [13 empty] | #N/A
1 | [13 empty] | #N/A
1 | [13 empty] | #N/A
1 | [13 empty] | #N/A
1 | [13 empty] | #N/A
1 | [13 empty] | #N/A
1 | [13 empty] | #N/A
1 | [13 empty] | #N/A
1 | [13 empty] | #N/A
1 | [13 empty] | #N/A
1 | [13 empty] | #N/A
1 | [13 empty] | #N/A
1 | [13 empty] | #N/A
1 | [13 empty] | #N/A
1 | [13 empty] | #N/A
1 | [13 empty] | #N/A
1 | [13 empty] | #N/A
1 | [13 empty] | #N/A
1 | [13 empty] | #N/A
1 | [13 empty] | #N/A
1 | [13 empty] | #N/A
1 | [13 empty] | #N/A
1 | [13 empty] | #N/A
1 | [13 empty] | #N/A
1 | [13 empty] | #N/A
1 | [13 empty] | #N/A
1 | [13 empty] | #N/A
1 | [13 empty] | #N/A
1 | [13 empty] | #N/A
1 | [13 empty] | #N/A

## Table_6_05_March2025
Table 6.5. Planned U.S. Electric Generating Unit Additions
Include? | Year | Month | Entity ID | Entity Name | Plant Producer Type | Plant Name | Plant State | Plant ID | Generator ID | Net Summer Capacity (MW) | Technology | Energy Source Code | Prime Mover Code | Status | Nameplate Capacity (MW) | Plant Producer Type True False | Under Construction?
1 | 2025 | 1 | 63830 | 7V Solar Ranch, LLC | IPP | 7V Solar Ranch | TX | 64239 | 7V1 | 240 | Solar Photovoltaic | SUN | PV | (V) Under construction, more than 50 percent complete | 240 | TRUE | 1
1 | 2025 | 1 | 64904 | AES Clean Energy | IPP | Calhoun County Solar Project | MI | 64452 | GEN1 | 125 | Solar Photovoltaic | SUN | PV | (V) Under construction, more than 50 percent complete | 125 | TRUE | 1
1 | 2025 | 1 | 64904 | AES Clean Energy | IPP | Geer Road Solar 1 | NY | 67418 | GEER1 | 5 | Solar Photovoltaic | SUN | PV | (V) Under construction, more than 50 percent complete | 5 | TRUE | 1
1 | 2025 | 1 | 64904 | AES Clean Energy | IPP | Geer Road Solar 2 | NY | 67412 | GEER2 | 5 | Solar Photovoltaic | SUN | PV | (V) Under construction, more than 50 percent complete | 5 | TRUE | 1
1 | 2025 | 1 | 64904 | AES Clean Energy | IPP | High Mesa CO | CO | 67323 | HMESS | 10 | Batteries | MWH | BA | (V) Under construction, more than 50 percent complete | 11.2 | TRUE | 1
1 | 2025 | 1 | 64904 | AES Clean Energy | IPP | High Mesa CO | CO | 67323 | HMSCO | 10 | Solar Photovoltaic | SUN | PV | (V) Under construction, more than 50 percent complete | 11.2 | TRUE | 1
1 | 2025 | 1 | 64904 | AES Clean Energy | IPP | Rexford Solar Farm | CA | 64633 | 20SD8 | 300 | Solar Photovoltaic | SUN | PV | (V) Under construction, more than 50 percent complete | 300 | TRUE | 1
1 | 2025 | 1 | 64904 | AES Clean Energy | IPP | Rexford Solar Farm | CA | 64633 | 20SDB | 240 | Batteries | MWH | BA | (V) Under construction, more than 50 percent complete | 240 | TRUE | 1
1 | 2025 | 1 | 64904 | AES Clean Energy | IPP | Westwing | AZ | 67855 | WEST2 | 118 | Batteries | MWH | BA | (V) Under construction, more than 50 percent complete | 118 | TRUE | 1
1 | 2025 | 1 | 61514 | Agilitas Energy, Inc. | IPP | AE-ESS NWS 1, LLC | NY | 65239 | NWS | 4.9 | Batteries | MWH | BA | (U) Under construction, less than or equal to 50 percent complete | 5 | TRUE | 1
1 | 2025 | 1 | 66143 | Alcosta Boulevard BR 15-DD Solar Project 2020, LLC | IPP | Bishop Ranch - BR 15-DD | CA | 67277 | 4657B | 0.5 | Batteries | MWH | BA | (V) Under construction, more than 50 percent complete | 0.5 | TRUE | 1
1 | 2025 | 1 | 66143 | Alcosta Boulevard BR 15-DD Solar Project 2020, LLC | IPP | Bishop Ranch - BR 15-DD | CA | 67277 | 4657C | 0.4 | Solar Photovoltaic | SUN | PV | (V) Under construction, more than 50 percent complete | 0.4 | TRUE | 1
1 | 2025 | 1 | 66143 | Alcosta Boulevard BR 15-DD Solar Project 2020, LLC | IPP | Bishop Ranch - BR 15-DD | CA | 67277 | 4657R | 0.2 | Solar Photovoltaic | SUN | PV | (V) Under construction, more than 50 percent complete | 0.2 | TRUE | 1
1 | 2025 | 1 | 65800 | Angelo Solar, LLC | IPP | Angelo Solar | TX | 68145 | ANGSO | 195 | Solar Photovoltaic | SUN | PV | (TS) Construction complete, but not yet in commercial operation | 195 | TRUE | 1
1 | 2025 | 1 | 65801 | Angelo Storage, LLC | IPP | Angelo Storage | TX | 68146 | ANGBA | 100 | Batteries | MWH | BA | (TS) Construction complete, but not yet in commercial operation | 100 | TRUE | 1
1 | 2025 | 1 | 61711 | Ashley Solar (SC) | IPP | Ashley Solar (SC) | SC | 62179 | 21 | 2 | Solar Photovoltaic | SUN | PV | (V) Under construction, more than 50 percent complete | 2 | TRUE | 1
1 | 2025 | 1 | 64516 | Azimuth 180 Solar Electric, LLC | IPP | DC Water | DC | 67583 | DCWAT | 1.3 | Solar Photovoltaic | SUN | PV | (V) Under construction, more than 50 percent complete | 1.3 | TRUE | 1
1 | 2025 | 1 | 64516 | Azimuth 180 Solar Electric, LLC | IPP | Oneida East | NY | 67584 | ONEID | 4.8 | Solar Photovoltaic | SUN | PV | (V) Under construction, more than 50 percent complete | 4.8 | TRUE | 1
1 | 2025 | 1 | 66615 | Big Elm Solar, LLC | IPP | Big Elm Solar | TX | 68180 | BELMS | 200 | Solar Photovoltaic | SUN | PV | (TS) Construction complete, but not yet in commercial operation | 200 | TRUE | 1
1 | 2025 | 1 | 65654 | Birch Creek Development | IPP | Envoy Solar, LLC | MO | 66629 | PV | 50 | Solar Photovoltaic | SUN | PV | (U) Under construction, less than or equal to 50 percent complete | 50 | TRUE | 1
1 | 2025 | 1 | 65654 | Birch Creek Development | IPP | Richland Township Solar, LLC | IL | 66630 | PV | 35 | Solar Photovoltaic | SUN | PV | (U) Under construction, less than or equal to 50 percent complete | 35 | TRUE | 1
1 | 2025 | 1 | 66331 | Birch Creek Power, LLC | IPP | Salt Creek Township Solar, LLC | IL | 66633 | PV | 50 | Solar Photovoltaic | SUN | PV | (TS) Construction complete, but not yet in commercial operation | 50 | TRUE | 1
1 | 2025 | 1 | 63235 | Brookfield Renewable Trading and Marketing LP | IPP | AM Wind Repower LLC | CA | 66167 | 63235 | 27 | Onshore Wind Turbine | WND | WT | (TS) Construction complete, but not yet in commercial operation | 27 | TRUE | 1
1 | 2025 | 1 | 66528 | Brookhaven 1 | IPP | Brookhaven Landfill Solar Farm 1 | NY | 67979 | BROOK | 5 | Solar Photovoltaic | SUN | PV | (TS) Construction complete, but not yet in commercial operation | 5 | TRUE | 1
1 | 2025 | 1 | 66549 | Caballero CA Storage LLC | IPP | Caballero | CA | 68012 | CAB11 | 99.7 | Batteries | MWH | BA | (V) Under construction, more than 50 percent complete | 99.7 | TRUE | 1
1 | 2025 | 1 | 65962 | Catalyze Fort Worth 5200 Gold Spike Drive Microgrid, LLC | IPP | TX Fort Worth 5200 Gold Spike Drive | TX | 67058 | 19599 | 4 | Solar Photovoltaic | SUN | PV | (TS) Construction complete, but not yet in commercial operation | 4 | TRUE | 1
1 | 2025 | 1 | 65565 | Catalyze Houston Express Lane Microgrid, LLC | IPP | TX Houston 7080 Express Lane | TX | 66517 | 19344 | 1.9 | Solar Photovoltaic | SUN | PV | (TS) Construction complete, but not yet in commercial operation | 1.9 | TRUE | 1
1 | 2025 | 1 | 66693 | Catalyze Oxnard 2600 Sakioka Drive Microgrid, LLC | IPP | CA OXNARD 2600 Sakioka Dr | CA | 68272 | 18249 | 1.6 | Solar Photovoltaic | SUN | PV | (TS) Construction complete, but not yet in commercial operation | 1.6 | TRUE | 1
1 | 2025 | 1 | 66693 | Catalyze Oxnard 2600 Sakioka Drive Microgrid, LLC | IPP | CA OXNARD 2600 Sakioka Dr | CA | 68272 | 21387 | 1.6 | Solar Photovoltaic | SUN | PV | (TS) Construction complete, but not yet in commercial operation | 1.6 | TRUE | 1
1 | 2025 | 1 | 65308 | Cattlemen Solar Park LLC | IPP | Cattlemen Solar Park | TX | 66168 | GEN01 | 240 | Solar Photovoltaic | SUN | PV | (TS) Construction complete, but not yet in commercial operation | 240 | TRUE | 1
1 | 2025 | 1 | 66129 | Cedar Springs Wind IV, LLC | IPP | Cedar Springs Wind IV | WY | 67289 | CS4 | 390.4 | Onshore Wind Turbine | WND | WT | (TS) Construction complete, but not yet in commercial operation | 390.4 | TRUE | 1
1 | 2025 | 1 | 66576 | Chillingham Solar LLC | IPP | Chillingham Solar | TX | 68065 | CHILS | 350 | Solar Photovoltaic | SUN | PV | (TS) Construction complete, but not yet in commercial operation | 350 | TRUE | 1
1 | 2025 | 1 | 1148 | City of Baldwin City- (KS) | Electric Utility | Baldwin City Plant No 2 | KS | 8020 | 10 | 2 | Petroleum Liquids | DFO | IC | (TS) Construction complete, but not yet in commercial operation | 2.2 | TRUE | 1
1 | 2025 | 1 | 10623 | City of Lakeland - (FL) | Electric Utility | C D McIntosh Jr | FL | 676 | IC3 | 20 | Natural Gas Internal Combustion Engine | NG | IC | (V) Under construction, more than 50 percent complete | 20 | TRUE | 1
1 | 2025 | 1 | 10623 | City of Lakeland - (FL) | Electric Utility | C D McIntosh Jr | FL | 676 | IC4 | 20 | Natural Gas Internal Combustion Engine | NG | IC | (V) Under construction, more than 50 percent complete | 20 | TRUE | 1
1 | 2025 | 1 | 10623 | City of Lakeland - (FL) | Electric Utility | C D McIntosh Jr | FL | 676 | IC5 | 20 | Natural Gas Internal Combustion Engine | NG | IC | (V) Under construction, more than 50 percent complete | 20 | TRUE | 1
1 | 2025 | 1 | 5109 | DTE Electric Company | Electric Utility | Sauk Solar Park | MI | 67942 | SAUSP | 150 | Solar Photovoltaic | SUN | PV | (TS) Construction complete, but not yet in commercial operation | 150 | TRUE | 1
1 | 2025 | 1 | 5109 | DTE Electric Company | Electric Utility | Slocum Energy Storage | MI | 67758 | SLOES | 14 | Batteries | MWH | BA | (TS) Construction complete, but not yet in commercial operation | 14 | TRUE | 1
1 | 2025 | 1 | 65677 | Dimension Energy LLC | IPP | Kings CSG 3 LLC | CA | 66676 | KING3 | 3 | Solar Photovoltaic | SUN | PV | (V) Under construction, more than 50 percent complete | 3 | TRUE | 1
1 | 2025 | 1 | 64872 | Distributed Solar Development, LLC | IPP | Caesar's Atlantic City - POI 1 (Colosseu | NJ | 66813 | P5377 | 1.4 | Solar Photovoltaic | SUN | PV | (V) Under construction, more than 50 percent complete | 1.4 | TRUE | 1
1 | 2025 | 1 | 64872 | Distributed Solar Development, LLC | IPP | Harrah's Atlantic City - POI 1 (Meeting | NJ | 66830 | P5376 | 2.3 | Solar Photovoltaic | SUN | PV | (U) Under construction, less than or equal to 50 percent complete | 2.3 | TRUE | 1
1 | 2025 | 1 | 58468 | Dominion Renewable Energy | IPP | Atlanta Farms Solar | OH | 65128 | 43164 | 199.6 | Solar Photovoltaic | SUN | PV | (V) Under construction, more than 50 percent complete | 199.6 | TRUE | 1
1 | 2025 | 1 | 58468 | Dominion Renewable Energy | Electric Utility | Quillwort Solar | VA | 65318 | POWI | 18 | Solar Photovoltaic | SUN | PV | (V) Under construction, more than 50 percent complete | 18 | TRUE | 1
1 | 2025 | 1 | 58468 | Dominion Renewable Energy | Electric Utility | Sebera Solar | VA | 65320 | SEBE | 20 | Solar Photovoltaic | SUN | PV | (V) Under construction, more than 50 percent complete | 20 | TRUE | 1
1 | 2025 | 1 | 66462 | Dunns Bridge II Solar and Storage Generation LLC | IPP | Dunns Bridge II Solar | IN | 67893 | DB2BS | 56.3 | Batteries | MWH | BA | (V) Under construction, more than 50 percent complete | 56.3 | TRUE | 1
1 | 2025 | 1 | 66462 | Dunns Bridge II Solar and Storage Generation LLC | IPP | Dunns Bridge II Solar | IN | 67893 | DB2PV | 435 | Solar Photovoltaic | SUN | PV | (V) Under construction, more than 50 percent complete | 435 | TRUE | 1
1 | 2025 | 1 | 65011 | El Sauz Ranch Wind, LLC | IPP | El Sauz Ranch Wind, LLC | TX | 65760 | ELSAU | 301 | Onshore Wind Turbine | WND | WT | (TS) Construction complete, but not yet in commercial operation | 301 | TRUE | 1
1 | 2025 | 1 | 65799 | Enel Green Power Estonian Solar Project, LLC | IPP | Estonian Solar Project, LLC | TX | 66872 | BESS | 100 | Batteries | MWH | BA | (TS) Construction complete, but not yet in commercial operation | 100 | TRUE | 1
1 | 2025 | 1 | 65799 | Enel Green Power Estonian Solar Project, LLC | IPP | Estonian Solar Project, LLC | TX | 66872 | SOLAR | 204.5 | Solar Photovoltaic | SUN | PV | (TS) Construction complete, but not yet in commercial operation | 204.5 | TRUE | 1
1 | 2025 | 1 | 65444 | Erie Solar, LLC | IPP | Erie Solar, LLC | PA | 66365 | ERIE | 20 | Solar Photovoltaic | SUN | PV | (V) Under construction, more than 50 percent complete | 20 | TRUE | 1
1 | 2025 | 1 | 63081 | Exus North America Management Partners LLC | IPP | McCrae Wind Energy II | TX | 63342 | BKII | 162.1 | Onshore Wind Turbine | WND | WT | (TS) Construction complete, but not yet in commercial operation | 162.1 | TRUE | 1
1 | 2025 | 1 | 6452 | Florida Power & Light Co | Electric Utility | Big Water | FL | 65912 | 1 | 74.5 | Solar Photovoltaic | SUN | PV | (V) Under construction, more than 50 percent complete | 74.5 | TRUE | 1
1 | 2025 | 1 | 6452 | Florida Power & Light Co | Electric Utility | Fawn | FL | 65919 | 1 | 74.5 | Solar Photovoltaic | SUN | PV | (V) Under construction, more than 50 percent complete | 74.5 | TRUE | 1
1 | 2025 | 1 | 6452 | Florida Power & Light Co | Electric Utility | Fox Trail | FL | 65916 | 1 | 74.5 | Solar Photovoltaic | SUN | PV | (V) Under construction, more than 50 percent complete | 74.5 | TRUE | 1
1 | 2025 | 1 | 6452 | Florida Power & Light Co | Electric Utility | Green Pasture | FL | 65918 | 1 | 74.5 | Solar Photovoltaic | SUN | PV | (V) Under construction, more than 50 percent complete | 74.5 | TRUE | 1
1 | 2025 | 1 | 6452 | Florida Power & Light Co | Electric Utility | Hog Bay | FL | 65915 | 1 | 74.5 | Solar Photovoltaic | SUN | PV | (V) Under construction, more than 50 percent complete | 74.5 | TRUE | 1
1 | 2025 | 1 | 6452 | Florida Power & Light Co | Electric Utility | Holopaw | FL | 65922 | 1 | 74.5 | Solar Photovoltaic | SUN | PV | (V) Under construction, more than 50 percent complete | 74.5 | TRUE | 1
1 | 2025 | 1 | 6452 | Florida Power & Light Co | Electric Utility | Long Creek | FL | 65906 | 1 | 74.5 | Solar Photovoltaic | SUN | PV | (U) Under construction, less than or equal to 50 percent complete | 74.5 | TRUE | 1
1 | 2025 | 1 | 6452 | Florida Power & Light Co | Electric Utility | Redlands | FL | 65914 | 1 | 74.5 | Solar Photovoltaic | SUN | PV | (V) Under construction, more than 50 percent complete | 74.5 | TRUE | 1
1 | 2025 | 1 | 6452 | Florida Power & Light Co | Electric Utility | Speckled Perch | FL | 65913 | 1 | 74.5 | Solar Photovoltaic | SUN | PV | (V) Under construction, more than 50 percent complete | 74.5 | TRUE | 1
1 | 2025 | 1 | 6452 | Florida Power & Light Co | Electric Utility | Swallowtail | FL | 67673 | 1 | 74.5 | Solar Photovoltaic | SUN | PV | (V) Under construction, more than 50 percent complete | 74.5 | TRUE | 1
1 | 2025 | 1 | 6452 | Florida Power & Light Co | Electric Utility | Tenmile Creek | FL | 65886 | 1 | 74.5 | Solar Photovoltaic | SUN | PV | (U) Under construction, less than or equal to 50 percent complete | 74.5 | TRUE | 1
1 | 2025 | 1 | 6452 | Florida Power & Light Co | Electric Utility | Thomas Creek | FL | 65917 | 1 | 74.5 | Solar Photovoltaic | SUN | PV | (V) Under construction, more than 50 percent complete | 74.5 | TRUE | 1
0 | 2025 | 1 | 66692 | GCC Trident LLC | Industrial | GCC Trident Solar Project | MT | 68260 | GCC2 | 2 | Solar Photovoltaic | SUN | PV | (V) Under construction, more than 50 percent complete | 2 | FALSE | 1
1 | 2025 | 1 | 65381 | Gravel Pit Solar, LLC | IPP | Gravel Pit Solar, LLC | CT | 66268 | GPS03 | 50 | Solar Photovoltaic | SUN | PV | (TS) Construction complete, but not yet in commercial operation | 50 | TRUE | 1
1 | 2025 | 1 | 65381 | Gravel Pit Solar, LLC | IPP | Gravel Pit Solar, LLC | CT | 66268 | GPS04 | 70 | Solar Photovoltaic | SUN | PV | (TS) Construction complete, but not yet in commercial operation | 70 | TRUE | 1
1 | 2025 | 1 | 66623 | Great Kiskadee Storage, LLC | IPP | Great Kiskadee Storage | TX | 68189 | GKDBS | 100 | Batteries | MWH | BA | (TS) Construction complete, but not yet in commercial operation | 100 | TRUE | 1
1 | 2025 | 1 | 60025 | Greenbacker Renewable Energy Corporation | IPP | Kosa | NY | 66735 | 783 | 1.5 | Solar Photovoltaic | SUN | PV | (V) Under construction, more than 50 percent complete | 1.5 | TRUE | 1
1 | 2025 | 1 | 60025 | Greenbacker Renewable Energy Corporation | IPP | Mahany | NY | 66750 | 782 | 3 | Solar Photovoltaic | SUN | PV | (V) Under construction, more than 50 percent complete | 3 | TRUE | 1
1 | 2025 | 1 | 60025 | Greenbacker Renewable Energy Corporation | IPP | N Baker Road | IL | 67153 | 679 | 2 | Solar Photovoltaic | SUN | PV | (V) Under construction, more than 50 percent complete | 2 | TRUE | 1
1 | 2025 | 1 | 60025 | Greenbacker Renewable Energy Corporation | IPP | N Baker Road 2 | IL | 67152 | 680 | 2 | Solar Photovoltaic | SUN | PV | (V) Under construction, more than 50 percent complete | 2 | TRUE | 1
1 | 2025 | 1 | 60025 | Greenbacker Renewable Energy Corporation | IPP | Pine Hill Westport | MA | 67156 | 702 | 3.3 | Solar Photovoltaic | SUN | PV | (V) Under construction, more than 50 percent complete | 3.3 | TRUE | 1
1 | 2025 | 1 | 60025 | Greenbacker Renewable Energy Corporation | IPP | Surrey Road | MI | 67197 | 643 | 2 | Solar Photovoltaic | SUN | PV | (V) Under construction, more than 50 percent complete | 2 | TRUE | 1
1 | 2025 | 1 | 60025 | Greenbacker Renewable Energy Corporation | IPP | Upland | MA | 67276 | 703 | 5 | Solar Photovoltaic | SUN | PV | (V) Under construction, more than 50 percent complete | 5 | TRUE | 1
1 | 2025 | 1 | 60025 | Greenbacker Renewable Energy Corporation | IPP | Upland | MA | 67276 | 703B | 2.3 | Batteries | MWH | BA | (V) Under construction, more than 50 percent complete | 2.3 | TRUE | 1
1 | 2025 | 1 | 65076 | HEN Infrastructure, L.L.C. | IPP | Russek | TX | 67495 | RUSSK | 9.9 | Batteries | MWH | BA | (TS) Construction complete, but not yet in commercial operation | 9.9 | TRUE | 1
1 | 2025 | 1 | 64924 | IP Lumina, LLC | IPP | Lumina Solar Project | TX | 65645 | LU1BA | 160 | Batteries | MWH | BA | (TS) Construction complete, but not yet in commercial operation | 160 | TRUE | 1
1 | 2025 | 1 | 49893 | Invenergy Services LLC | IPP | Flat Ridge 4 | KS | 68222 | OP | 134 | Onshore Wind Turbine | WND | WT | (TS) Construction complete, but not yet in commercial operation | 134 | TRUE | 1
1 | 2025 | 1 | 49893 | Invenergy Services LLC | IPP | Samson Solar Energy II LLC | TX | 63882 | GEN1 | 200 | Solar Photovoltaic | SUN | PV | (V) Under construction, more than 50 percent complete | 200 | TRUE | 1
1 | 2025 | 1 | 49893 | Invenergy Services LLC | IPP | Yuma Solar + Storage | AZ | 67321 | BESS1 | 67 | Batteries | MWH | BA | (V) Under construction, more than 50 percent complete | 67 | TRUE | 1
1 | 2025 | 1 | 50123 | Leeward Asset Management, LLC | IPP | Chaparral Springs | CA | 64864 | CHAPB | 52 | Batteries | MWH | BA | (V) Under construction, more than 50 percent complete | 52 | TRUE | 1
1 | 2025 | 1 | 50123 | Leeward Asset Management, LLC | IPP | Chaparral Springs | CA | 64864 | CHAPS | 102 | Solar Photovoltaic | SUN | PV | (V) Under construction, more than 50 percent complete | 102 | TRUE | 1
1 | 2025 | 1 | 50123 | Leeward Asset Management, LLC | IPP | Chaparral Springs | CA | 64864 | GEN01 | 72 | Solar Photovoltaic | SUN | PV | (V) Under construction, more than 50 percent complete | 72 | TRUE | 1
1 | 2025 | 1 | 50123 | Leeward Asset Management, LLC | IPP | Chaparral Springs | CA | 64864 | WS3BA | 36 | Batteries | MWH | BA | (V) Under construction, more than 50 percent complete | 36 | TRUE | 1
1 | 2025 | 1 | 65676 | Long Lake Solar, LLC | IPP | Long Lake Solar, LLC | AR | 66649 | LLS | 200 | Solar Photovoltaic | SUN | PV | (TS) Construction complete, but not yet in commercial operation | 200 | TRUE | 1
1 | 2025 | 1 | 11479 | Madison Gas & Electric Co | Electric Utility | Strix Solar | WI | 67907 | 1 | 6 | Solar Photovoltaic | SUN | PV | (TS) Construction complete, but not yet in commercial operation | 6 | TRUE | 1
1 | 2025 | 1 | 66529 | Mompano | IPP | Mompano | OR | 67980 | MOMPO | 2 | Solar Photovoltaic | SUN | PV | (TS) Construction complete, but not yet in commercial operation | 2 | TRUE | 1
1 | 2025 | 1 | 65964 | Montgomery Ranch Wind Farm, LLC | IPP | Montgomery Ranch Wind Farm, LLC | TX | 67095 | MR1 | 202.5 | Onshore Wind Turbine | WND | WT | (V) Under construction, more than 50 percent complete | 202.5 | TRUE | 1
1 | 2025 | 1 | 66301 | NY CDG Genesee 4 LLC | IPP | NY PAVILION 6464 SHEPARD RD - Genesee 4 | NY | 67610 | 21602 | 4.3 | Solar Photovoltaic | SUN | PV | (U) Under construction, less than or equal to 50 percent complete | 4.3 | TRUE | 1
1 | 2025 | 1 | 62759 | National Grid Renewables | IPP | Fayette Solar | OH | 67166 | FYTSL | 45 | Solar Photovoltaic | SUN | PV | (V) Under construction, more than 50 percent complete | 45 | TRUE | 1
1 | 2025 | 1 | 62759 | National Grid Renewables | IPP | Unbridled Solar | KY | 67165 | UBSLR | 160 | Solar Photovoltaic | SUN | PV | (V) Under construction, more than 50 percent complete | 160 | TRUE | 1
1 | 2025 | 1 | 61227 | Nautilus Solar Solutions | IPP | Livingston Crossing | MD | 67393 | SC | 2 | Solar Photovoltaic | SUN | PV | (V) Under construction, more than 50 percent complete | 2 | TRUE | 1
1 | 2025 | 1 | 61227 | Nautilus Solar Solutions | IPP | North Woods | NY | 67437 | SC | 5 | Solar Photovoltaic | SUN | PV | (V) Under construction, more than 50 percent complete | 5 | TRUE | 1
1 | 2025 | 1 | 61227 | Nautilus Solar Solutions | IPP | Pomham Islander | RI | 67447 | SC | 2.5 | Solar Photovoltaic | SUN | PV | (V) Under construction, more than 50 percent complete | 2.5 | TRUE | 1
1 | 2025 | 1 | 62836 | Navisun LLC | IPP | BWC Jimmie Pond | ME | 67902 | HAMPD | 5 | Solar Photovoltaic | SUN | PV | (TS) Construction complete, but not yet in commercial operation | 5 | TRUE | 1
1 | 2025 | 1 | 66445 | NineDot Holdings, LLC | IPP | Arthur Kill Energy, LLC | NY | 67880 | ND009 | 5 | Batteries | MWH | BA | (V) Under construction, more than 50 percent complete | 5 | TRUE | 1
1 | 2025 | 1 | 66445 | NineDot Holdings, LLC | IPP | Empire Clean Energy, LLC | NY | 67882 | ND007 | 5 | Batteries | MWH | BA | (V) Under construction, more than 50 percent complete | 5 | TRUE | 1
1 | 2025 | 1 | 64087 | OE_MS5 | IPP | OE_MS5 | MS | 64529 | MS5_S | 50 | Batteries | MWH | BA | (V) Under construction, more than 50 percent complete | 50 | TRUE | 1
1 | 2025 | 1 | 66783 | OneEnergy, Inc. | IPP | Lake Hallie | WI | 68398 | LH001 | 5 | Solar Photovoltaic | SUN | PV | (T) Regulatory approvals received. Not under construction | 5 | TRUE | 1
1 | 2025 | 1 | 66833 | Orchard Knob Solar LLC | IPP | Orchard Knob | OR | 68463 | PV1 | 2.3 | Solar Photovoltaic | SUN | PV | (TS) Construction complete, but not yet in commercial operation | 2.3 | TRUE | 1
1 | 2025 | 1 | 34691 | Ormat Nevada Inc | IPP | Beowawe | NV | 10287 | BWSOL | 5.8 | Solar Photovoltaic | SUN | PV | (TS) Construction complete, but not yet in commercial operation | 5.8 | TRUE | 1
1 | 2025 | 1 | 66832 | Pine Grove Solar LLC | IPP | Pine Grove - (OR) | OR | 68462 | PV1 | 1.4 | Solar Photovoltaic | SUN | PV | (TS) Construction complete, but not yet in commercial operation | 1.4 | TRUE | 1
1 | 2025 | 1 | 65869 | Prologis Logistics Services Incorporated | IPP | CPA Wilmington 1 | CA | 66959 | PE001 | 1.8 | Solar Photovoltaic | SUN | PV | (U) Under construction, less than or equal to 50 percent complete | 1.8 | TRUE | 1
1 | 2025 | 1 | 65869 | Prologis Logistics Services Incorporated | IPP | Des Plaines 7-SLCHI819 | IL | 68131 | CH819 | 1.4 | Solar Photovoltaic | SUN | PV | (U) Under construction, less than or equal to 50 percent complete | 1.4 | TRUE | 1
1 | 2025 | 1 | 65869 | Prologis Logistics Services Incorporated | IPP | Franklin Park 2-SLCHI802 | IL | 68135 | CH802 | 1.2 | Solar Photovoltaic | SUN | PV | (U) Under construction, less than or equal to 50 percent complete | 1.2 | TRUE | 1
1 | 2025 | 1 | 65869 | Prologis Logistics Services Incorporated | IPP | Franklin Park 3-SLCHI803 | IL | 68136 | CH803 | 1.2 | Solar Photovoltaic | SUN | PV | (U) Under construction, less than or equal to 50 percent complete | 1.2 | TRUE | 1
1 | 2025 | 1 | 65869 | Prologis Logistics Services Incorporated | IPP | McCook 2-SLCHI102 | IL | 68139 | CH102 | 2 | Solar Photovoltaic | SUN | PV | (U) Under construction, less than or equal to 50 percent complete | 2 | TRUE | 1
1 | 2025 | 1 | 65946 | Quartz Solar, LLC | IPP | Quartz Solar, LLC | AR | 67038 | QRTZ | 135 | Solar Photovoltaic | SUN | PV | (V) Under construction, more than 50 percent complete | 135 | TRUE | 1
1 | 2025 | 1 | 65776 | RPCA Solar 7, LLC | IPP | East Cleveland Road Solar | CA | 66810 | ECLE | 3 | Solar Photovoltaic | SUN | PV | (TS) Construction complete, but not yet in commercial operation | 3 | TRUE | 1
1 | 2025 | 1 | 66413 | Ray Ranch Solar LLC | IPP | Ray Ranch Solar | TX | 67837 | RAYRS | 255.2 | Solar Photovoltaic | SUN | PV | (TS) Construction complete, but not yet in commercial operation | 255.2 | TRUE | 1
0 | 2025 | 1 | 66305 | Rio Vista Executive Boat & RV Storage, LLC | Commercial | Rio Vista Solar | CA | 67648 | 30200 | 2.7 | Solar Photovoltaic | SUN | PV | (TS) Construction complete, but not yet in commercial operation | 2.7 | FALSE | 1
1 | 2025 | 1 | 66079 | River Trail Solar, LLC | IPP | River Trail Solar, LLC | VA | 67218 | ENX22 | 20 | Solar Photovoltaic | SUN | PV | (V) Under construction, more than 50 percent complete | 20 | TRUE | 1
1 | 2025 | 1 | 66862 | Rock Creek Wind I, LLC | IPP | Rock Creek Wind I | WY | 68497 | ROCK1 | 190 | Onshore Wind Turbine | WND | WT | (V) Under construction, more than 50 percent complete | 190 | TRUE | 1
1 | 2025 | 1 | 64673 | Ross County Solar, LLC | IPP | Ross County Solar, LLC | OH | 65343 | ROSS | 120 | Solar Photovoltaic | SUN | PV | (V) Under construction, more than 50 percent complete | 120 | TRUE | 1
1 | 2025 | 1 | 66146 | Ruggirello Solar, LLC | IPP | FFP - NY Ruggirello | NY | 67280 | P5649 | 2 | Solar Photovoltaic | SUN | PV | (V) Under construction, more than 50 percent complete | 2 | TRUE | 1
1 | 2025 | 1 | 66418 | SBESS TX5 LLC | IPP | Junction BESS | TX | 67845 | JUTX5 | 9.9 | Batteries | MWH | BA | (TS) Construction complete, but not yet in commercial operation | 9.9 | TRUE | 1
1 | 2025 | 1 | 66416 | SBESS TX7 LLC | IPP | Farmersville West | TX | 67843 | FARM | 9.9 | Batteries | MWH | BA | (TS) Construction complete, but not yet in commercial operation | 9.9 | TRUE | 1
1 | 2025 | 1 | 66287 | SL Evans, LLC | IPP | NY Evans 7690 SW Blvd - SL Evans Array 1 | NY | 67589 | 21106 | 4.3 | Solar Photovoltaic | SUN | PV | (TS) Construction complete, but not yet in commercial operation | 4.3 | TRUE | 1
1 | 2025 | 1 | 66287 | SL Evans, LLC | IPP | NY Evans 7690 SW Blvd - SL Evans Array 2 | NY | 67590 | 21107 | 4 | Solar Photovoltaic | SUN | PV | (TS) Construction complete, but not yet in commercial operation | 4 | TRUE | 1
1 | 2025 | 1 | 66352 | SMT Ironman BESS LLC | IPP | SMT Ironman Battery Storage Plant | TX | 67737 | SMTIR | 304 | Batteries | MWH | BA | (TS) Construction complete, but not yet in commercial operation | 304 | TRUE | 1
1 | 2025 | 1 | 66077 | Shifting Sands Solar, LLC | IPP | Shifting Sands Solar, LLC | VA | 67216 | ENX24 | 18.8 | Solar Photovoltaic | SUN | PV | (V) Under construction, more than 50 percent complete | 18.8 | TRUE | 1
1 | 2025 | 1 | 66396 | Solar Powered Ag, LLC | IPP | Corcoran Irrigation District Floating So | CA | 67818 | CIDFL | 3.1 | Solar Photovoltaic | SUN | PV | (V) Under construction, more than 50 percent complete | 3.1 | TRUE | 1
1 | 2025 | 1 | 66396 | Solar Powered Ag, LLC | IPP | Solar Powered AG, LLC | CA | 67961 | 17182 | 3.1 | Solar Photovoltaic | SUN | PV | (U) Under construction, less than or equal to 50 percent complete | 3.1 | TRUE | 1
1 | 2025 | 1 | 66361 | Stampede Solar Project LLC | IPP | Stampede Solar Hybrid | TX | 67762 | STMPS | 255.9 | Solar Photovoltaic | SUN | PV | (TS) Construction complete, but not yet in commercial operation | 255.9 | TRUE | 1
1 | 2025 | 1 | 60970 | SunShare Management | IPP | Buffalo Sun CSG | MN | 66070 | BUFFS | 0.9 | Solar Photovoltaic | SUN | PV | (TS) Construction complete, but not yet in commercial operation | 0.9 | TRUE | 1
1 | 2025 | 1 | 60970 | SunShare Management | IPP | Dove Solar CSG | CO | 67361 | DOVES | 5 | Solar Photovoltaic | SUN | PV | (TS) Construction complete, but not yet in commercial operation | 5 | TRUE | 1
1 | 2025 | 1 | 60970 | SunShare Management | IPP | Lark Bunting Solar CSG | CO | 67362 | LARKS | 5 | Solar Photovoltaic | SUN | PV | (TS) Construction complete, but not yet in commercial operation | 5 | TRUE | 1
1 | 2025 | 1 | 60970 | SunShare Management | IPP | Oster Sun CSG | MN | 66072 | OSTRS | 1 | Solar Photovoltaic | SUN | PV | (TS) Construction complete, but not yet in commercial operation | 1 | TRUE | 1
1 | 2025 | 1 | 60970 | SunShare Management | IPP | Quarry Sun CSG | MN | 66073 | QURYS | 1 | Solar Photovoltaic | SUN | PV | (TS) Construction complete, but not yet in commercial operation | 1 | TRUE | 1
0 | 2025 | 1 | 66550 | Telyon AMZ Windsor LLC | Commercial | Amazon BDL4 | CT | 68013 | BDL4 | 3.9 | Solar Photovoltaic | SUN | PV | (TS) Construction complete, but not yet in commercial operation | 3.9 | FALSE | 1
0 | 2025 | 1 | 57313 | Tesla Inc. | Industrial | Fremont CA AutoFactory | CA | 65072 | VSRS | 0.4 | Solar Photovoltaic | SUN | PV | (TS) Construction complete, but not yet in commercial operation | 0.4 | FALSE | 1
0 | 2025 | 1 | 57313 | Tesla Inc. | Industrial | Tesla Reno GigaFactory | NV | 64098 | 3 | 1 | Solar Photovoltaic | SUN | PV | (TS) Construction complete, but not yet in commercial operation | 1 | FALSE | 1
1 | 2025 | 1 | 65645 | Wadley Solar, LLC | IPP | Wadley Solar | GA | 66626 | WADLE | 260 | Solar Photovoltaic | SUN | PV | (TS) Construction complete, but not yet in commercial operation | 260 | TRUE | 1
1 | 2025 | 1 | 61864 | Washington Solar II (SC) | IPP | Washington Solar II (SC) | SC | 62344 | 88 | 2 | Solar Photovoltaic | SUN | PV | (V) Under construction, more than 50 percent complete | 2 | TRUE | 1
1 | 2025 | 1 | 20847 | Wisconsin Electric Power Co | Electric Utility | Caledonia Solar WI, LLC | WI | 67727 | 20241 | 6 | Solar Photovoltaic | SUN | PV | (TS) Construction complete, but not yet in commercial operation | 6 | TRUE | 1
1 | 2025 | 1 | 20847 | Wisconsin Electric Power Co | Electric Utility | Raymond Solar WI, LLC | WI | 67731 | 20242 | 6 | Solar Photovoltaic | SUN | PV | (U) Under construction, less than or equal to 50 percent complete | 6 | TRUE | 1
1 | 2025 | 1 | 20856 | Wisconsin Power & Light Co | Electric Utility | Rock County Customer Hosted Solar | WI | 67704 | PV1 | 1.4 | Solar Photovoltaic | SUN | PV | (V) Under construction, more than 50 percent complete | 1.4 | TRUE | 1
1 | 2025 | 2 | 64904 | AES Clean Energy | IPP | AES Laubacher Solar CSG | NY | 67974 | LAUBA | 2.4 | Solar Photovoltaic | SUN | PV | (V) Under construction, more than 50 percent complete | 2.5 | TRUE | 1
1 | 2025 | 2 | 64904 | AES Clean Energy | IPP | County Highway Solar 1 | NY | 67415 | CTHW1 | 5 | Solar Photovoltaic | SUN | PV | (V) Under construction, more than 50 percent complete | 5 | TRUE | 1
1 | 2025 | 2 | 64904 | AES Clean Energy | IPP | County Highway Solar 2 | NY | 67416 | CTHW2 | 5 | Solar Photovoltaic | SUN | PV | (V) Under construction, more than 50 percent complete | 5 | TRUE | 1
1 | 2025 | 2 | 64904 | AES Clean Energy | IPP | Tubolino CSG | NY | 67693 | TUBOL | 5 | Solar Photovoltaic | SUN | PV | (V) Under construction, more than 50 percent complete | 5 | TRUE | 1
1 | 2025 | 2 | 15399 | Avangrid Renewables LLC | IPP | Bakeoven Solar | OR | 63507 | BOS1 | 60 | Solar Photovoltaic | SUN | PV | (V) Under construction, more than 50 percent complete | 60 | TRUE | 1
1 | 2025 | 2 | 15399 | Avangrid Renewables LLC | IPP | Daybreak Solar | OR | 64974 | DBS1 | 140 | Solar Photovoltaic | SUN | PV | (V) Under construction, more than 50 percent complete | 140 | TRUE | 1
1 | 2025 | 2 | 64266 | Blue Jay Solar I, LLC | IPP | Blue Jay Solar I, LLC | TX | 64672 | BLUJS | 210 | Solar Photovoltaic | SUN | PV | (TS) Construction complete, but not yet in commercial operation | 210 | TRUE | 1
1 | 2025 | 2 | 66921 | Catalyze Bedford Park 6901 W 65th Street Microgrid, LLC | IPP | IL Bedford Park 6901 W 65th St | IL | 68544 | 19574 | 2 | Solar Photovoltaic | SUN | PV | (V) Under construction, more than 50 percent complete | 2 | TRUE | 1
1 | 2025 | 2 | 66854 | Catalyze Bedford Park 7035 W 65th Street Microgrid, LLC | IPP | IL BEDFORD PARK 7035 W 65TH ST | IL | 68489 | 19575 | 2 | Solar Photovoltaic | SUN | PV | (V) Under construction, more than 50 percent complete | 2 | TRUE | 1
1 | 2025 | 2 | 66545 | Catalyze Breesport Road Microgrid, LLC | IPP | NY Breesport 625 Breesport Rd | NY | 68003 | 18205 | 3.5 | Solar Photovoltaic | SUN | PV | (V) Under construction, more than 50 percent complete | 3.5 | TRUE | 1
1 | 2025 | 2 | 66342 | Catalyze Joliet 1101 Cherry Hill Road Microgrid, LLC | IPP | IL Joliet 1101 Cherry Hl Rd | IL | 67713 | 19581 | 4 | Solar Photovoltaic | SUN | PV | (V) Under construction, more than 50 percent complete | 4 | TRUE | 1
1 | 2025 | 2 | 65567 | Catalyze Pasadena 10585 Red Bluff Road Microgrid, LLC | IPP | TX Pasadena 10585 Red Bluff Road Solar | TX | 66519 | 19503 | 2.3 | Solar Photovoltaic | SUN | PV | (TS) Construction complete, but not yet in commercial operation | 2.3 | TRUE | 1
1 | 2025 | 2 | 66343 | Catalyze Rochelle Wiscold Drive Microgrid, LLC | IPP | IL Rochelle 975 S. Caron Rd | IL | 67714 | 19578 | 1.5 | Solar Photovoltaic | SUN | PV | (TS) Construction complete, but not yet in commercial operation | 1.5 | TRUE | 1
1 | 2025 | 2 | 65568 | Catalyze Sunnyvale 367 Long Creek Road Microgrid, LLC | IPP | TX Sunnyvale 367 Long Creek Road Solar | TX | 66520 | 19644 | 2 | Solar Photovoltaic | SUN | PV | (V) Under construction, more than 50 percent complete | 2 | TRUE | 1
1 | 2025 | 2 | 56769 | Consolidated Edison Development Inc. | IPP | Wythe County Solar | VA | 64448 | GEN1 | 75 | Solar Photovoltaic | SUN | PV | (U) Under construction, less than or equal to 50 percent complete | 75 | TRUE | 1
1 | 2025 | 2 | 65832 | Cottonwood Bayou Solar, LLC | IPP | Cottonwood Bayou Solar | TX | 66915 | CTW | 350 | Solar Photovoltaic | SUN | PV | (TS) Construction complete, but not yet in commercial operation | 350 | TRUE | 1
0 | 2025 | 2 | 34359 | Curators of the University of Missouri | Commercial | MU Combined Heat and Power Plant | MO | 50969 | GEN10 | 8 | Natural Gas Steam Turbine | NG | ST | (V) Under construction, more than 50 percent complete | 9 | FALSE | 1
1 | 2025 | 2 | 66675 | DG Green Arrow LLC | IPP | DG Green Arrow | MN | 68242 | GRARW | 1 | Solar Photovoltaic | SUN | PV | (V) Under construction, more than 50 percent complete | 1 | TRUE | 1
1 | 2025 | 2 | 66776 | DIVOCSG 13 LLC | IPP | DIVOCSG 13 | MN | 68412 | DIV13 | 1 | Solar Photovoltaic | SUN | PV | (TS) Construction complete, but not yet in commercial operation | 1 | TRUE | 1
1 | 2025 | 2 | 65831 | Danish Fields Solar, LLC | IPP | Danish Fields Solar, LLC | TX | 66914 | DAN | 600 | Solar Photovoltaic | SUN | PV | (TS) Construction complete, but not yet in commercial operation | 600 | TRUE | 1
1 | 2025 | 2 | 65833 | Danish Fields Storage, LLC | IPP | Danish Fields Storage | TX | 66916 | DANST | 150 | Batteries | MWH | BA | (TS) Construction complete, but not yet in commercial operation | 150 | TRUE | 1
1 | 2025 | 2 | 61610 | Delaware River Solar, LLC | IPP | Route 5 & 20 Community Solar Farm | NY | 62523 | 1093 | 2.3 | Solar Photovoltaic | SUN | PV | (V) Under construction, more than 50 percent complete | 2.3 | TRUE | 1
1 | 2025 | 2 | 61610 | Delaware River Solar, LLC | IPP | State Route 64N Community Solar Farm | NY | 62520 | 1089 | 1.2 | Solar Photovoltaic | SUN | PV | (V) Under construction, more than 50 percent complete | 1.2 | TRUE | 1
1 | 2025 | 2 | 64872 | Distributed Solar Development, LLC | IPP | FFP - NY Game Farm | NY | 66828 | P5652 | 5 | Solar Photovoltaic | SUN | PV | (U) Under construction, less than or equal to 50 percent complete | 5 | TRUE | 1
1 | 2025 | 2 | 66124 | Dos Palos Clean Power, LLC | IPP | Dos Palos Clean Power | CA | 67287 | DOSP | 3 | Solar Photovoltaic | SUN | PV | (TS) Construction complete, but not yet in commercial operation | 3 | TRUE | 1
1 | 2025 | 2 | 65985 | EF NY CDG 010, LLC | IPP | NY Attica 264 Maplewood Rd | NY | 67136 | 20496 | 3.6 | Solar Photovoltaic | SUN | PV | (V) Under construction, more than 50 percent complete | 3.6 | TRUE | 1
1 | 2025 | 2 | 5701 | El Paso Electric Co | Electric Utility | Chihuahuan Desert Solar | TX | 67174 | 10TXC | 10 | Solar Photovoltaic | SUN | PV | (U) Under construction, less than or equal to 50 percent complete | 10 | TRUE | 1
1 | 2025 | 2 | 65806 | Elk Street Solar LLC | IPP | Elk Street Solar | NY | 66886 | ES | 2.4 | Solar Photovoltaic | SUN | PV | (V) Under construction, more than 50 percent complete | 2.4 | TRUE | 1
1 | 2025 | 2 | 66893 | Executive Parkway BR8-O Solar Project 2020 LLC | IPP | Bishop Ranch - BR 8-O | CA | 68522 | 4975B | 0.5 | Batteries | MWH | BA | (V) Under construction, more than 50 percent complete | 0.5 | TRUE | 1
1 | 2025 | 2 | 66893 | Executive Parkway BR8-O Solar Project 2020 LLC | IPP | Bishop Ranch - BR 8-O | CA | 68522 | 4975C | 1 | Solar Photovoltaic | SUN | PV | (V) Under construction, more than 50 percent complete | 1 | TRUE | 1
1 | 2025 | 2 | 65827 | Fork in the Road Solar LLC | IPP | Fork in the Road Solar | NY | 66909 | FIR | 1.4 | Solar Photovoltaic | SUN | PV | (V) Under construction, more than 50 percent complete | 1.4 | TRUE | 1
1 | 2025 | 2 | 66125 | Foster Clean Power A, LLC | IPP | Foster Clean Power A | CA | 67288 | BESSA | 1.3 | Batteries | MWH | BA | (U) Under construction, less than or equal to 50 percent complete | 1.3 | TRUE | 1
1 | 2025 | 2 | 66125 | Foster Clean Power A, LLC | IPP | Foster Clean Power A | CA | 67288 | FOSTA | 3 | Solar Photovoltaic | SUN | PV | (U) Under construction, less than or equal to 50 percent complete | 3 | TRUE | 1
1 | 2025 | 2 | 66434 | Foster Clean Power B, LLC | IPP | Foster Clean Power B | CA | 67859 | BESSB | 1.2 | Batteries | MWH | BA | (U) Under construction, less than or equal to 50 percent complete | 1.2 | TRUE | 1
1 | 2025 | 2 | 66434 | Foster Clean Power B, LLC | IPP | Foster Clean Power B | CA | 67859 | FOSTB | 4 | Solar Photovoltaic | SUN | PV | (U) Under construction, less than or equal to 50 percent complete | 4 | TRUE | 1
1 | 2025 | 2 | 60025 | Greenbacker Renewable Energy Corporation | IPP | Panther Creek Wind Project | IL | 63907 | WTGE | 54.4 | Onshore Wind Turbine | WND | WT | (V) Under construction, more than 50 percent complete | 54.4 | TRUE | 1
1 | 2025 | 2 | 60025 | Greenbacker Renewable Energy Corporation | IPP | Ring Road | MA | 67119 | 686 | 2 | Solar Photovoltaic | SUN | PV | (V) Under construction, more than 50 percent complete | 2 | TRUE | 1
1 | 2025 | 2 | 60025 | Greenbacker Renewable Energy Corporation | IPP | Ring Road | MA | 67119 | 686B | 2 | Batteries | MWH | BA | (U) Under construction, less than or equal to 50 percent complete | 2 | TRUE | 1
1 | 2025 | 2 | 60025 | Greenbacker Renewable Energy Corporation | IPP | Stockbridge | NY | 67254 | 781 | 2 | Solar Photovoltaic | SUN | PV | (V) Under construction, more than 50 percent complete | 2 | TRUE | 1
1 | 2025 | 2 | 65076 | HEN Infrastructure, L.L.C. | IPP | Olney | TX | 65832 | OLNYD | 9.9 | Petroleum Liquids | DFO | IC | (U) Under construction, less than or equal to 50 percent complete | 9.9 | TRUE | 1
1 | 2025 | 2 | 65681 | Henrietta BESS LLC | IPP | Electrolyte BESS | CA | 66661 | HEN | 99.4 | Batteries | MWH | BA | (V) Under construction, more than 50 percent complete | 99.4 | TRUE | 1
1 | 2025 | 2 | 9191 | Idaho Power Co | Electric Utility | Black Mesa BESS | ID | 66326 | 1 | 40 | Batteries | MWH | BA | (U) Under construction, less than or equal to 50 percent complete | 40 | TRUE | 1
1 | 2025 | 2 | 9191 | Idaho Power Co | Electric Utility | Elmore BESS | ID | 66327 | 1 | 4 | Batteries | MWH | BA | (U) Under construction, less than or equal to 50 percent complete | 4 | TRUE | 1
1 | 2025 | 2 | 9191 | Idaho Power Co | Electric Utility | Filer BESS | ID | 66328 | 1 | 2 | Batteries | MWH | BA | (U) Under construction, less than or equal to 50 percent complete | 2 | TRUE | 1
1 | 2025 | 2 | 9191 | Idaho Power Co | Electric Utility | Franklin Battery Storage | ID | 67183 | FRBS | 60 | Batteries | MWH | BA | (U) Under construction, less than or equal to 50 percent complete | 60 | TRUE | 1
1 | 2025 | 2 | 9191 | Idaho Power Co | Electric Utility | Hemmingway BESS | ID | 66325 | 1 | 80 | Batteries | MWH | BA | (U) Under construction, less than or equal to 50 percent complete | 80 | TRUE | 1
1 | 2025 | 2 | 9191 | Idaho Power Co | Electric Utility | Hemmingway BESS | ID | 66325 | HGWP2 | 36 | Batteries | MWH | BA | (U) Under construction, less than or equal to 50 percent complete | 36 | TRUE | 1
1 | 2025 | 2 | 9191 | Idaho Power Co | Electric Utility | Melba BESS | ID | 66329 | 1 | 2 | Batteries | MWH | BA | (U) Under construction, less than or equal to 50 percent complete | 2 | TRUE | 1
1 | 2025 | 2 | 9191 | Idaho Power Co | Electric Utility | Weiser BESS | ID | 66330 | 1 | 3 | Batteries | MWH | BA | (U) Under construction, less than or equal to 50 percent complete | 3 | TRUE | 1
1 | 2025 | 2 | 66817 | KDC Solar Madera, LLC | IPP | Ardagh Solar | CA | 68427 | 1 | 10 | Solar Photovoltaic | SUN | PV | (V) Under construction, more than 50 percent complete | 12.9 | TRUE | 1
1 | 2025 | 2 | 65656 | Kiowa County Solar Project, LLC | IPP | Kiowa County Solar Project, LLC | OK | 66642 | USKWA | 100 | Solar Photovoltaic | SUN | PV | (U) Under construction, less than or equal to 50 percent complete | 100 | TRUE | 1
1 | 2025 | 2 | 50123 | Leeward Asset Management, LLC | IPP | AVEP BESS | CA | 65591 | AVEPB | 126 | Batteries | MWH | BA | (V) Under construction, more than 50 percent complete | 126 | TRUE | 1
1 | 2025 | 2 | 50123 | Leeward Asset Management, LLC | IPP | Morrow Lake Solar | TX | 66775 | MLPV | 200 | Solar Photovoltaic | SUN | PV | (TS) Construction complete, but not yet in commercial operation | 200 | TRUE | 1
1 | 2025 | 2 | 66745 | MN CSG 2019-105 LLC | IPP | MN CSG 2019-105 | MN | 68373 | HAGER | 1 | Solar Photovoltaic | SUN | PV | (V) Under construction, more than 50 percent complete | 1 | TRUE | 1
1 | 2025 | 2 | 66746 | MN CSG 2019-67 LLC | IPP | MN CSG 2019-67 | MN | 68374 | MONK | 1 | Solar Photovoltaic | SUN | PV | (V) Under construction, more than 50 percent complete | 1 | TRUE | 1
1 | 2025 | 2 | 65678 | Malaga BESS LLC | IPP | Acid BESS | CA | 66659 | MAL | 97 | Batteries | MWH | BA | (TS) Construction complete, but not yet in commercial operation | 97 | TRUE | 1
0 | 2025 | 2 | 12320 | Merck & Co Inc | Industrial | Elkton | VA | 52148 | GEN10 | 2 | Natural Gas Internal Combustion Engine | NG | IC | (U) Under construction, less than or equal to 50 percent complete | 2 | FALSE | 1
1 | 2025 | 2 | 65823 | Myrtle Solar, LLC | IPP | Myrtle Solar, LLC | TX | 66910 | MYR | 313 | Solar Photovoltaic | SUN | PV | (TS) Construction complete, but not yet in commercial operation | 313 | TRUE | 1
1 | 2025 | 2 | 65830 | Myrtle Storage, LLC | IPP | Myrtle Storage | TX | 66913 | MYRST | 150 | Batteries | MWH | BA | (TS) Construction complete, but not yet in commercial operation | 150 | TRUE | 1
1 | 2025 | 2 | 56990 | NJR Clean Energy Ventures Corporation | IPP | Sicklerville Landfill | NJ | 67557 | SKLDF | 2.3 | Solar Photovoltaic | SUN | PV | (V) Under construction, more than 50 percent complete | 2.3 | TRUE | 1
1 | 2025 | 2 | 66546 | NY CDG Ontario 2, LLC | IPP | Ontario 2 CDG | NY | 68004 | 21108 | 5 | Solar Photovoltaic | SUN | PV | (V) Under construction, more than 50 percent complete | 5 | TRUE | 1
0 | 2025 | 2 | 13491 | New York University | Commercial | New York University Central Plant | NY | 54808 | DE1 | 2.5 | Petroleum Liquids | DFO | IC | (V) Under construction, more than 50 percent complete | 2.5 | FALSE | 1
1 | 2025 | 2 | 65947 | Northern Orchard Solar PV, LLC | IPP | Northern Orchard Solar PV, LLC | CA | 67039 | NO1 | 150 | Solar Photovoltaic | SUN | PV | (U) Under construction, less than or equal to 50 percent complete | 150 | TRUE | 1
1 | 2025 | 2 | 65947 | Northern Orchard Solar PV, LLC | IPP | Northern Orchard Solar PV, LLC | CA | 67039 | NOBAT | 92 | Batteries | MWH | BA | (U) Under construction, less than or equal to 50 percent complete | 92 | TRUE | 1
1 | 2025 | 2 | 14127 | Omaha Public Power District | Electric Utility | Standing Bear Lake | NE | 64548 | 1 | 16.8 | Natural Gas Internal Combustion Engine | NG | IC | (V) Under construction, more than 50 percent complete | 18.1 | TRUE | 1
1 | 2025 | 2 | 14127 | Omaha Public Power District | Electric Utility | Standing Bear Lake | NE | 64548 | 2 | 16.8 | Natural Gas Internal Combustion Engine | NG | IC | (V) Under construction, more than 50 percent complete | 18.1 | TRUE | 1
1 | 2025 | 2 | 14127 | Omaha Public Power District | Electric Utility | Standing Bear Lake | NE | 64548 | 3 | 16.8 | Natural Gas Internal Combustion Engine | NG | IC | (V) Under construction, more than 50 percent complete | 18.1 | TRUE | 1
1 | 2025 | 2 | 14127 | Omaha Public Power District | Electric Utility | Standing Bear Lake | NE | 64548 | 4 | 16.8 | Natural Gas Internal Combustion Engine | NG | IC | (V) Under construction, more than 50 percent complete | 18.1 | TRUE | 1
1 | 2025 | 2 | 14127 | Omaha Public Power District | Electric Utility | Standing Bear Lake | NE | 64548 | 5 | 16.8 | Natural Gas Internal Combustion Engine | NG | IC | (V) Under construction, more than 50 percent complete | 18.1 | TRUE | 1
1 | 2025 | 2 | 14127 | Omaha Public Power District | Electric Utility | Standing Bear Lake | NE | 64548 | 6 | 16.8 | Natural Gas Internal Combustion Engine | NG | IC | (V) Under construction, more than 50 percent complete | 18.1 | TRUE | 1
1 | 2025 | 2 | 14127 | Omaha Public Power District | Electric Utility | Standing Bear Lake | NE | 64548 | 7 | 16.8 | Natural Gas Internal Combustion Engine | NG | IC | (V) Under construction, more than 50 percent complete | 18.1 | TRUE | 1
1 | 2025 | 2 | 14127 | Omaha Public Power District | Electric Utility | Standing Bear Lake | NE | 64548 | 8 | 16.8 | Natural Gas Internal Combustion Engine | NG | IC | (V) Under construction, more than 50 percent complete | 18.1 | TRUE | 1
1 | 2025 | 2 | 14127 | Omaha Public Power District | Electric Utility | Standing Bear Lake | NE | 64548 | 9 | 16.8 | Natural Gas Internal Combustion Engine | NG | IC | (V) Under construction, more than 50 percent complete | 18.1 | TRUE | 1
1 | 2025 | 2 | 14127 | Omaha Public Power District | Electric Utility | Turtle Creek | NE | 64547 | 1 | 221.1 | Natural Gas Fired Combustion Turbine | NG | GT | (V) Under construction, more than 50 percent complete | 264 | TRUE | 1
1 | 2025 | 2 | 14127 | Omaha Public Power District | Electric Utility | Turtle Creek | NE | 64547 | 2 | 221.1 | Natural Gas Fired Combustion Turbine | NG | GT | (V) Under construction, more than 50 percent complete | 264 | TRUE | 1
1 | 2025 | 2 | 63331 | Organic Energy Solutions, Inc. | Electric CHP | OES Biogas Power | CA | 63622 | OES01 | 1.3 | Other Waste Biomass | OBG | IC | (TS) Construction complete, but not yet in commercial operation | 1.3 | TRUE | 1
1 | 2025 | 2 | 63331 | Organic Energy Solutions, Inc. | Electric CHP | OES Biogas Power | CA | 63622 | OES02 | 1.3 | Other Waste Biomass | OBG | IC | (TS) Construction complete, but not yet in commercial operation | 1.3 | TRUE | 1
1 | 2025 | 2 | 65282 | Prairie Switch Wind LLC | IPP | Prairie Switch Wind LLC | TX | 66123 | PSW1 | 163.2 | Onshore Wind Turbine | WND | WT | (U) Under construction, less than or equal to 50 percent complete | 163.2 | TRUE | 1
1 | 2025 | 2 | 65869 | Prologis Logistics Services Incorporated | IPP | CPA 2132 E Dominguez | CA | 66957 | PE901 | 1 | Solar Photovoltaic | SUN | PV | (U) Under construction, less than or equal to 50 percent complete | 1 | TRUE | 1
1 | 2025 | 2 | 65869 | Prologis Logistics Services Incorporated | IPP | Northlake 5-SLCHI305 | IL | 68144 | CH305 | 2.5 | Solar Photovoltaic | SUN | PV | (U) Under construction, less than or equal to 50 percent complete | 2.5 | TRUE | 1
1 | 2025 | 2 | 65869 | Prologis Logistics Services Incorporated | IPP | Romeoville 34A-SLCHI234 | IL | 68239 | C234A | 1.1 | Solar Photovoltaic | SUN | PV | (U) Under construction, less than or equal to 50 percent complete | 1.1 | TRUE | 1
1 | 2025 | 2 | 65869 | Prologis Logistics Services Incorporated | IPP | Romeoville 34B-SLCHI234 | IL | 68235 | C234B | 1.1 | Solar Photovoltaic | SUN | PV | (U) Under construction, less than or equal to 50 percent complete | 1.1 | TRUE | 1
1 | 2025 | 2 | 56215 | RWE Renewables Americas, LLC | IPP | Ashwood Solar I | KY | 67701 | AS1 | 86 | Solar Photovoltaic | SUN | PV | (V) Under construction, more than 50 percent complete | 86 | TRUE | 1
1 | 2025 | 2 | 56215 | RWE Renewables Americas, LLC | IPP | Big Star Solar, LLC (Hybrid) | TX | 64202 | BGSTB | 80 | Batteries | MWH | BA | (V) Under construction, more than 50 percent complete | 80 | TRUE | 1
1 | 2025 | 2 | 56215 | RWE Renewables Americas, LLC | IPP | Big Star Solar, LLC (Hybrid) | TX | 64202 | BGSTS | 200 | Solar Photovoltaic | SUN | PV | (V) Under construction, more than 50 percent complete | 200 | TRUE | 1
1 | 2025 | 2 | 65573 | SL Fredonia, LLC | IPP | NY Fredonia 9824 Route 60 Solar | NY | 66525 | 21105 | 5 | Solar Photovoltaic | SUN | PV | (TS) Construction complete, but not yet in commercial operation | 5 | TRUE | 1
1 | 2025 | 2 | 27075 | San Diego County Water Auth | IPP | Rancho Penasquitos | CA | 56615 | G200 | 4.1 | Conventional Hydroelectric | WAT | HY | (V) Under construction, more than 50 percent complete | 4.3 | TRUE | 1
1 | 2025 | 2 | 16609 | San Diego Gas & Electric Co | Electric Utility | Dark Sky Energy Center | CA | 66599 | 1 | 7.1 | Batteries | MWH | BA | (V) Under construction, more than 50 percent complete | 7.3 | TRUE | 1
1 | 2025 | 2 | 64936 | San Jacinto Grid, LLC | IPP | San Jacinto Grid, LLC | CA | 65657 | HESJG | 65 | Batteries | MWH | BA | (TS) Construction complete, but not yet in commercial operation | 65 | TRUE | 1
1 | 2025 | 2 | 66561 | Selkirk Solar LLC | IPP | NY Selkirk S Albany RD - Hemlock Hills S | NY | 68037 | 18211 | 5 | Solar Photovoltaic | SUN | PV | (U) Under construction, less than or equal to 50 percent complete | 5 | TRUE | 1
1 | 2025 | 2 | 61677 | Sol Systems | IPP | Eldorado Solar I | IL | 67972 | ELD15 | 150 | Solar Photovoltaic | SUN | PV | (TS) Construction complete, but not yet in commercial operation | 150 | TRUE | 1
1 | 2025 | 2 | 60970 | SunShare Management | IPP | BecLee Solar CSG | CO | 67364 | BECLS | 5 | Solar Photovoltaic | SUN | PV | (TS) Construction complete, but not yet in commercial operation | 5 | TRUE | 1
1 | 2025 | 2 | 65535 | SunVest Solar LLC | IPP | SV CSG Bishop 1 LLC | IL | 67684 | BSHP1 | 2 | Solar Photovoltaic | SUN | PV | (U) Under construction, less than or equal to 50 percent complete | 2 | TRUE | 1
1 | 2025 | 2 | 18315 | Sunflower Electric Power Corp | Electric Utility | Russell | KS | 67320 | 1 | 20 | Solar Photovoltaic | SUN | PV | (V) Under construction, more than 50 percent complete | 20 | TRUE | 1
1 | 2025 | 2 | 66078 | Sunny Rock Solar, LLC | IPP | Sunny Rock Solar, LLC | VA | 67217 | ENX23 | 20 | Solar Photovoltaic | SUN | PV | (V) Under construction, more than 50 percent complete | 20 | TRUE | 1
1 | 2025 | 2 | 59598 | Tooele Army Depot | IPP | Tooele Army Depot(CSG) | UT | 59817 | PV2 | 1.5 | Solar Photovoltaic | SUN | PV | (U) Under construction, less than or equal to 50 percent complete | 1.5 | TRUE | 1
1 | 2025 | 2 | 65667 | West Shore Solar LLC | IPP | West Shore Solar LLC | NY | 66761 | WS | 2.4 | Solar Photovoltaic | SUN | PV | (V) Under construction, more than 50 percent complete | 2.4 | TRUE | 1
1 | 2025 | 2 | 20856 | Wisconsin Power & Light Co | Electric Utility | Janesville Community Solar | WI | 67705 | PV1 | 2.3 | Solar Photovoltaic | SUN | PV | (V) Under construction, more than 50 percent complete | 2.3 | TRUE | 1
1 | 2025 | 2 | 20856 | Wisconsin Power & Light Co | Electric Utility | Nortera Customer Hosted Solar | WI | 67539 | PV1 | 1.6 | Solar Photovoltaic | SUN | PV | (V) Under construction, more than 50 percent complete | 1.6 | TRUE | 1
1 | 2025 | 2 | 60059 | ZGlobal Inc | IPP | Lara 2 Hybrid | CA | 67234 | LARAB | 0.9 | Batteries | MWH | BA | (V) Under construction, more than 50 percent complete | 0.9 | TRUE | 1
1 | 2025 | 2 | 60059 | ZGlobal Inc | IPP | Lara 2 Hybrid | CA | 67234 | LARAS | 0.7 | Solar Photovoltaic | SUN | PV | (V) Under construction, more than 50 percent complete | 0.7 | TRUE | 1
1 | 2025 | 2 | 60059 | ZGlobal Inc | IPP | Merced BESS | CA | 68018 | MRCDB | 3 | Batteries | MWH | BA | (U) Under construction, less than or equal to 50 percent complete | 3 | TRUE | 1
1 | 2025 | 3 | 60798 | 69SV 8me LLC | IPP | Eland Solar & Storage Center, Phase 2 Hy | CA | 61169 | 61169 | 150 | Batteries | MWH | BA | (V) Under construction, more than 50 percent complete | 150 | TRUE | 1
1 | 2025 | 3 | 60798 | 69SV 8me LLC | IPP | Eland Solar & Storage Center, Phase 2 Hy | CA | 61169 | 69SV8 | 200 | Solar Photovoltaic | SUN | PV | (V) Under construction, more than 50 percent complete | 200 | TRUE | 1
1 | 2025 | 3 | 64904 | AES Clean Energy | IPP | AES Baird Solar CSG | NY | 67975 | BAIRD | 4.4 | Solar Photovoltaic | SUN | PV | (V) Under construction, more than 50 percent complete | 4.5 | TRUE | 1
1 | 2025 | 3 | 64904 | AES Clean Energy | IPP | Geer Road Solar 3 | NY | 67413 | GEER3 | 5 | Solar Photovoltaic | SUN | PV | (V) Under construction, more than 50 percent complete | 5 | TRUE | 1
1 | 2025 | 3 | 9273 | AES Indiana | Electric Utility | Pike County Energy Storage | IN | 66881 | BAT2 | 200 | Batteries | MWH | BA | (TS) Construction complete, but not yet in commercial operation | 200 | TRUE | 1
1 | 2025 | 3 | 63004 | Abundant Solar Power Inc. | IPP | USNY - Geddes | NY | 68545 | GEDDE | 3.3 | Solar Photovoltaic | SUN | PV | (V) Under construction, more than 50 percent complete | 3.3 | TRUE | 1
1 | 2025 | 3 | 65569 | Afton Solar LLC | IPP | Afton Solar | NY | 66521 | 18808 | 5 | Solar Photovoltaic | SUN | PV | (V) Under construction, more than 50 percent complete | 5 | TRUE | 1
1 | 2025 | 3 | 66895 | Alcosta Boulevard BR 15-AA Solar Project 2020 LLC | IPP | Bishop Ranch - BR 15-AA | CA | 68524 | 4654B | 0.5 | Batteries | MWH | BA | (V) Under construction, more than 50 percent complete | 0.5 | TRUE | 1
1 | 2025 | 3 | 66895 | Alcosta Boulevard BR 15-AA Solar Project 2020 LLC | IPP | Bishop Ranch - BR 15-AA | CA | 68524 | 4654C | 0.5 | Solar Photovoltaic | SUN | PV | (V) Under construction, more than 50 percent complete | 0.5 | TRUE | 1
1 | 2025 | 3 | 66895 | Alcosta Boulevard BR 15-AA Solar Project 2020 LLC | IPP | Bishop Ranch - BR 15-AA | CA | 68524 | 4654R | 0.2 | Solar Photovoltaic | SUN | PV | (V) Under construction, more than 50 percent complete | 0.2 | TRUE | 1
1 | 2025 | 3 | 66896 | Alcosta Boulevard BR 15-CC Solar Project 2020, LLC | IPP | Bishop Ranch - BR 15-CC | CA | 68525 | 4656B | 0.5 | Batteries | MWH | BA | (V) Under construction, more than 50 percent complete | 0.5 | TRUE | 1
1 | 2025 | 3 | 66896 | Alcosta Boulevard BR 15-CC Solar Project 2020, LLC | IPP | Bishop Ranch - BR 15-CC | CA | 68525 | 4656C | 0.5 | Solar Photovoltaic | SUN | PV | (V) Under construction, more than 50 percent complete | 0.5 | TRUE | 1
1 | 2025 | 3 | 66896 | Alcosta Boulevard BR 15-CC Solar Project 2020, LLC | IPP | Bishop Ranch - BR 15-CC | CA | 68525 | 4656R | 0.2 | Solar Photovoltaic | SUN | PV | (V) Under construction, more than 50 percent complete | 0.2 | TRUE | 1
1 | 2025 | 3 | 66540 | Apex NC Solar, LLC | IPP | Apex NC Solar | NC | 67997 | PGR28 | 28.9 | Solar Photovoltaic | SUN | PV | (U) Under construction, less than or equal to 50 percent complete | 28.9 | TRUE | 1
1 | 2025 | 3 | 15399 | Avangrid Renewables LLC | IPP | Camino Solar Hybrid | CA | 63508 | CSPV1 | 44 | Solar Photovoltaic | SUN | PV | (V) Under construction, more than 50 percent complete | 44 | TRUE | 1
1 | 2025 | 3 | 66677 | BT Jungmann, LLC | IPP | BT Jungmann | TX | 68246 | JUNGM | 40 | Solar Photovoltaic | SUN | PV | (V) Under construction, more than 50 percent complete | 40 | TRUE | 1
1 | 2025 | 3 | 1307 | Basin Electric Power Coop | Electric Utility | Pioneer Generation Station | ND | 57881 | 31 | 18.3 | Natural Gas Internal Combustion Engine | NG | IC | (V) Under construction, more than 50 percent complete | 18.8 | TRUE | 1
1 | 2025 | 3 | 1307 | Basin Electric Power Coop | Electric Utility | Pioneer Generation Station | ND | 57881 | 32 | 18.3 | Natural Gas Internal Combustion Engine | NG | IC | (V) Under construction, more than 50 percent complete | 18.8 | TRUE | 1
1 | 2025 | 3 | 1307 | Basin Electric Power Coop | Electric Utility | Pioneer Generation Station | ND | 57881 | 33 | 18.3 | Natural Gas Internal Combustion Engine | NG | IC | (V) Under construction, more than 50 percent complete | 18.8 | TRUE | 1
1 | 2025 | 3 | 1307 | Basin Electric Power Coop | Electric Utility | Pioneer Generation Station | ND | 57881 | 34 | 18.3 | Natural Gas Internal Combustion Engine | NG | IC | (V) Under construction, more than 50 percent complete | 18.8 | TRUE | 1
1 | 2025 | 3 | 1307 | Basin Electric Power Coop | Electric Utility | Pioneer Generation Station | ND | 57881 | 35 | 18.3 | Natural Gas Internal Combustion Engine | NG | IC | (V) Under construction, more than 50 percent complete | 18.8 | TRUE | 1
1 | 2025 | 3 | 1307 | Basin Electric Power Coop | Electric Utility | Pioneer Generation Station | ND | 57881 | 36 | 18.3 | Natural Gas Internal Combustion Engine | NG | IC | (V) Under construction, more than 50 percent complete | 18.8 | TRUE | 1
1 | 2025 | 3 | 65694 | Bright Arrow Solar, LLC | IPP | Bright Arrow Solar, LLC | TX | 66688 | BASS | 300 | Solar Photovoltaic | SUN | PV | (V) Under construction, more than 50 percent complete | 300 | TRUE | 1
1 | 2025 | 3 | 65694 | Bright Arrow Solar, LLC | IPP | Bright Arrow Solar, LLC | TX | 66688 | BASS1 | 103.6 | Batteries | MWH | BA | (V) Under construction, more than 50 percent complete | 103.6 | TRUE | 1
1 | 2025 | 3 | 65813 | CES Electron Farm One, LLC | IPP | Conflitti Solar | CA | 66892 | CNFTI | 4.4 | Solar Photovoltaic | SUN | PV | (V) Under construction, more than 50 percent complete | 4.4 | TRUE | 1
1 | 2025 | 3 | 66144 | Camino Ramon BR 2600 Solar Project 2020, LLC | IPP | Bishop Ranch - BR 2600 | CA | 67278 | 4146B | 1.1 | Batteries | MWH | BA | (U) Under construction, less than or equal to 50 percent complete | 1.1 | TRUE | 1
1 | 2025 | 3 | 66144 | Camino Ramon BR 2600 Solar Project 2020, LLC | IPP | Bishop Ranch - BR 2600 | CA | 67278 | 4146C | 0.5 | Solar Photovoltaic | SUN | PV | (U) Under construction, less than or equal to 50 percent complete | 0.5 | TRUE | 1
1 | 2025 | 3 | 66144 | Camino Ramon BR 2600 Solar Project 2020, LLC | IPP | Bishop Ranch - BR 2600 | CA | 67278 | 4147R | 1.2 | Solar Photovoltaic | SUN | PV | (U) Under construction, less than or equal to 50 percent complete | 1.2 | TRUE | 1
1 | 2025 | 3 | 66915 | Catalyze Bolingbrook 279 Marquette Drive Microgrid, LLC | IPP | IL Bolingbrook 279 Marquette Dr | IL | 68539 | 19572 | 1 | Solar Photovoltaic | SUN | PV | (V) Under construction, more than 50 percent complete | 1 | TRUE | 1
1 | 2025 | 3 | 66524 | Cattlemen Solar Park II LLC | IPP | Cattlemen Solar II | TX | 67976 | GEN01 | 200 | Solar Photovoltaic | SUN | PV | (U) Under construction, less than or equal to 50 percent complete | 200 | TRUE | 1
1 | 2025 | 3 | 4065 | City of Columbus - (OH) | Electric Utility | Jackson Pike WWTP Cogen Engines | OH | 67264 | 1 | 1.4 | Other Waste Biomass | OBG | IC | (V) Under construction, more than 50 percent complete | 1.4 | TRUE | 1
1 | 2025 | 3 | 4065 | City of Columbus - (OH) | Electric Utility | Jackson Pike WWTP Cogen Engines | OH | 67264 | 2 | 1.4 | Other Waste Biomass | OBG | IC | (V) Under construction, more than 50 percent complete | 1.4 | TRUE | 1
1 | 2025 | 3 | 56769 | Consolidated Edison Development Inc. | IPP | Timberland Solar | GA | 65892 | TSPV | 140 | Solar Photovoltaic | SUN | PV | (V) Under construction, more than 50 percent complete | 140 | TRUE | 1
1 | 2025 | 3 | 66217 | Copia Power | IPP | Harquahala Sun Solar Project | AZ | 66670 | HARQ1 | 150 | Solar Photovoltaic | SUN | PV | (U) Under construction, less than or equal to 50 percent complete | 150 | TRUE | 1
1 | 2025 | 3 | 59319 | Cotton Solar, LLC | IPP | Cotton Solar | SC | 59572 | PV1 | 16 | Solar Photovoltaic | SUN | PV | (T) Regulatory approvals received. Not under construction | 16 | TRUE | 1
1 | 2025 | 3 | 66014 | DG Kendall, LLC | IPP | Kendall DG Solar | NY | 67141 | KEN | 5 | Solar Photovoltaic | SUN | PV | (V) Under construction, more than 50 percent complete | 5 | TRUE | 1
1 | 2025 | 3 | 66820 | DIVOCSG 14 LLC | IPP | DIVOCSG 14 LLC | MN | 68457 | DIV14 | 1 | Solar Photovoltaic | SUN | PV | (U) Under construction, less than or equal to 50 percent complete | 1 | TRUE | 1
1 | 2025 | 3 | 5109 | DTE Electric Company | Electric Utility | Pine River Solar Park | MI | 67941 | PNRSP | 80 | Solar Photovoltaic | SUN | PV | (TS) Construction complete, but not yet in commercial operation | 80 | TRUE | 1
1 | 2025 | 3 | 5109 | DTE Electric Company | Electric Utility | Polaris Solar Park | MI | 67757 | PLRSP | 100 | Solar Photovoltaic | SUN | PV | (TS) Construction complete, but not yet in commercial operation | 100 | TRUE | 1
1 | 2025 | 3 | 66516 | Dans Mountain Wind Force, LLC | IPP | Dans Mountain | MD | 67962 | DMTN | 54.9 | Onshore Wind Turbine | WND | WT | (V) Under construction, more than 50 percent complete | 54.9 | TRUE | 1
1 | 2025 | 3 | 58468 | Dominion Renewable Energy | IPP | North Ridge Solar | VA | 68077 | NRIDG | 20 | Solar Photovoltaic | SUN | PV | (V) Under construction, more than 50 percent complete | 20 | TRUE | 1
1 | 2025 | 3 | 58135 | Ecos Energy LLC | IPP | Apple Hill Solar | VT | 61037 | APPL | 2 | Solar Photovoltaic | SUN | PV | (U) Under construction, less than or equal to 50 percent complete | 2 | TRUE | 1
1 | 2025 | 3 | 64438 | Enel Green Power Roseland Solar, LLC | IPP | Roseland Solar Project, LLC | TX | 65028 | ROSES | 500 | Solar Photovoltaic | SUN | PV | (TS) Construction complete, but not yet in commercial operation | 500 | TRUE | 1
1 | 2025 | 3 | 66316 | Energix US, LLC | IPP | Northumberland Solar I | PA | 67675 | ENX33 | 65 | Solar Photovoltaic | SUN | PV | (U) Under construction, less than or equal to 50 percent complete | 65 | TRUE | 1
1 | 2025 | 3 | 65206 | Eureka North Solar LLC | IPP | Eureka North Solar | NY | 66042 | 63232 | 3.5 | Solar Photovoltaic | SUN | PV | (V) Under construction, more than 50 percent complete | 3.5 | TRUE | 1
1 | 2025 | 3 | 65205 | Eureka South Solar LLC | IPP | Eureka South Solar | NY | 66041 | 63231 | 5 | Solar Photovoltaic | SUN | PV | (V) Under construction, more than 50 percent complete | 5 | TRUE | 1
1 | 2025 | 3 | 66894 | Executive Parkway BR8-Q Solar Project 2020 LLC | IPP | Bishop Ranch - BR 8-Q | CA | 68523 | 4977B | 0.5 | Batteries | MWH | BA | (V) Under construction, more than 50 percent complete | 0.5 | TRUE | 1
1 | 2025 | 3 | 66894 | Executive Parkway BR8-Q Solar Project 2020 LLC | IPP | Bishop Ranch - BR 8-Q | CA | 68523 | 4977C | 0.7 | Solar Photovoltaic | SUN | PV | (V) Under construction, more than 50 percent complete | 0.7 | TRUE | 1
1 | 2025 | 3 | 66337 | Exus New Mexico | IPP | TAG | NM | 67710 | TAGB1 | 50 | Batteries | MWH | BA | (U) Under construction, less than or equal to 50 percent complete | 50 | TRUE | 1
1 | 2025 | 3 | 66337 | Exus New Mexico | IPP | TAG | NM | 67710 | TAGS1 | 140 | Solar Photovoltaic | SUN | PV | (U) Under construction, less than or equal to 50 percent complete | 140 | TRUE | 1
1 | 2025 | 3 | 66676 | Gransolar Texas One, LLC | IPP | Gransolar Texas One, LLC | TX | 68244 | GRTX1 | 50 | Solar Photovoltaic | SUN | PV | (V) Under construction, more than 50 percent complete | 50 | TRUE | 1
1 | 2025 | 3 | 65451 | Grizzly Ridge Solar LLC | IPP | Grizzly Ridge Solar | TX | 66410 | 596 | 10 | Batteries | MWH | BA | (TS) Construction complete, but not yet in commercial operation | 10 | TRUE | 1
1 | 2025 | 3 | 65076 | HEN Infrastructure, L.L.C. | IPP | Poteet | TX | 67949 | POTEB | 9.9 | Batteries | MWH | BA | (V) Under construction, more than 50 percent complete | 9.9 | TRUE | 1
1 | 2025 | 3 | 65076 | HEN Infrastructure, L.L.C. | IPP | Tynan | TX | 67963 | TYNNB | 9.9 | Batteries | MWH | BA | (V) Under construction, more than 50 percent complete | 9.9 | TRUE | 1
1 | 2025 | 3 | 62008 | Hale Kuawehi Solar LLC | IPP | Hale Kuawehi Solar Hybrid | HI | 62529 | HKBA | 30 | Batteries | MWH | BA | (V) Under construction, more than 50 percent complete | 30 | TRUE | 1
1 | 2025 | 3 | 62008 | Hale Kuawehi Solar LLC | IPP | Hale Kuawehi Solar Hybrid | HI | 62529 | HKSOL | 30 | Solar Photovoltaic | SUN | PV | (V) Under construction, more than 50 percent complete | 30 | TRUE | 1
1 | 2025 | 3 | 66172 | Hat Creek Bioenergy, LLC | IPP | Hat Creek Bioenergy | CA | 67360 | HAT01 | 3 | Wood/Wood Waste Biomass | WDS | OT | (V) Under construction, more than 50 percent complete | 3.6 | TRUE | 1
1 | 2025 | 3 | 64937 | Hecate Energy Desert Storage 1 LLC | IPP | Hecate Energy Desert Storage 1 LLC | CA | 65635 | HEDS1 | 10 | Batteries | MWH | BA | (TS) Construction complete, but not yet in commercial operation | 10 | TRUE | 1
1 | 2025 | 3 | 64978 | Hecate Grid Carris Storage 1 LLC | IPP | Carris Storage I | CA | 65733 | HECAR | 10 | Batteries | MWH | BA | (TS) Construction complete, but not yet in commercial operation | 10 | TRUE | 1
1 | 2025 | 3 | 66145 | Highland Ave Solar 1, LLC | IPP | Borrego - Highland Ave | MA | 67279 | 6572 | 5 | Solar Photovoltaic | SUN | PV | (U) Under construction, less than or equal to 50 percent complete | 5 | TRUE | 1
1 | 2025 | 3 | 66145 | Highland Ave Solar 1, LLC | IPP | Borrego - Highland Ave | MA | 67279 | 6572B | 5 | Batteries | MWH | BA | (U) Under construction, less than or equal to 50 percent complete | 5 | TRUE | 1
1 | 2025 | 3 | 65829 | Hill Solar 1, LLC | IPP | Hill Solar 1, LLC | TX | 66912 | HS1 | 405 | Solar Photovoltaic | SUN | PV | (V) Under construction, more than 50 percent complete | 405 | TRUE | 1
1 | 2025 | 3 | 64738 | Hummingbird Energy Storage, LLC | IPP | Hummingbird Energy Storage LLC | CA | 65395 | HUMB1 | 75 | Batteries | MWH | BA | (V) Under construction, more than 50 percent complete | 75 | TRUE | 1
1 | 2025 | 3 | 66165 | IOWN Renewable | IPP | Pome BESS | CA | 67299 | 10101 | 100 | Batteries | MWH | BA | (V) Under construction, more than 50 percent complete | 100 | TRUE | 1
1 | 2025 | 3 | 64927 | IP Lumina II, LLC | IPP | Lumina II Solar Project | TX | 65644 | LU2BA | 160 | Batteries | MWH | BA | (V) Under construction, more than 50 percent complete | 160 | TRUE | 1
1 | 2025 | 3 | 64370 | IP Radian, LLC | IPP | IP Radian, LLC | TX | 64859 | RADBA | 160 | Batteries | MWH | BA | (V) Under construction, more than 50 percent complete | 160 | TRUE | 1
1 | 2025 | 3 | 66843 | Kearsarge Riverpark I LLC | IPP | Kearsarge Riverpark I LLC | MA | 68475 | RIV1 | 5 | Batteries | MWH | BA | (V) Under construction, more than 50 percent complete | 5 | TRUE | 1
1 | 2025 | 3 | 66843 | Kearsarge Riverpark I LLC | IPP | Kearsarge Riverpark II LLC | MA | 68476 | RIV2 | 5 | Batteries | MWH | BA | (V) Under construction, more than 50 percent complete | 5 | TRUE | 1
1 | 2025 | 3 | 50123 | Leeward Asset Management, LLC | IPP | Ridgely Energy Farm | TN | 65445 | RBESS | 50 | Batteries | MWH | BA | (V) Under construction, more than 50 percent complete | 50 | TRUE | 1
1 | 2025 | 3 | 50123 | Leeward Asset Management, LLC | IPP | Ridgely Energy Farm | TN | 65445 | RIGPV | 254 | Solar Photovoltaic | SUN | PV | (V) Under construction, more than 50 percent complete | 254 | TRUE | 1
1 | 2025 | 3 | 66431 | Liberty 1 Solar LLC | IPP | Liberty Hybrid Solar and Storage Project | TX | 67867 | LIB1 | 67.2 | Solar Photovoltaic | SUN | PV | (V) Under construction, more than 50 percent complete | 67.2 | TRUE | 1
1 | 2025 | 3 | 66431 | Liberty 1 Solar LLC | IPP | Liberty Hybrid Solar and Storage Project | TX | 67867 | LIB2 | 65 | Batteries | MWH | BA | (V) Under construction, more than 50 percent complete | 65 | TRUE | 1
1 | 2025 | 3 | 62664 | Lock 14 Hydro Partners, LLC | IPP | Heidelberg Hydroelectric Project | KY | 62749 | 1 | 0.6 | Conventional Hydroelectric | WAT | HY | (V) Under construction, more than 50 percent complete | 0.6 | TRUE | 1
1 | 2025 | 3 | 62664 | Lock 14 Hydro Partners, LLC | IPP | Heidelberg Hydroelectric Project | KY | 62749 | 2 | 0.6 | Conventional Hydroelectric | WAT | HY | (V) Under construction, more than 50 percent complete | 0.6 | TRUE | 1
1 | 2025 | 3 | 62664 | Lock 14 Hydro Partners, LLC | IPP | Heidelberg Hydroelectric Project | KY | 62749 | 3 | 0.2 | Conventional Hydroelectric | WAT | HY | (V) Under construction, more than 50 percent complete | 0.2 | TRUE | 1
1 | 2025 | 3 | 62664 | Lock 14 Hydro Partners, LLC | IPP | Heidelberg Hydroelectric Project | KY | 62749 | 4 | 0.2 | Conventional Hydroelectric | WAT | HY | (V) Under construction, more than 50 percent complete | 0.2 | TRUE | 1
1 | 2025 | 3 | 62664 | Lock 14 Hydro Partners, LLC | IPP | Heidelberg Hydroelectric Project | KY | 62749 | 5 | 0.6 | Conventional Hydroelectric | WAT | HY | (V) Under construction, more than 50 percent complete | 0.6 | TRUE | 1
1 | 2025 | 3 | 62664 | Lock 14 Hydro Partners, LLC | IPP | Heidelberg Hydroelectric Project | KY | 62749 | 6 | 0.6 | Conventional Hydroelectric | WAT | HY | (V) Under construction, more than 50 percent complete | 0.6 | TRUE | 1
1 | 2025 | 3 | 66873 | MN CSG 2019-22 LLC | IPP | MN CSG 2019-22 | MN | 68506 | BRAUN | 1 | Solar Photovoltaic | SUN | PV | (U) Under construction, less than or equal to 50 percent complete | 1 | TRUE | 1
1 | 2025 | 3 | 66872 | MN CSG 2019-79 LLC | IPP | MN CSG 2019-79 | MN | 68505 | BONNI | 1 | Solar Photovoltaic | SUN | PV | (U) Under construction, less than or equal to 50 percent complete | 1 | TRUE | 1
1 | 2025 | 3 | 61944 | MN8 Energy LLC | IPP | Bluebird Solar LLC | KY | 62797 | BBIRD | 80 | Solar Photovoltaic | SUN | PV | (U) Under construction, less than or equal to 50 percent complete | 80 | TRUE | 1
1 | 2025 | 3 | 65551 | Magruder Solar, LLC | IPP | Magruder Solar | NY | 66495 | PV1 | 5 | Solar Photovoltaic | SUN | PV | (V) Under construction, more than 50 percent complete | 5 | TRUE | 1
1 | 2025 | 3 | 66120 | McCormick NY CSG LLC | IPP | McCormick NY CSG LLC | NY | 67248 | MCCOR | 5 | Solar Photovoltaic | SUN | PV | (TS) Construction complete, but not yet in commercial operation | 5 | TRUE | 1
1 | 2025 | 3 | 12796 | Monongahela Power Co | Electric Utility | Marlowe Solar | WV | 66899 | MARS | 5.8 | Solar Photovoltaic | SUN | PV | (U) Under construction, less than or equal to 50 percent complete | 5.8 | TRUE | 1
1 | 2025 | 3 | 66300 | NY CDG Genesee 1 LLC | IPP | NY ELBA 7195 OAK ORCHARD RD - Genesee 1 | NY | 67609 | 21599 | 5 | Solar Photovoltaic | SUN | PV | (U) Under construction, less than or equal to 50 percent complete | 5 | TRUE | 1
1 | 2025 | 3 | 65862 | NY Lodi I, LLC | IPP | Halsey Lane Solar | NY | 65827 | 1795 | 5 | Solar Photovoltaic | SUN | PV | (V) Under construction, more than 50 percent complete | 5 | TRUE | 1
1 | 2025 | 3 | 66007 | NY Pulteney I, LLC | IPP | Chidsey Hill Road Solar | NY | 65828 | 1666 | 3 | Solar Photovoltaic | SUN | PV | (V) Under construction, more than 50 percent complete | 3 | TRUE | 1
1 | 2025 | 3 | 61227 | Nautilus Solar Solutions | IPP | Exeter Mail | RI | 67411 | SC | 5 | Solar Photovoltaic | SUN | PV | (V) Under construction, more than 50 percent complete | 5 | TRUE | 1
1 | 2025 | 3 | 62836 | Navisun LLC | IPP | Southwick Solar, LLC | MA | 67904 | SOUTH | 4.7 | Solar Photovoltaic | SUN | PV | (V) Under construction, more than 50 percent complete | 4.7 | TRUE | 1
0 | 2025 | 3 | 13491 | New York University | Commercial | New York University Central Plant | NY | 54808 | GR1 | 2.6 | Natural Gas Internal Combustion Engine | NG | IC | (V) Under construction, more than 50 percent complete | 2.6 | FALSE | 1
1 | 2025 | 3 | 66445 | NineDot Holdings, LLC | IPP | Empire Clean Energy, LLC | NY | 67882 | ND008 | 5 | Batteries | MWH | BA | (V) Under construction, more than 50 percent complete | 5 | TRUE | 1
1 | 2025 | 3 | 66912 | OE_SAS1 | IPP | OE_SAS1 | TX | 68537 | OSAS1 | 145 | Solar Photovoltaic | SUN | PV | (V) Under construction, more than 50 percent complete | 145 | TRUE | 1
1 | 2025 | 3 | 14354 | PacifiCorp | Electric Utility | Rock Creek Wind | WY | 67769 | I | 190 | Onshore Wind Turbine | WND | WT | (TS) Construction complete, but not yet in commercial operation | 190 | TRUE | 1
1 | 2025 | 3 | 65398 | Peregrine Energy Storage, LLC | IPP | Peregrine Energy Storage LLC | CA | 66286 | PERE1 | 200 | Batteries | MWH | BA | (V) Under construction, more than 50 percent complete | 200 | TRUE | 1
1 | 2025 | 3 | 64752 | Perendale Holdings, LLC | IPP | Perendale Holdings, LLC | NC | 65426 | GEN1 | 7.5 | Solar Photovoltaic | SUN | PV | (V) Under construction, more than 50 percent complete | 7.5 | TRUE | 1
0 | 2025 | 3 | 66367 | Pittsburg RV & Boat Storage, LLC | Commercial | Pittsburg RV Solar | CA | 67770 | 30200 | 2.9 | Solar Photovoltaic | SUN | PV | (V) Under construction, more than 50 percent complete | 2.8 | FALSE | 1
1 | 2025 | 3 | 66094 | Pleasant Valley Solar, LLC | IPP | Matrix Pleasant Valley | ID | 67211 | MRPV | 200 | Solar Photovoltaic | SUN | PV | (V) Under construction, more than 50 percent complete | 200 | TRUE | 1
1 | 2025 | 3 | 65869 | Prologis Logistics Services Incorporated | IPP | Addison 11-SLCHI404 | IL | 68118 | CH404 | 1.6 | Solar Photovoltaic | SUN | PV | (U) Under construction, less than or equal to 50 percent complete | 1.6 | TRUE | 1
1 | 2025 | 3 | 65869 | Prologis Logistics Services Incorporated | IPP | Bensenville Ind Park 10-SLCHI410 | IL | 68123 | CH410 | 1.2 | Solar Photovoltaic | SUN | PV | (U) Under construction, less than or equal to 50 percent complete | 1.2 | TRUE | 1
1 | 2025 | 3 | 65869 | Prologis Logistics Services Incorporated | IPP | Elk Grove 1-SLCHI701 | IL | 68132 | CH701 | 1.7 | Solar Photovoltaic | SUN | PV | (U) Under construction, less than or equal to 50 percent complete | 1.7 | TRUE | 1
1 | 2025 | 3 | 66647 | Prosperity Wind, LLC | IPP | Prosperity Wind | IL | 68193 | PROSP | 300 | Onshore Wind Turbine | WND | WT | (V) Under construction, more than 50 percent complete | 300 | TRUE | 1
0 | 2025 | 3 | 5624 | RED-Rochester, LLC | Industrial | RED-Rochester, LLC | NY | 10025 | 49CTG | 36 | Natural Gas Fired Combustion Turbine | NG | GT | (V) Under construction, more than 50 percent complete | 42 | FALSE | 1
1 | 2025 | 3 | 56215 | RWE Renewables Americas, LLC | IPP | Peyton Creek Wind Farm II | TX | 67700 | WT2 | 243 | Onshore Wind Turbine | WND | WT | (U) Under construction, less than or equal to 50 percent complete | 243 | TRUE | 1
1 | 2025 | 3 | 66417 | SBESS TX6 LLC | IPP | Hidden Lakes | TX | 67844 | HIDD | 9.9 | Batteries | MWH | BA | (V) Under construction, more than 50 percent complete | 9.9 | TRUE | 1
1 | 2025 | 3 | 65959 | SL Sherman II, LLC | IPP | NY SHERMAN 191 W MAIN ST - SL 2 | NY | 67035 | 21109 | 5 | Solar Photovoltaic | SUN | PV | (TS) Construction complete, but not yet in commercial operation | 5 | TRUE | 1
1 | 2025 | 3 | 66021 | SR Albany, LLC | IPP | SR Albany, LLC | TN | 67126 | ALBNY | 4.3 | Solar Photovoltaic | SUN | PV | (U) Under construction, less than or equal to 50 percent complete | 4.3 | TRUE | 1
1 | 2025 | 3 | 65071 | SloughHouse Solar, LLC | IPP | SloughHouse Solar, LLC | CA | 65807 | SHS | 50 | Solar Photovoltaic | SUN | PV | (V) Under construction, more than 50 percent complete | 50 | TRUE | 1
1 | 2025 | 3 | 63257 | Solar Carver 1, LLC | IPP | Solar Carver 1 Hybrid | MA | 63541 | BCRV1 | 2 | Batteries | MWH | BA | (V) Under construction, more than 50 percent complete | 2 | TRUE | 1
1 | 2025 | 3 | 63257 | Solar Carver 1, LLC | IPP | Solar Carver 1 Hybrid | MA | 63541 | SCRV1 | 2 | Solar Photovoltaic | SUN | PV | (V) Under construction, more than 50 percent complete | 2 | TRUE | 1
1 | 2025 | 3 | 63243 | Solar Carver 3, LLC | IPP | Solar Carver 3 Hybrid | MA | 63506 | BCRV3 | 1 | Batteries | MWH | BA | (V) Under construction, more than 50 percent complete | 1 | TRUE | 1
1 | 2025 | 3 | 63243 | Solar Carver 3, LLC | IPP | Solar Carver 3 Hybrid | MA | 63506 | SCRV3 | 1 | Solar Photovoltaic | SUN | PV | (V) Under construction, more than 50 percent complete | 1 | TRUE | 1
1 | 2025 | 3 | 65571 | Solitude Solar Dix Duvall Rd Microgrid, LLC | IPP | NY Beaver Dams Dix 1239 Duvall Rd Solar | NY | 66523 | 20149 | 5 | Solar Photovoltaic | SUN | PV | (V) Under construction, more than 50 percent complete | 5 | TRUE | 1
1 | 2025 | 3 | 60531 | Standard Solar | IPP | HCE Red House Solar, LLC | VA | 66121 | REDHS | 5 | Solar Photovoltaic | SUN | PV | (V) Under construction, more than 50 percent complete | 5 | TRUE | 1
0 | 2025 | 3 | 57313 | Tesla Inc. | Industrial | Fremont CA AutoFactory | CA | 65072 | GVSRS | 0.5 | Solar Photovoltaic | SUN | PV | (V) Under construction, more than 50 percent complete | 0.5 | FALSE | 1
0 | 2025 | 3 | 57313 | Tesla Inc. | Industrial | Fremont CA AutoFactory | CA | 65072 | STAMP | 1.4 | Solar Photovoltaic | SUN | PV | (U) Under construction, less than or equal to 50 percent complete | 1.4 | FALSE | 1
1 | 2025 | 3 | 66643 | Trousdale Solar I | IPP | Trousdale Solar I | NY | 68188 | TROU1 | 5 | Solar Photovoltaic | SUN | PV | (V) Under construction, more than 50 percent complete | 5 | TRUE | 1
1 | 2025 | 3 | 66644 | Trousdale Solar II, LLC | IPP | Trousdale Solar II | NY | 68190 | TROU1 | 5 | Solar Photovoltaic | SUN | PV | (V) Under construction, more than 50 percent complete | 5 | TRUE | 1
0 | 2025 | 3 | 19524 | University of California-LA | Commercial | UCLA So Campus Cogen Project | CA | 52073 | GEN-A | 13.5 | Natural Gas Fired Combined Cycle | NG | CT | (V) Under construction, more than 50 percent complete | 16.4 | FALSE | 1
1 | 2025 | 3 | 65777 | Urban Grid Solar | IPP | Aspen Road Solar | PA | 66838 | ASPR1 | 106 | Solar Photovoltaic | SUN | PV | (V) Under construction, more than 50 percent complete | 100.1 | TRUE | 1
1 | 2025 | 3 | 65601 | Wheatridge East Wind LLC | IPP | Wheatridge East Wind | OR | 66560 | WREW | 200 | Onshore Wind Turbine | WND | WT | (U) Under construction, less than or equal to 50 percent complete | 200 | TRUE | 1
1 | 2025 | 3 | 66633 | Wheatsborough Solar, LLC | IPP | Wheatsborough Solar | OH | 68199 | WHEAT | 125 | Solar Photovoltaic | SUN | PV | (V) Under construction, more than 50 percent complete | 125 | TRUE | 1
1 | 2025 | 3 | 66336 | Wild Plains Wind Project, LLC | IPP | WPWP | KS | 67722 | WPWP | 307.2 | Onshore Wind Turbine | WND | WT | (V) Under construction, more than 50 percent complete | 307.2 | TRUE | 1
1 | 2025 | 3 | 20856 | Wisconsin Power & Light Co | Electric Utility | UW Kegonsa Customer Hosted Solar | WI | 67540 | PV1 | 2.3 | Solar Photovoltaic | SUN | PV | (V) Under construction, more than 50 percent complete | 2.3 | TRUE | 1
1 | 2025 | 3 | 20856 | Wisconsin Power & Light Co | Electric Utility | Wood County | WI | 65011 | BESS1 | 75 | Batteries | MWH | BA | (T) Regulatory approvals received. Not under construction | 75 | TRUE | 1
1 | 2025 | 4 | 64904 | AES Clean Energy | IPP | AES Glengarry Farms Solar CSG | NY | 68389 | GLENG | 4.9 | Solar Photovoltaic | SUN | PV | (U) Under construction, less than or equal to 50 percent complete | 5 | TRUE | 1
1 | 2025 | 4 | 64904 | AES Clean Energy | IPP | Cabin Creek MD | MD | 68301 | CABCR | 2 | Solar Photovoltaic | SUN | PV | (V) Under construction, more than 50 percent complete | 2 | TRUE | 1
1 | 2025 | 4 | 64904 | AES Clean Energy | IPP | Morris Solar | MO | 68048 | MORRI | 250 | Solar Photovoltaic | SUN | PV | (V) Under construction, more than 50 percent complete | 250 | TRUE | 1
1 | 2025 | 4 | 64904 | AES Clean Energy | IPP | Vermilion Solar I LLC | IL | 67716 | VERM1 | 1.9 | Solar Photovoltaic | SUN | PV | (V) Under construction, more than 50 percent complete | 1.9 | TRUE | 1
1 | 2025 | 4 | 66548 | Above Grid Binghamton Solar LLC | IPP | Johnson City Solar | NY | 68010 | 18878 | 5 | Solar Photovoltaic | SUN | PV | (U) Under construction, less than or equal to 50 percent complete | 5 | TRUE | 1
1 | 2025 | 4 | 66547 | Above Grid Montour Solar LLC | IPP | Above Grid Montour Solar LLC | NY | 68008 | 20435 | 5 | Solar Photovoltaic | SUN | PV | (U) Under construction, less than or equal to 50 percent complete | 5 | TRUE | 1
1 | 2025 | 4 | 65997 | Amite Solar, LLC | IPP | Amite Solar, LLC | LA | 67088 | AMITE | 100 | Solar Photovoltaic | SUN | PV | (T) Regulatory approvals received. Not under construction | 100 | TRUE | 1
1 | 2025 | 4 | 66555 | BCE Seal Beach | IPP | BCE Seal Beach | CA | 68023 | SBBS1 | 16.7 | Batteries | MWH | BA | (U) Under construction, less than or equal to 50 percent complete | 16.7 | TRUE | 1
1 | 2025 | 4 | 66555 | BCE Seal Beach | IPP | BCE Seal Beach | CA | 68023 | SBPV1 | 12 | Solar Photovoltaic | SUN | PV | (U) Under construction, less than or equal to 50 percent complete | 12 | TRUE | 1
1 | 2025 | 4 | 65673 | Blackwell Test Facility, LLC | IPP | Blackwell?s Corner Storage Facility | CA | 66648 | BLKWL | 2 | Batteries | MWH | BA | (V) Under construction, more than 50 percent complete | 2 | TRUE | 1
1 | 2025 | 4 | 66279 | CHI NV Solar LLC | IPP | NV - Nokomis - CHI | NV | 67591 | CHINV | 3 | Solar Photovoltaic | SUN | PV | (U) Under construction, less than or equal to 50 percent complete | 3 | TRUE | 1
1 | 2025 | 4 | 65564 | Catalyze Dallas 7750 Dynasty Drive Microgrid, LLC | IPP | TX Dallas 7750 Dynasty Drive | TX | 66516 | 19500 | 2.3 | Solar Photovoltaic | SUN | PV | (TS) Construction complete, but not yet in commercial operation | 2.3 | TRUE | 1
1 | 2025 | 4 | 65559 | Catalyze Riverside 2356 Fleetwood Drive Microgrid LLC | IPP | CA Riverside 2356 Fleetwood Dr. | CA | 66511 | 18262 | 2 | Solar Photovoltaic | SUN | PV | (TS) Construction complete, but not yet in commercial operation | 2 | TRUE | 1
1 | 2025 | 4 | 65559 | Catalyze Riverside 2356 Fleetwood Drive Microgrid LLC | IPP | CA Riverside 2356 Fleetwood Dr. | CA | 66511 | B8262 | 2 | Batteries | MWH | BA | (TS) Construction complete, but not yet in commercial operation | 2 | TRUE | 1
1 | 2025 | 4 | 66914 | Catalyze University Park Central Ave Microgrid, LLC | IPP | IL University Park 450 Central Ave | IL | 68538 | 20424 | 2.3 | Solar Photovoltaic | SUN | PV | (T) Regulatory approvals received. Not under construction | 2.3 | TRUE | 1
0 | 2025 | 4 | 55934 | City of Stockton MUD | Commercial | Regional Wastewater Control Facility | CA | 56134 | 0601 | 3 | Petroleum Liquids | DFO | IC | (TS) Construction complete, but not yet in commercial operation | 3 | FALSE | 1
1 | 2025 | 4 | 65442 | Cobalt Solar, LLC | IPP | Cobalt Solar, LLC | PA | 66364 | COBAL | 20 | Solar Photovoltaic | SUN | PV | (U) Under construction, less than or equal to 50 percent complete | 20 | TRUE | 1
1 | 2025 | 4 | 58135 | Ecos Energy LLC | IPP | Benz Solar 1 | CT | 68116 | BENZ1 | 1 | Solar Photovoltaic | SUN | PV | (U) Under construction, less than or equal to 50 percent complete | 1 | TRUE | 1
1 | 2025 | 4 | 58135 | Ecos Energy LLC | IPP | Benz Solar 2 | CT | 68117 | BENZ2 | 1 | Solar Photovoltaic | SUN | PV | (U) Under construction, less than or equal to 50 percent complete | 1 | TRUE | 1
1 | 2025 | 4 | 60025 | Greenbacker Renewable Energy Corporation | IPP | Moscow | ME | 67847 | 703 | 58.8 | Onshore Wind Turbine | WND | WT | (V) Under construction, more than 50 percent complete | 58.8 | TRUE | 1
1 | 2025 | 4 | 65680 | Hanford BESS LLC | IPP | Lead BESS 1 | CA | 66660 | HAN | 99.4 | Batteries | MWH | BA | (V) Under construction, more than 50 percent complete | 99.4 | TRUE | 1
1 | 2025 | 4 | 65680 | Hanford BESS LLC | IPP | Lead BESS 2 | CA | 66662 | BIA | 32 | Batteries | MWH | BA | (V) Under construction, more than 50 percent complete | 32 | TRUE | 1
1 | 2025 | 4 | 9234 | Indiana Municipal Power Agency | Electric Utility | IMPA Tipton 2 Solar Park | IN | 66937 | TIPT2 | 2.7 | Solar Photovoltaic | SUN | PV | (V) Under construction, more than 50 percent complete | 2.7 | TRUE | 1
1 | 2025 | 4 | 9234 | Indiana Municipal Power Agency | Electric Utility | IMPA Veedersburg Solar Park | IN | 66938 | VEED | 1.4 | Solar Photovoltaic | SUN | PV | (V) Under construction, more than 50 percent complete | 1.4 | TRUE | 1
1 | 2025 | 4 | 66913 | MN CSG 2019-77 LLC | IPP | MN CSG 2019-77 | MN | 68535 | DEVNY | 1 | Solar Photovoltaic | SUN | PV | (U) Under construction, less than or equal to 50 percent complete | 1 | TRUE | 1
1 | 2025 | 4 | 66149 | Magic Mountain Parkway Solar Project 2023, LLC | IPP | Six Flags Magic Mountain | CA | 67283 | 6569 | 10 | Solar Photovoltaic | SUN | PV | (V) Under construction, more than 50 percent complete | 10 | TRUE | 1
1 | 2025 | 4 | 66149 | Magic Mountain Parkway Solar Project 2023, LLC | IPP | Six Flags Magic Mountain | CA | 67283 | 6569B | 2 | Batteries | MWH | BA | (V) Under construction, more than 50 percent complete | 2 | TRUE | 1
1 | 2025 | 4 | 66405 | Mordor ES1 LLC | IPP | Mordor ES1 | CA | 67828 | MES1 | 25 | Batteries | MWH | BA | (V) Under construction, more than 50 percent complete | 25 | TRUE | 1
1 | 2025 | 4 | 66406 | Mordor ES2 LLC | IPP | Mordor ES2 | CA | 67829 | MES2 | 20 | Batteries | MWH | BA | (V) Under construction, more than 50 percent complete | 20 | TRUE | 1
1 | 2025 | 4 | 56990 | NJR Clean Energy Ventures Corporation | IPP | Foul Rift Solar Farm | NJ | 67252 | FLRFT | 15.4 | Solar Photovoltaic | SUN | PV | (V) Under construction, more than 50 percent complete | 15.4 | TRUE | 1
1 | 2025 | 4 | 66321 | NY CDG Montgomery 1 LLC | IPP | NY FONDA 182 BOSHART RD - Montgomery 1 | NY | 67679 | 21601 | 5 | Solar Photovoltaic | SUN | PV | (U) Under construction, less than or equal to 50 percent complete | 5 | TRUE | 1
1 | 2025 | 4 | 61227 | Nautilus Solar Solutions | IPP | Gowans | NY | 67442 | SC | 3.8 | Solar Photovoltaic | SUN | PV | (U) Under construction, less than or equal to 50 percent complete | 3.8 | TRUE | 1
1 | 2025 | 4 | 62836 | Navisun LLC | IPP | Oak Leaf Solar XVI | MA | 67901 | EARHA | 0.9 | Solar Photovoltaic | SUN | PV | (U) Under construction, less than or equal to 50 percent complete | 0.9 | TRUE | 1
1 | 2025 | 4 | 66031 | Novel Brock Solar HQ LLC | IPP | Novel Brock Solar LLC | MN | 65024 | BROCK | 1 | Solar Photovoltaic | SUN | PV | (V) Under construction, more than 50 percent complete | 1 | TRUE | 1
1 | 2025 | 4 | 66422 | ORNI 30 LLC | IPP | Arrowleaf Solar and Storage | CA | 67850 | ALBS1 | 35 | Batteries | MWH | BA | (U) Under construction, less than or equal to 50 percent complete | 35 | TRUE | 1
1 | 2025 | 4 | 66422 | ORNI 30 LLC | IPP | Arrowleaf Solar and Storage | CA | 67850 | ALS1 | 42 | Solar Photovoltaic | SUN | PV | (U) Under construction, less than or equal to 50 percent complete | 42 | TRUE | 1
1 | 2025 | 4 | 65082 | Orange Grove | IPP | Orange Grove | TX | 65891 | TALPV | 131 | Solar Photovoltaic | SUN | PV | (U) Under construction, less than or equal to 50 percent complete | 131 | TRUE | 1
1 | 2025 | 4 | 65081 | Oriana Solar LLC | IPP | Oriana Solar LLC | TX | 65849 | ORIPV | 180 | Solar Photovoltaic | SUN | PV | (V) Under construction, more than 50 percent complete | 180 | TRUE | 1
0 | 2025 | 4 | 62112 | Overlook Medical Center | Commercial | Overlook Medical Center | NJ | 62622 | CHPS4 | 2.7 | Natural Gas Internal Combustion Engine | NG | IC | (V) Under construction, more than 50 percent complete | 2.6 | FALSE | 1
1 | 2025 | 4 | 66304 | PFMD LL Baltimore LLC | IPP | MD BALTIMORE 4851 HOLABIRD AVE | MD | 67671 | 21376 | 1.8 | Solar Photovoltaic | SUN | PV | (V) Under construction, more than 50 percent complete | 1.8 | TRUE | 1
1 | 2025 | 4 | 66863 | Pixley Solar Energy LLC | IPP | Pixley Solar Energy | KS | 68498 | PIXLY | 189 | Solar Photovoltaic | SUN | PV | (V) Under construction, more than 50 percent complete | 189 | TRUE | 1
1 | 2025 | 4 | 65869 | Prologis Logistics Services Incorporated | IPP | Bensenville 2-SLCHI526 | IL | 68122 | CH526 | 1.9 | Solar Photovoltaic | SUN | PV | (U) Under construction, less than or equal to 50 percent complete | 1.9 | TRUE | 1
1 | 2025 | 4 | 65869 | Prologis Logistics Services Incorporated | IPP | Bensenville Ind Park 4-SLCHI424 | IL | 68127 | CH424 | 1.7 | Solar Photovoltaic | SUN | PV | (U) Under construction, less than or equal to 50 percent complete | 1.7 | TRUE | 1
1 | 2025 | 4 | 65869 | Prologis Logistics Services Incorporated | IPP | South Bay Dis Ctr 20-SLLAX512 | CA | 68237 | LA512 | 1.3 | Solar Photovoltaic | SUN | PV | (U) Under construction, less than or equal to 50 percent complete | 1.3 | TRUE | 1
0 | 2025 | 4 | 64698 | Renewable Solar, Inc | Industrial | Allied Potato | CA | 68150 | 19073 | 1.2 | Solar Photovoltaic | SUN | PV | (TS) Construction complete, but not yet in commercial operation | 1.2 | FALSE | 1
1 | 2025 | 4 | 16609 | San Diego Gas & Electric Co | Electric Utility | Santee BESS | CA | 67118 | 1 | 10 | Batteries | MWH | BA | (U) Under construction, less than or equal to 50 percent complete | 10 | TRUE | 1
1 | 2025 | 4 | 66346 | Silver Peak Solar, LLC | IPP | Silver Peak | NV | 67736 | SP1 | 60 | Batteries | MWH | BA | (V) Under construction, more than 50 percent complete | 60 | TRUE | 1
1 | 2025 | 4 | 66346 | Silver Peak Solar, LLC | IPP | Silver Peak | NV | 67736 | SP2 | 109 | Batteries | MWH | BA | (V) Under construction, more than 50 percent complete | 109 | TRUE | 1
1 | 2025 | 4 | 66346 | Silver Peak Solar, LLC | IPP | Silver Peak | NV | 67736 | SP3 | 110 | Batteries | MWH | BA | (V) Under construction, more than 50 percent complete | 110 | TRUE | 1
1 | 2025 | 4 | 66348 | Silver State South Storage, LLC | IPP | Silver State South Storage | NV | 67734 | SSSB | 200 | Batteries | MWH | BA | (V) Under construction, more than 50 percent complete | 200 | TRUE | 1
1 | 2025 | 4 | 66054 | Solar Star Bear Creek, LLC | IPP | Bear Creek Solar (CA) | CA | 67169 | EBMUD | 5 | Solar Photovoltaic | SUN | PV | (TS) Construction complete, but not yet in commercial operation | 5 | TRUE | 1
1 | 2025 | 4 | 65957 | Solitude Solar New Hartford Oxford Microgrid, LLC | IPP | 3715 Oxford RD | NY | 67033 | 20148 | 3.8 | Solar Photovoltaic | SUN | PV | (V) Under construction, more than 50 percent complete | 3.8 | TRUE | 1
1 | 2025 | 4 | 17609 | Southern California Edison Co | Electric Utility | Anode (Springville) BESS | CA | 65458 | ANOD1 | 112.5 | Batteries | MWH | BA | (V) Under construction, more than 50 percent complete | 112.5 | TRUE | 1
1 | 2025 | 4 | 17609 | Southern California Edison Co | Electric Utility | Anode (Springville) BESS | CA | 65458 | ANOD2 | 112.5 | Batteries | MWH | BA | (V) Under construction, more than 50 percent complete | 112.5 | TRUE | 1
1 | 2025 | 4 | 64778 | Strata Manager, LLC | IPP | Scatter Wash 1 | AZ | 67454 | SW1 | 170 | Batteries | MWH | BA | (U) Under construction, less than or equal to 50 percent complete | 170 | TRUE | 1
1 | 2025 | 4 | 65535 | SunVest Solar LLC | IPP | SV CSG German Valley 1 LLC | IL | 67687 | GEVA1 | 2 | Solar Photovoltaic | SUN | PV | (TS) Construction complete, but not yet in commercial operation | 2 | TRUE | 1
1 | 2025 | 4 | 65535 | SunVest Solar LLC | IPP | SV CSG Plato Solar 1 LLC | IL | 67683 | PLATO | 4.3 | Solar Photovoltaic | SUN | PV | (U) Under construction, less than or equal to 50 percent complete | 4.3 | TRUE | 1
1 | 2025 | 4 | 18454 | Tampa Electric Co | Electric Utility | Lake Mabel Solar and Battery Storage | FL | 66128 | BESS1 | 40 | Batteries | MWH | BA | (TS) Construction complete, but not yet in commercial operation | 40 | TRUE | 1
1 | 2025 | 4 | 18454 | Tampa Electric Co | Electric Utility | Wimauma Solar and Battery Storage | FL | 61667 | BESS1 | 40 | Batteries | MWH | BA | (TS) Construction complete, but not yet in commercial operation | 40 | TRUE | 1
0 | 2025 | 4 | 65112 | TotalEnergies Distributed Generation, LLC | Commercial | Shasta College PH2 Solar Project | CA | 65940 | SCSP1 | 1.3 | Solar Photovoltaic | SUN | PV | (TS) Construction complete, but not yet in commercial operation | 1.5 | FALSE | 1
0 | 2025 | 4 | 65112 | TotalEnergies Distributed Generation, LLC | Commercial | Shasta College PH2 Solar Project | CA | 65940 | SCSPB | 0.5 | Batteries | MWH | BA | (TS) Construction complete, but not yet in commercial operation | 0.5 | FALSE | 1
1 | 2025 | 4 | 65777 | Urban Grid Solar | IPP | Jones Farm Solar | MD | 66842 | JONF1 | 64 | Solar Photovoltaic | SUN | PV | (U) Under construction, less than or equal to 50 percent complete | 64 | TRUE | 1
1 | 2025 | 4 | 64545 | Vesper Energy Development LLC | IPP | Hornet Solar (TX) | TX | 65463 | HRNET | 600 | Solar Photovoltaic | SUN | PV | (U) Under construction, less than or equal to 50 percent complete | 600 | TRUE | 1
1 | 2025 | 4 | 65703 | Winfield Solar I, LLC | IPP | Winfield Solar | MO | 66696 | WINSP | 150 | Solar Photovoltaic | SUN | PV | (U) Under construction, less than or equal to 50 percent complete | 150 | TRUE | 1
1 | 2025 | 4 | 20856 | Wisconsin Power & Light Co | Electric Utility | Grant County | WI | 65007 | BESS1 | 100 | Batteries | MWH | BA | (T) Regulatory approvals received. Not under construction | 100 | TRUE | 1
1 | 2025 | 5 | 64904 | AES Clean Energy | IPP | AES Rt 5 Solar CSG | NY | 68388 | RT5SS | 4.9 | Solar Photovoltaic | SUN | PV | (V) Under construction, more than 50 percent complete | 5 | TRUE | 1
1 | 2025 | 5 | 64904 | AES Clean Energy | IPP | McFarland C | AZ | 67498 | MCFRC | 185 | Batteries | MWH | BA | (U) Under construction, less than or equal to 50 percent complete | 185 | TRUE | 1
1 | 2025 | 5 | 65759 | Ash Creek | IPP | Ash Creek Solar | TX | 66774 | 78663 | 408.9 | Solar Photovoltaic | SUN | PV | (V) Under construction, more than 50 percent complete | 408.9 | TRUE | 1
1 | 2025 | 5 | 66064 | Bexar ESS, LLC | IPP | Bexar ESS | TX | 66400 | OCBEX | 100 | Batteries | MWH | BA | (V) Under construction, more than 50 percent complete | 100 | TRUE | 1
1 | 2025 | 5 | 64244 | Big Rock ESS Assets, LLC | IPP | Big Rock Solar Farm | CA | 64636 | 92JTB | 200 | Batteries | MWH | BA | (U) Under construction, less than or equal to 50 percent complete | 200 | TRUE | 1
1 | 2025 | 5 | 66782 | Brazoria Solar i, LLC | IPP | Brazoria Solar I | TX | 68410 | BRAZ | 125 | Solar Photovoltaic | SUN | PV | (U) Under construction, less than or equal to 50 percent complete | 125 | TRUE | 1
1 | 2025 | 5 | 66526 | Burksol, LLC | IPP | Burksol Energy Storage | TX | 67968 | BES | 100 | Batteries | MWH | BA | (V) Under construction, more than 50 percent complete | 100 | TRUE | 1
1 | 2025 | 5 | 2719 | CalWind Resources Inc | IPP | Tehachapi Wind Resource II | CA | 54909 | PLAN | 15.5 | Onshore Wind Turbine | WND | WT | (P) Planned for installation, but regulatory approvals not initiated | 15.5 | TRUE | 0
1 | 2025 | 5 | 65931 | Cardinal Solar, LLC | IPP | Cardinal Solar, LLC | PA | 67007 | CARD | 20 | Solar Photovoltaic | SUN | PV | (U) Under construction, less than or equal to 50 percent complete | 20 | TRUE | 1
1 | 2025 | 5 | 66570 | Catalina Solar, LLC | IPP | Catalina Solar (SC) | SC | 68060 | CAT01 | 75 | Solar Photovoltaic | SUN | PV | (V) Under construction, more than 50 percent complete | 75 | TRUE | 1
1 | 2025 | 5 | 64934 | Chiquito Grid, LLC | IPP | Chiquito Grid, LLC | CA | 65655 | HECHQ | 80 | Batteries | MWH | BA | (V) Under construction, more than 50 percent complete | 80 | TRUE | 1
1 | 2025 | 5 | 64967 | Contour Global | IPP | Black Hollow Sun | CO | 64745 | BHS01 | 150 | Solar Photovoltaic | SUN | PV | (V) Under construction, more than 50 percent complete | 150 | TRUE | 1
1 | 2025 | 5 | 66217 | Copia Power | IPP | Harquahala 2 | AZ | 67474 | BESS1 | 150 | Batteries | MWH | BA | (U) Under construction, less than or equal to 50 percent complete | 150 | TRUE | 1
1 | 2025 | 5 | 66217 | Copia Power | IPP | Harquahala 2 | AZ | 67474 | PV1 | 150 | Solar Photovoltaic | SUN | PV | (U) Under construction, less than or equal to 50 percent complete | 150 | TRUE | 1
1 | 2025 | 5 | 62733 | Cranberry Point Energy Storage LLC | IPP | Cranberry Point Energy Storage | MA | 62844 | NA | 150 | Batteries | MWH | BA | (U) Under construction, less than or equal to 50 percent complete | 150 | TRUE | 1
1 | 2025 | 5 | 66515 | Crossover Wind, LLC | IPP | Crossover Wind | AR | 67959 | CWCP | 135 | Onshore Wind Turbine | WND | WT | (U) Under construction, less than or equal to 50 percent complete | 144 | TRUE | 1
1 | 2025 | 5 | 66292 | Desert Willow Energy Storage | IPP | Desert Willow Energy Storage | TX | 67598 | DWES | 150 | Batteries | MWH | BA | (V) Under construction, more than 50 percent complete | 150 | TRUE | 1
1 | 2025 | 5 | 66917 | East Avenue Q Solar Project 2022, LLC | IPP | Palmdale Water District HQ | CA | 68541 | 7169 | 1.7 | Solar Photovoltaic | SUN | PV | (V) Under construction, more than 50 percent complete | 1.7 | TRUE | 1
1 | 2025 | 5 | 56201 | Engie North America | IPP | Antlia | TX | 65588 | ANTLA | 70 | Batteries | MWH | BA | (U) Under construction, less than or equal to 50 percent complete | 70 | TRUE | 1
1 | 2025 | 5 | 56201 | Engie North America | IPP | Carina | TX | 65589 | CARNA | 150 | Batteries | MWH | BA | (U) Under construction, less than or equal to 50 percent complete | 150 | TRUE | 1
1 | 2025 | 5 | 56201 | Engie North America | IPP | Sierra Energy Storage, LLC | CA | 61803 | 10003 | 10 | Batteries | MWH | BA | (TS) Construction complete, but not yet in commercial operation | 10 | TRUE | 1
1 | 2025 | 5 | 66703 | Green River Solar, LLC | IPP | Green River Solar | KY | 68297 | 4598 | 200 | Solar Photovoltaic | SUN | PV | (U) Under construction, less than or equal to 50 percent complete | 200 | TRUE | 1
1 | 2025 | 5 | 60025 | Greenbacker Renewable Energy Corporation | IPP | Agrimony 1 | IL | 68531 | 703 | 2 | Solar Photovoltaic | SUN | PV | (U) Under construction, less than or equal to 50 percent complete | 2 | TRUE | 1
1 | 2025 | 5 | 60025 | Greenbacker Renewable Energy Corporation | IPP | Agrimony 2 | IL | 68530 | 703 | 2 | Solar Photovoltaic | SUN | PV | (U) Under construction, less than or equal to 50 percent complete | 2 | TRUE | 1
1 | 2025 | 5 | 9234 | Indiana Municipal Power Agency | Electric Utility | IMPA Winamac Solar Park | IN | 66939 | WINA | 3.3 | Solar Photovoltaic | SUN | PV | (V) Under construction, more than 50 percent complete | 3.3 | TRUE | 1
1 | 2025 | 5 | 9417 | Interstate Power and Light Co | Electric Utility | Creston School Customer Hosted Solar | IA | 67702 | PV1 | 1.4 | Solar Photovoltaic | SUN | PV | (V) Under construction, more than 50 percent complete | 1.4 | TRUE | 1
1 | 2025 | 5 | 9417 | Interstate Power and Light Co | Electric Utility | Grinnell Customer Hosted Solar | IA | 67703 | PV1 | 5 | Solar Photovoltaic | SUN | PV | (V) Under construction, more than 50 percent complete | 5 | TRUE | 1
1 | 2025 | 5 | 65920 | Kindle Energy LLC | IPP | Magnolia Power | LA | 67005 | MAGU1 | 678.7 | Natural Gas Fired Combined Cycle | NG | CS | (V) Under construction, more than 50 percent complete | 722.9 | TRUE | 1
1 | 2025 | 5 | 66317 | Kola Energy Storage, LLC | IPP | Kola Energy Center | CA | 67680 | KOLA2 | 125 | Batteries | MWH | BA | (V) Under construction, more than 50 percent complete | 125 | TRUE | 1
1 | 2025 | 5 | 61227 | Nautilus Solar Solutions | IPP | KE73 | DE | 67391 | SC | 4 | Solar Photovoltaic | SUN | PV | (U) Under construction, less than or equal to 50 percent complete | 4 | TRUE | 1
1 | 2025 | 5 | 62836 | Navisun LLC | IPP | Oak Leaf Solar XVII | MA | 67900 | DOOLI | 2.9 | Solar Photovoltaic | SUN | PV | (U) Under construction, less than or equal to 50 percent complete | 2.9 | TRUE | 1
1 | 2025 | 5 | 66445 | NineDot Holdings, LLC | IPP | Nelson Clean Energy, LLC | NY | 67885 | ND005 | 3 | Batteries | MWH | BA | (U) Under construction, less than or equal to 50 percent complete | 3 | TRUE | 1
1 | 2025 | 5 | 66445 | NineDot Holdings, LLC | IPP | Nelson Clean Energy, LLC | NY | 67885 | ND006 | 5 | Batteries | MWH | BA | (U) Under construction, less than or equal to 50 percent complete | 5 | TRUE | 1
1 | 2025 | 5 | 64377 | Novel Blilie Solar, LLC | IPP | Novel Blilie Solar LLC | MN | 64865 | BLILE | 1 | Solar Photovoltaic | SUN | PV | (U) Under construction, less than or equal to 50 percent complete | 1 | TRUE | 1
1 | 2025 | 5 | 64433 | Novel Bo Hu 1 Solar LLC | IPP | Novel Bo Hu 1 Solar LLC | MN | 65006 | BOHU1 | 1 | Solar Photovoltaic | SUN | PV | (V) Under construction, more than 50 percent complete | 1 | TRUE | 1
1 | 2025 | 5 | 64935 | Ortega Grid, LLC | IPP | Ortega Grid, LLC | CA | 65656 | HEORG | 20 | Batteries | MWH | BA | (V) Under construction, more than 50 percent complete | 20 | TRUE | 1
1 | 2025 | 5 | 62646 | Painter Energy Storage, LLC | IPP | Painter Energy Storage | CA | 62729 | PAIN1 | 10 | Batteries | MWH | BA | (U) Under construction, less than or equal to 50 percent complete | 10 | TRUE | 1
1 | 2025 | 5 | 65869 | Prologis Logistics Services Incorporated | IPP | Bensenville 13-SLCHI513 | IL | 68120 | CH513 | 1.4 | Solar Photovoltaic | SUN | PV | (U) Under construction, less than or equal to 50 percent complete | 1.4 | TRUE | 1
1 | 2025 | 5 | 65869 | Prologis Logistics Services Incorporated | IPP | Bensenville 14-SLCHI414 | IL | 68121 | CH414 | 1.3 | Solar Photovoltaic | SUN | PV | (U) Under construction, less than or equal to 50 percent complete | 1.3 | TRUE | 1
1 | 2025 | 5 | 65869 | Prologis Logistics Services Incorporated | IPP | Bensenville Ind Park 11 | IL | 68124 | CH411 | 1.2 | Solar Photovoltaic | SUN | PV | (U) Under construction, less than or equal to 50 percent complete | 1.2 | TRUE | 1
1 | 2025 | 5 | 15500 | Puget Sound Energy Inc | IPP | Beaver Creek Wind Facility | MT | 65019 | BCW2 | 16.8 | Onshore Wind Turbine | WND | WT | (U) Under construction, less than or equal to 50 percent complete | 62 | TRUE | 1
1 | 2025 | 5 | 15500 | Puget Sound Energy Inc | IPP | Beaver Creek Wind Facility | MT | 65019 | BCW3 | 16.8 | Onshore Wind Turbine | WND | WT | (U) Under construction, less than or equal to 50 percent complete | 62 | TRUE | 1
1 | 2025 | 5 | 65751 | RE Papago LLC | IPP | Papago Energy Storage | AZ | 66779 | PPABA | 300 | Batteries | MWH | BA | (V) Under construction, more than 50 percent complete | 300 | TRUE | 1
1 | 2025 | 5 | 65114 | Rocking R Solar, LLC | IPP | Rocking R Solar, LLC | LA | 65941 | RRS | 72.5 | Solar Photovoltaic | SUN | PV | (V) Under construction, more than 50 percent complete | 72.5 | TRUE | 1
1 | 2025 | 5 | 66358 | Russell Pacific LLC | IPP | Pistachio Road 1726-WD | CA | 67749 | TWISS | 4.8 | Solar Photovoltaic | SUN | PV | (V) Under construction, more than 50 percent complete | 4.8 | TRUE | 1
1 | 2025 | 5 | 65087 | SMS DC CS01B, LLC | IPP | Gallaudet Uni Community Solar | DC | 65896 | GUCS1 | 2.6 | Solar Photovoltaic | SUN | PV | (V) Under construction, more than 50 percent complete | 2.6 | TRUE | 1
1 | 2025 | 5 | 64994 | SolRiver Capital LLC | IPP | Longleaf Pine Solar LLC | NC | 66352 | PV1 | 5 | Solar Photovoltaic | SUN | PV | (U) Under construction, less than or equal to 50 percent complete | 5 | TRUE | 1
1 | 2025 | 5 | 64994 | SolRiver Capital LLC | IPP | Williams Solar LLC | NC | 66356 | PV1 | 5 | Solar Photovoltaic | SUN | PV | (U) Under construction, less than or equal to 50 percent complete | 5 | TRUE | 1
1 | 2025 | 5 | 17633 | Southern Indiana Gas & Elec Co | Electric Utility | A B Brown | IN | 6137 | 6 | 226.5 | Natural Gas Fired Combustion Turbine | NG | GT | (V) Under construction, more than 50 percent complete | 248.3 | TRUE | 1
1 | 2025 | 5 | 17633 | Southern Indiana Gas & Elec Co | Electric Utility | A B Brown | IN | 6137 | 7 | 226.5 | Natural Gas Fired Combustion Turbine | NG | GT | (V) Under construction, more than 50 percent complete | 248.3 | TRUE | 1
1 | 2025 | 5 | 17633 | Southern Indiana Gas & Elec Co | Electric Utility | Posey Solar | IN | 66780 | 1 | 173.1 | Solar Photovoltaic | SUN | PV | (V) Under construction, more than 50 percent complete | 191 | TRUE | 1
1 | 2025 | 5 | 64778 | Strata Manager, LLC | IPP | Scatter Wash 2 | AZ | 67455 | SW2 | 85 | Batteries | MWH | BA | (U) Under construction, less than or equal to 50 percent complete | 85 | TRUE | 1
0 | 2025 | 5 | 57313 | Tesla Inc. | Industrial | Fremont CA AutoFactory | CA | 65072 | GA3 | 1.5 | Solar Photovoltaic | SUN | PV | (U) Under construction, less than or equal to 50 percent complete | 1.5 | FALSE | 1
1 | 2025 | 5 | 66517 | Two Hearted Solar, LLC | IPP | Two Hearted Solar,LLC | NC | 67969 | PGR28 | 22 | Solar Photovoltaic | SUN | PV | (U) Under construction, less than or equal to 50 percent complete | 22 | TRUE | 1
1 | 2025 | 5 | 65640 | Vineyard Wind 1 LLC | IPP | Vineyard Wind 1 | MA | 63093 | VW01 | 800 | Offshore Wind Turbine | WND | WS | (V) Under construction, more than 50 percent complete | 800 | TRUE | 1
1 | 2025 | 5 | 20847 | Wisconsin Electric Power Co | Electric Utility | Darien Solar | WI | 64534 | 1 | 250 | Solar Photovoltaic | SUN | PV | (U) Under construction, less than or equal to 50 percent complete | 250 | TRUE | 1
1 | 2025 | 5 | 20847 | Wisconsin Electric Power Co | Electric Utility | Paris Solar | WI | 65967 | PSLR2 | 100 | Batteries | MWH | BA | (V) Under construction, more than 50 percent complete | 100 | TRUE | 1
1 | 2025 | 6 | 64904 | AES Clean Energy | IPP | AES Bend Solar I, LLC | IL | 67719 | BEND1 | 2 | Solar Photovoltaic | SUN | PV | (V) Under construction, more than 50 percent complete | 2 | TRUE | 1
1 | 2025 | 6 | 64904 | AES Clean Energy | IPP | AES Bend Solar II, LLC | IL | 67718 | BEND2 | 1.9 | Solar Photovoltaic | SUN | PV | (V) Under construction, more than 50 percent complete | 1.9 | TRUE | 1
1 | 2025 | 6 | 64904 | AES Clean Energy | IPP | Keydet Solar Center | VA | 68418 | KEYDT | 120 | Solar Photovoltaic | SUN | PV | (U) Under construction, less than or equal to 50 percent complete | 120 | TRUE | 1
1 | 2025 | 6 | 64904 | AES Clean Energy | IPP | Triple S Solar I LLC | IL | 67717 | TRIP1 | 2 | Solar Photovoltaic | SUN | PV | (V) Under construction, more than 50 percent complete | 2 | TRUE | 1
1 | 2025 | 6 | 66716 | ATLAS BESS IV, LLC | IPP | Atlas BESS IV LLC | AZ | 68321 | ALT4 | 150 | Batteries | MWH | BA | (V) Under construction, more than 50 percent complete | 150 | TRUE | 1
1 | 2025 | 6 | 65819 | Ables Springs Solar, LLC | IPP | Ables Springs Solar & Storage | TX | 66905 | BESS | 100 | Batteries | MWH | BA | (TS) Construction complete, but not yet in commercial operation | 100 | TRUE | 1
1 | 2025 | 6 | 65819 | Ables Springs Solar, LLC | IPP | Ables Springs Solar & Storage | TX | 66905 | SOLAR | 151 | Solar Photovoltaic | SUN | PV | (TS) Construction complete, but not yet in commercial operation | 151 | TRUE | 1
1 | 2025 | 6 | 796 | Arizona Electric Pwr Coop Inc | Electric Utility | Apache Station | AZ | 160 | GT5 | 37.9 | Natural Gas Fired Combustion Turbine | NG | GT | (U) Under construction, less than or equal to 50 percent complete | 41.4 | TRUE | 1
1 | 2025 | 6 | 796 | Arizona Electric Pwr Coop Inc | Electric Utility | Apache Station | AZ | 160 | GT6 | 37.9 | Natural Gas Fired Combustion Turbine | NG | GT | (U) Under construction, less than or equal to 50 percent complete | 41.4 | TRUE | 1
1 | 2025 | 6 | 66719 | Atlas IX LLC | IPP | Atlas IX | AZ | 68324 | ALT9 | 150 | Batteries | MWH | BA | (V) Under construction, more than 50 percent complete | 150 | TRUE | 1
1 | 2025 | 6 | 66717 | Atlas VII LLC | IPP | Atlas VII | AZ | 68322 | ALT7A | 180 | Batteries | MWH | BA | (V) Under construction, more than 50 percent complete | 180 | TRUE | 1
1 | 2025 | 6 | 66717 | Atlas VII LLC | IPP | Atlas VII | AZ | 68322 | ALT7B | 120 | Batteries | MWH | BA | (V) Under construction, more than 50 percent complete | 120 | TRUE | 1
1 | 2025 | 6 | 15399 | Avangrid Renewables LLC | IPP | Powell Creek Solar | OH | 65997 | PCS1 | 150 | Solar Photovoltaic | SUN | PV | (U) Under construction, less than or equal to 50 percent complete | 150 | TRUE | 1
1 | 2025 | 6 | 1307 | Basin Electric Power Coop | Electric Utility | Pioneer Generation Station | ND | 57881 | 05 | 210.2 | Natural Gas Fired Combustion Turbine | NG | GT | (V) Under construction, more than 50 percent complete | 245.7 | TRUE | 1
1 | 2025 | 6 | 64739 | Black Walnut Energy Storage LLC | IPP | Black Walnut Energy Storage LLC | CA | 65396 | BW1 | 15 | Batteries | MWH | BA | (U) Under construction, less than or equal to 50 percent complete | 15 | TRUE | 1
0 | 2025 | 6 | 61143 | Bridge Energy LLC | Industrial | Blacksand Generating Facility | CA | 56090 | D191 | 0.8 | Natural Gas Fired Combustion Turbine | NG | GT | (T) Regulatory approvals received. Not under construction | 0.8 | FALSE | 1
0 | 2025 | 6 | 61143 | Bridge Energy LLC | Industrial | Blacksand Generating Facility | CA | 56090 | D192 | 0.8 | Natural Gas Fired Combustion Turbine | NG | GT | (T) Regulatory approvals received. Not under construction | 0.8 | FALSE | 1
1 | 2025 | 6 | 65936 | CPV Backbone Solar, LLC | IPP | CPV Backbone Solar | MD | 67022 | BB1 | 160 | Solar Photovoltaic | SUN | PV | (U) Under construction, less than or equal to 50 percent complete | 175 | TRUE | 1
0 | 2025 | 6 | 58416 | California State University, Northridge | Commercial | CSU Northridge Plant | CA | 58422 | G6PV | 0.7 | Solar Photovoltaic | SUN | PV | (P) Planned for installation, but regulatory approvals not initiated | 0.8 | FALSE | 0
1 | 2025 | 6 | 65512 | Catalyze Bloomington 2551 S Lilac Avenue Microgrid LLC | IPP | CA Bloomington 2551 S Lilac Avenue Micro | CA | 66475 | 18263 | 1.5 | Solar Photovoltaic | SUN | PV | (V) Under construction, more than 50 percent complete | 1.5 | TRUE | 1
1 | 2025 | 6 | 65512 | Catalyze Bloomington 2551 S Lilac Avenue Microgrid LLC | IPP | CA Bloomington 2551 S Lilac Avenue Micro | CA | 66475 | B8263 | 1.5 | Batteries | MWH | BA | (V) Under construction, more than 50 percent complete | 1.5 | TRUE | 1
1 | 2025 | 6 | 1512 | City of Belleville - (KS) | Electric Utility | Belleville | KS | 1263 | 9 | 3 | Petroleum Liquids | DFO | IC | (U) Under construction, less than or equal to 50 percent complete | 3 | TRUE | 1
1 | 2025 | 6 | 66837 | Clinton Solar (OH) LLC | IPP | Clinton Solar (OH) | OH | 68482 | CLN | 49.9 | Solar Photovoltaic | SUN | PV | (T) Regulatory approvals received. Not under construction | 49.9 | TRUE | 1
1 | 2025 | 6 | 4226 | Consolidated Edison Co-NY Inc | Electric Utility | Brownsville Energy Storage System | NY | 68346 | ESSBR | 5.8 | Batteries | MWH | BA | (U) Under construction, less than or equal to 50 percent complete | 5.8 | TRUE | 1
1 | 2025 | 6 | 4254 | Consumers Energy Co - (MI) | Electric Utility | Muskegon Solar | MI | 65572 | MSP | 250 | Solar Photovoltaic | SUN | PV | (U) Under construction, less than or equal to 50 percent complete | 250 | TRUE | 1
1 | 2025 | 6 | 64843 | Dakota County, MN | Electric Utility | Byllesby | MN | 50328 | NOR-1 | 2 | Conventional Hydroelectric | WAT | HY | (V) Under construction, more than 50 percent complete | 2 | TRUE | 1
1 | 2025 | 6 | 64843 | Dakota County, MN | Electric Utility | Byllesby | MN | 50328 | SOU-2 | 2 | Conventional Hydroelectric | WAT | HY | (V) Under construction, more than 50 percent complete | 2 | TRUE | 1
1 | 2025 | 6 | 66467 | Escape Solar LLC | IPP | Escape Solar Plant | NV | 67898 | ESPH1 | 70 | Solar Photovoltaic | SUN | PV | (V) Under construction, more than 50 percent complete | 70 | TRUE | 1
1 | 2025 | 6 | 62856 | Forefront Power, LLC | IPP | CA - Amazon - SMF6 | CA | 65616 | 20031 | 2.6 | Solar Photovoltaic | SUN | PV | (U) Under construction, less than or equal to 50 percent complete | 2.6 | TRUE | 1
1 | 2025 | 6 | 66359 | Fort Duncan BESS, LLC | IPP | Fort Duncan BESS | TX | 67752 | FTDUN | 102.6 | Batteries | MWH | BA | (V) Under construction, more than 50 percent complete | 102.6 | TRUE | 1
1 | 2025 | 6 | 63524 | Freepoint Commodities LLC | IPP | Raceway Solar | DE | 63846 | RACE | 50 | Solar Photovoltaic | SUN | PV | (T) Regulatory approvals received. Not under construction | 50 | TRUE | 1
1 | 2025 | 6 | 65761 | GB Arthur Kill Storage LLC | IPP | Elevate Arthur Kill | NY | 66785 | ELVAK | 15.1 | Batteries | MWH | BA | (U) Under construction, less than or equal to 50 percent complete | 15.1 | TRUE | 1
1 | 2025 | 6 | 66858 | Garnet Mesa Solar LLC | IPP | Garnet Mesa Solar | CO | 68488 | GMS | 80 | Solar Photovoltaic | SUN | PV | (U) Under construction, less than or equal to 50 percent complete | 80 | TRUE | 1
1 | 2025 | 6 | 61194 | Generate Capital | IPP | Freeport 18th Solar | IL | 67624 | 11084 | 2 | Solar Photovoltaic | SUN | PV | (U) Under construction, less than or equal to 50 percent complete | 2 | TRUE | 1
1 | 2025 | 6 | 7570 | Great River Energy | Electric Utility | Cambridge CT Hybrid | MN | 2038 | BA1 | 1.2 | Batteries | MWH | BA | (P) Planned for installation, but regulatory approvals not initiated | 1.5 | TRUE | 0
1 | 2025 | 6 | 60025 | Greenbacker Renewable Energy Corporation | IPP | Tully 1 | IL | 67255 | 814 | 2 | Solar Photovoltaic | SUN | PV | (V) Under construction, more than 50 percent complete | 2 | TRUE | 1
1 | 2025 | 6 | 65961 | Grimes County Solar Project, LLC | IPP | Grimes County Solar | TX | 67046 | GS1 | 210 | Solar Photovoltaic | SUN | PV | (U) Under construction, less than or equal to 50 percent complete | 210 | TRUE | 1
1 | 2025 | 6 | 65805 | GulfStar Power, LLC | IPP | GulfStar Power, LLC | TX | 66871 | BESS | 300 | Batteries | MWH | BA | (V) Under construction, more than 50 percent complete | 300 | TRUE | 1
1 | 2025 | 6 | 65805 | GulfStar Power, LLC | IPP | GulfStar Power, LLC | TX | 66871 | SOLAR | 451.6 | Solar Photovoltaic | SUN | PV | (V) Under construction, more than 50 percent complete | 451.6 | TRUE | 1
1 | 2025 | 6 | 66364 | Hart Wind, LLC | IPP | Hart Wind | TX | 67763 | 5932 | 166.4 | Onshore Wind Turbine | WND | WT | (U) Under construction, less than or equal to 50 percent complete | 166.4 | TRUE | 1
1 | 2025 | 6 | 66442 | Heirloom Solar (Ratts 1 Phase 2 Solar, LLC) | IPP | Heirloom Solar | IN | 67873 | RAT2 | 60 | Solar Photovoltaic | SUN | PV | (U) Under construction, less than or equal to 50 percent complete | 60 | TRUE | 1
1 | 2025 | 6 | 66070 | Hornshadow Solar II, LLC | IPP | Hornshadow Solar II, LLC | UT | 67511 | HS2L | 200 | Solar Photovoltaic | SUN | PV | (V) Under construction, more than 50 percent complete | 200 | TRUE | 1
1 | 2025 | 6 | 66059 | Hornshadow Solar, LLC | IPP | Hornshadow Solar, LLC | UT | 67497 | HSESS | 25 | Batteries | MWH | BA | (T) Regulatory approvals received. Not under construction | 25 | TRUE | 1
1 | 2025 | 6 | 66059 | Hornshadow Solar, LLC | IPP | Hornshadow Solar, LLC | UT | 67497 | HSL | 100 | Solar Photovoltaic | SUN | PV | (V) Under construction, more than 50 percent complete | 100 | TRUE | 1
1 | 2025 | 6 | 66127 | Howard University | Electric CHP | CHP Plant | DC | 67265 | CTG-1 | 5.3 | Natural Gas Fired Combustion Turbine | NG | GT | (V) Under construction, more than 50 percent complete | 5.7 | TRUE | 1
1 | 2025 | 6 | 9191 | Idaho Power Co | Electric Utility | Happy Valley Battery Storage | ID | 67573 | HPVY | 82 | Batteries | MWH | BA | (U) Under construction, less than or equal to 50 percent complete | 82 | TRUE | 1
1 | 2025 | 6 | 10071 | Kauai Island Utility Cooperative | Electric Utility | Port Allen (HI) | HI | 6474 | BBA9 | 6 | Batteries | MWH | BA | (L) Regulatory approvals pending. Not under construction | 6 | TRUE | 0
1 | 2025 | 6 | 65920 | Kindle Energy LLC | IPP | Mountain Peak Power Station | CO | 68386 | MPP_1 | 23 | Natural Gas Fired Combustion Turbine | NG | GT | (U) Under construction, less than or equal to 50 percent complete | 27.1 | TRUE | 1
1 | 2025 | 6 | 65920 | Kindle Energy LLC | IPP | Mountain Peak Power Station | CO | 68386 | MPP_2 | 23 | Natural Gas Fired Combustion Turbine | NG | GT | (U) Under construction, less than or equal to 50 percent complete | 27.1 | TRUE | 1
1 | 2025 | 6 | 65920 | Kindle Energy LLC | IPP | Mountain Peak Power Station | CO | 68386 | MPP_3 | 23 | Natural Gas Fired Combustion Turbine | NG | GT | (U) Under construction, less than or equal to 50 percent complete | 27.1 | TRUE | 1
1 | 2025 | 6 | 65920 | Kindle Energy LLC | IPP | Mountain Peak Power Station | CO | 68386 | MPP_4 | 23 | Natural Gas Fired Combustion Turbine | NG | GT | (U) Under construction, less than or equal to 50 percent complete | 27.1 | TRUE | 1
1 | 2025 | 6 | 65920 | Kindle Energy LLC | IPP | Mountain Peak Power Station | CO | 68386 | MPP_5 | 23 | Natural Gas Fired Combustion Turbine | NG | GT | (U) Under construction, less than or equal to 50 percent complete | 27.1 | TRUE | 1
1 | 2025 | 6 | 65920 | Kindle Energy LLC | IPP | Mountain Peak Power Station | CO | 68386 | MPP_6 | 23 | Natural Gas Fired Combustion Turbine | NG | GT | (U) Under construction, less than or equal to 50 percent complete | 27.1 | TRUE | 1
1 | 2025 | 6 | 66317 | Kola Energy Storage, LLC | IPP | Kola Energy Center | CA | 67680 | KOLA | 275 | Batteries | MWH | BA | (V) Under construction, more than 50 percent complete | 275 | TRUE | 1
1 | 2025 | 6 | 66265 | Kuna BESS, LLC | IPP | Kuna BESS | ID | 67549 | 1 | 150 | Batteries | MWH | BA | (U) Under construction, less than or equal to 50 percent complete | 150 | TRUE | 1
1 | 2025 | 6 | 66210 | Lane City Wind, LLC | IPP | Lane City Wind | TX | 67443 | LCW1 | 202.5 | Onshore Wind Turbine | WND | WT | (U) Under construction, less than or equal to 50 percent complete | 202.5 | TRUE | 1
1 | 2025 | 6 | 50123 | Leeward Asset Management, LLC | IPP | Sierra Pinta BESS | AZ | 67973 | SP01 | 113 | Batteries | MWH | BA | (U) Under construction, less than or equal to 50 percent complete | 113 | TRUE | 1
0 | 2025 | 6 | 61307 | Lockheed Martin RMS | Industrial | Lockheed Martin Solar | FL | 61694 | E6CRT | 1 | Petroleum Liquids | DFO | IC | (P) Planned for installation, but regulatory approvals not initiated | 1 | FALSE | 0
1 | 2025 | 6 | 13902 | NorthWestern Energy (MT Hydro) | Electric Utility | Hauser | MT | 2185 | HAU10 | 3.5 | Conventional Hydroelectric | WAT | HY | (U) Under construction, less than or equal to 50 percent complete | 3.5 | TRUE | 1
1 | 2025 | 6 | 14354 | PacifiCorp | Electric Utility | OIT BESS | OR | 67741 | I | 2 | Batteries | MWH | BA | (V) Under construction, more than 50 percent complete | 2 | TRUE | 1
1 | 2025 | 6 | 15248 | Portland General Electric Co | Electric Utility | Seaside BESS | OR | 67711 | SESD1 | 200 | Batteries | MWH | BA | (U) Under construction, less than or equal to 50 percent complete | 200 | TRUE | 1
1 | 2025 | 6 | 65869 | Prologis Logistics Services Incorporated | IPP | Cicero 3-SLCHI603 | IL | 68129 | CH603 | 1.9 | Solar Photovoltaic | SUN | PV | (U) Under construction, less than or equal to 50 percent complete | 1.9 | TRUE | 1
1 | 2025 | 6 | 65869 | Prologis Logistics Services Incorporated | IPP | Glendale Heights 10-SLCHI910 | IL | 68137 | CH910 | 1.3 | Solar Photovoltaic | SUN | PV | (U) Under construction, less than or equal to 50 percent complete | 1.3 | TRUE | 1
1 | 2025 | 6 | 65869 | Prologis Logistics Services Incorporated | IPP | Northlake 3-SLCHI303 | IL | 68142 | CH303 | 1.6 | Solar Photovoltaic | SUN | PV | (U) Under construction, less than or equal to 50 percent complete | 1.6 | TRUE | 1
1 | 2025 | 6 | 65869 | Prologis Logistics Services Incorporated | IPP | Northlake 4-SLCHI304 | IL | 68143 | CH304 | 1.4 | Solar Photovoltaic | SUN | PV | (U) Under construction, less than or equal to 50 percent complete | 1.4 | TRUE | 1
1 | 2025 | 6 | 66019 | SR Blount, LLC | IPP | SR Blount, LLC | TN | 67124 | BLOUN | 1.5 | Solar Photovoltaic | SUN | PV | (V) Under construction, more than 50 percent complete | 1.5 | TRUE | 1
1 | 2025 | 6 | 66020 | SR Christiana, LLC | IPP | SR Christiana, LLC | TN | 67125 | CHRIS | 3.3 | Solar Photovoltaic | SUN | PV | (V) Under construction, more than 50 percent complete | 3.3 | TRUE | 1
1 | 2025 | 6 | 66595 | SR Maryville East, LLC | IPP | SR Maryville East | TN | 68108 | MARYE | 7.5 | Solar Photovoltaic | SUN | PV | (V) Under construction, more than 50 percent complete | 7.5 | TRUE | 1
1 | 2025 | 6 | 66603 | SR Maryville, LLC | IPP | SR Maryville | TN | 68109 | MARY | 1.3 | Solar Photovoltaic | SUN | PV | (V) Under construction, more than 50 percent complete | 1.3 | TRUE | 1
1 | 2025 | 6 | 66226 | Serrano Solar, LLC | IPP | Serrano | AZ | 67503 | GEN01 | 170 | Solar Photovoltaic | SUN | PV | (V) Under construction, more than 50 percent complete | 170 | TRUE | 1
1 | 2025 | 6 | 66226 | Serrano Solar, LLC | IPP | Serrano | AZ | 67503 | GEN02 | 213.8 | Batteries | MWH | BA | (V) Under construction, more than 50 percent complete | 213.8 | TRUE | 1
1 | 2025 | 6 | 66813 | St Gall Energy Storage II LLC | IPP | St Gall Energy Storage II | TX | 68423 | SGES2 | 100 | Batteries | MWH | BA | (P) Planned for installation, but regulatory approvals not initiated | 100 | TRUE | 0
1 | 2025 | 6 | 66095 | Stillhouse Solar LLC | IPP | OCI Stillhouse Solar | TX | 65894 | OCISS | 210 | Solar Photovoltaic | SUN | PV | (U) Under construction, less than or equal to 50 percent complete | 210 | TRUE | 1
1 | 2025 | 6 | 66152 | Sun Streams Expansion, LLC | IPP | Sun Streams 4 | AZ | 67291 | GEN01 | 300 | Solar Photovoltaic | SUN | PV | (V) Under construction, more than 50 percent complete | 300 | TRUE | 1
1 | 2025 | 6 | 66152 | Sun Streams Expansion, LLC | IPP | Sun Streams 4 | AZ | 67291 | GEN02 | 300 | Batteries | MWH | BA | (V) Under construction, more than 50 percent complete | 300 | TRUE | 1
1 | 2025 | 6 | 18642 | Tennessee Valley Authority | Electric Utility | Vonore Battery Energy Storage System | TN | 64255 | VBESS | 20 | Batteries | MWH | BA | (U) Under construction, less than or equal to 50 percent complete | 20 | TRUE | 1
1 | 2025 | 6 | 66814 | Tibbits Energy Storage LLC | IPP | Tibbits Energy Storage | MI | 68424 | TIBB1 | 100 | Batteries | MWH | BA | (P) Planned for installation, but regulatory approvals not initiated | 104.9 | TRUE | 0
1 | 2025 | 6 | 65427 | Tidwell Prairie | IPP | Tidwell Prairie Storage 1 | TX | 66337 | SGES1 | 200 | Batteries | MWH | BA | (U) Under construction, less than or equal to 50 percent complete | 200 | TRUE | 1
1 | 2025 | 6 | 65173 | United States Solar Corporation | IPP | USS Golden Spike Solar LLC | MN | 67546 | USGSP | 1 | Solar Photovoltaic | SUN | PV | (U) Under construction, less than or equal to 50 percent complete | 1 | TRUE | 1
1 | 2025 | 6 | 66848 | VESI 15 LLC | IPP | Shirk Energy Storage | CA | 68494 | SHRK1 | 80 | Batteries | MWH | BA | (U) Under construction, less than or equal to 50 percent complete | 80 | TRUE | 1
1 | 2025 | 6 | 66850 | VESI 38 LLC | IPP | Lower Rio Energy Storage | TX | 68496 | LOWR1 | 60 | Batteries | MWH | BA | (U) Under construction, less than or equal to 50 percent complete | 60 | TRUE | 1
1 | 2025 | 6 | 64545 | Vesper Energy Development LLC | IPP | TX Nazareth Solar | TX | 67575 | NZRTH | 201 | Solar Photovoltaic | SUN | PV | (L) Regulatory approvals pending. Not under construction | 201 | TRUE | 0
1 | 2025 | 6 | 6775 | Village of Freeport - (NY) | Electric Utility | Plant No 1 Freeport | NY | 2678 | ENG13 | 3 | Landfill Gas | LFG | IC | (U) Under construction, less than or equal to 50 percent complete | 3 | TRUE | 1
1 | 2025 | 7 | 64904 | AES Clean Energy | IPP | Vermilion Solar II LLC | IL | 67715 | VERM2 | 2 | Solar Photovoltaic | SUN | PV | (U) Under construction, less than or equal to 50 percent complete | 2 | TRUE | 1
1 | 2025 | 7 | 66354 | Anole Energy Storage, LLC | IPP | Anole Energy Storage | TX | 67740 | AES | 240 | Batteries | MWH | BA | (V) Under construction, more than 50 percent complete | 240 | TRUE | 1
1 | 2025 | 7 | 66916 | Camino del Sol 2 Solar Project 2022, LLC | IPP | Bayer Oxnard - Meter# 4719 | CA | 68540 | 6245 | 1.3 | Solar Photovoltaic | SUN | PV | (V) Under construction, more than 50 percent complete | 1.3 | TRUE | 1
1 | 2025 | 7 | 11135 | City of Logan - (UT) | Electric Utility | Logan City 2 | UT | 67445 | 1 | 2.5 | Natural Gas Fired Combustion Turbine | NG | GT | (U) Under construction, less than or equal to 50 percent complete | 2.5 | TRUE | 1
1 | 2025 | 7 | 11135 | City of Logan - (UT) | Electric Utility | Logan City 2 | UT | 67445 | 2 | 2.5 | Natural Gas Fired Combustion Turbine | NG | GT | (U) Under construction, less than or equal to 50 percent complete | 2.5 | TRUE | 1
0 | 2025 | 7 | 13157 | City of Omaha | Commercial | Papillion Creek Wastewater | NE | 55027 | 1600C | 2.4 | Natural Gas Internal Combustion Engine | NG | IC | (V) Under construction, more than 50 percent complete | 2.5 | FALSE | 1
0 | 2025 | 7 | 13157 | City of Omaha | Commercial | Papillion Creek Wastewater | NE | 55027 | 1600D | 2.4 | Natural Gas Internal Combustion Engine | NG | IC | (V) Under construction, more than 50 percent complete | 2.5 | FALSE | 1
1 | 2025 | 7 | 56769 | Consolidated Edison Development Inc. | IPP | Peregrine BESS 1 | TX | 66301 | PGBS1 | 150 | Batteries | MWH | BA | (P) Planned for installation, but regulatory approvals not initiated | 150 | TRUE | 0
1 | 2025 | 7 | 56769 | Consolidated Edison Development Inc. | IPP | Peregrine BESS 2 | TX | 66302 | PGBS2 | 150 | Batteries | MWH | BA | (P) Planned for installation, but regulatory approvals not initiated | 150 | TRUE | 0
1 | 2025 | 7 | 56769 | Consolidated Edison Development Inc. | IPP | Peregrine Solar | TX | 65979 | PSPV | 300 | Solar Photovoltaic | SUN | PV | (V) Under construction, more than 50 percent complete | 300 | TRUE | 1
1 | 2025 | 7 | 61060 | Cypress Creek Renewables | IPP | Bear Ridge | NY | 67650 | BEARR | 93 | Solar Photovoltaic | SUN | PV | (L) Regulatory approvals pending. Not under construction | 93 | TRUE | 0
1 | 2025 | 7 | 66480 | Daggett Solar Power 1 LLC | IPP | Daggett 1 | CA | 67931 | DAG1 | 113.5 | Batteries | MWH | BA | (V) Under construction, more than 50 percent complete | 113.5 | TRUE | 1
1 | 2025 | 7 | 56201 | Engie North America | IPP | Cachi | TX | 65861 | CACHI | 200 | Batteries | MWH | BA | (U) Under construction, less than or equal to 50 percent complete | 200 | TRUE | 1
1 | 2025 | 7 | 66365 | Golden Fields Solar IV, LLC | IPP | Rosamond South 1 | CA | 67764 | RBESS | 117 | Batteries | MWH | BA | (U) Under construction, less than or equal to 50 percent complete | 117 | TRUE | 1
1 | 2025 | 7 | 66365 | Golden Fields Solar IV, LLC | IPP | Rosamond South 1 | CA | 67764 | RS1 | 140 | Solar Photovoltaic | SUN | PV | (U) Under construction, less than or equal to 50 percent complete | 140 | TRUE | 1
1 | 2025 | 7 | 65076 | HEN Infrastructure, L.L.C. | IPP | Coyote Springs (TX) | TX | 65811 | CYSTD | 9.9 | Petroleum Liquids | DFO | IC | (L) Regulatory approvals pending. Not under construction | 9.9 | TRUE | 0
1 | 2025 | 7 | 65076 | HEN Infrastructure, L.L.C. | IPP | Saddleback | TX | 65834 | SDBTD | 9.9 | Petroleum Liquids | DFO | IC | (L) Regulatory approvals pending. Not under construction | 9.9 | TRUE | 0
1 | 2025 | 7 | 65096 | Hatchery Solar, LLC | IPP | Hatchery Solar | NY | 65901 | 6 | 20 | Solar Photovoltaic | SUN | PV | (P) Planned for installation, but regulatory approvals not initiated | 20 | TRUE | 0
1 | 2025 | 7 | 49893 | Invenergy Services LLC | IPP | Delilah Solar Energy II LLC | TX | 63884 | GEN1 | 310 | Solar Photovoltaic | SUN | PV | (V) Under construction, more than 50 percent complete | 310 | TRUE | 1
1 | 2025 | 7 | 11208 | Los Angeles Department of Water & Power | Electric Utility | Intermountain Power Project | UT | 6481 | 3 | 420 | Natural Gas Fired Combined Cycle | NG | CS | (P) Planned for installation, but regulatory approvals not initiated | 420 | TRUE | 0
1 | 2025 | 7 | 11208 | Los Angeles Department of Water & Power | Electric Utility | Intermountain Power Project | UT | 6481 | 4 | 420 | Natural Gas Fired Combined Cycle | NG | CS | (P) Planned for installation, but regulatory approvals not initiated | 420 | TRUE | 0
1 | 2025 | 7 | 64684 | Mulligan Solar | IPP | Mulligan Solar, LLC | IL | 65349 | MLGA2 | 40 | Batteries | MWH | BA | (L) Regulatory approvals pending. Not under construction | 40 | TRUE | 0
1 | 2025 | 7 | 66679 | NY CDG Oneida 2 LLC | IPP | Oneida 2 CDG | NY | 68259 | 21108 | 3.3 | Solar Photovoltaic | SUN | PV | (U) Under construction, less than or equal to 50 percent complete | 3.3 | TRUE | 1
1 | 2025 | 7 | 65869 | Prologis Logistics Services Incorporated | IPP | Bensenville Ind Park 12-SLCHI412 | IL | 68125 | CH412 | 1.1 | Solar Photovoltaic | SUN | PV | (U) Under construction, less than or equal to 50 percent complete | 1.1 | TRUE | 1
1 | 2025 | 7 | 65869 | Prologis Logistics Services Incorporated | IPP | Bensenville Ind Park 2-SLCHI402 | IL | 68126 | CH402 | 1.1 | Solar Photovoltaic | SUN | PV | (U) Under construction, less than or equal to 50 percent complete | 1.1 | TRUE | 1
1 | 2025 | 7 | 65869 | Prologis Logistics Services Incorporated | IPP | Bensenville Ind Park 6-SLCHI406 | IL | 68128 | CH406 | 1.1 | Solar Photovoltaic | SUN | PV | (U) Under construction, less than or equal to 50 percent complete | 1.1 | TRUE | 1
1 | 2025 | 7 | 65869 | Prologis Logistics Services Incorporated | IPP | Commerce Distribution Center 4-SLLAX113 | CA | 68238 | LA113 | 1.2 | Solar Photovoltaic | SUN | PV | (U) Under construction, less than or equal to 50 percent complete | 1.2 | TRUE | 1
1 | 2025 | 7 | 65869 | Prologis Logistics Services Incorporated | IPP | Northlake 2-SLCHI302 | IL | 68141 | CH302 | 1.6 | Solar Photovoltaic | SUN | PV | (U) Under construction, less than or equal to 50 percent complete | 1.6 | TRUE | 1
1 | 2025 | 7 | 65093 | RPCA Storage 1, LLC | IPP | Industrial Parkway Storage | CA | 65897 | INPKY | 9.8 | Batteries | MWH | BA | (T) Regulatory approvals received. Not under construction | 9.8 | TRUE | 1
1 | 2025 | 7 | 56215 | RWE Renewables Americas, LLC | IPP | Cartwheel 1 - Storage, LLC | TX | 68513 | CWHBA | 150 | Batteries | MWH | BA | (U) Under construction, less than or equal to 50 percent complete | 150 | TRUE | 1
1 | 2025 | 7 | 56215 | RWE Renewables Americas, LLC | IPP | Crowned Heron 1 - Storage, LLC | TX | 68499 | CWHBA | 150 | Batteries | MWH | BA | (U) Under construction, less than or equal to 50 percent complete | 150 | TRUE | 1
1 | 2025 | 7 | 66441 | Ratts 1 Solar LLC | IPP | RATTS 1 | IN | 67872 | RAT1 | 150 | Solar Photovoltaic | SUN | PV | (U) Under construction, less than or equal to 50 percent complete | 150 | TRUE | 1
1 | 2025 | 7 | 66557 | SL Jamestown II, LLC | IPP | SL JAMESTOWN ARRAY 2 | NY | 68026 | 21108 | 4.8 | Solar Photovoltaic | SUN | PV | (U) Under construction, less than or equal to 50 percent complete | 4.8 | TRUE | 1
1 | 2025 | 7 | 66556 | SL Jamestown, LLC | IPP | SL JAMESTOWN ARRAY 1 | NY | 68025 | 21103 | 3 | Solar Photovoltaic | SUN | PV | (U) Under construction, less than or equal to 50 percent complete | 3 | TRUE | 1
1 | 2025 | 7 | 66011 | SR Monroe, LLC | IPP | SR Monroe, LLC | TN | 67133 | MONRO | 4.8 | Solar Photovoltaic | SUN | PV | (T) Regulatory approvals received. Not under construction | 4.8 | TRUE | 1
1 | 2025 | 7 | 66600 | SR Trezevant, LLC | IPP | SR Trezevant | TN | 68114 | TREZE | 6.5 | Solar Photovoltaic | SUN | PV | (T) Regulatory approvals received. Not under construction | 6.5 | TRUE | 1
1 | 2025 | 7 | 66669 | Solar Star 3, LLC | IPP | Solar Star 3 | CA | 68240 | SS3BT | 23 | Batteries | MWH | BA | (L) Regulatory approvals pending. Not under construction | 23 | TRUE | 0
1 | 2025 | 7 | 66669 | Solar Star 3, LLC | IPP | Solar Star 3 | CA | 68240 | SS3PV | 24 | Solar Photovoltaic | SUN | PV | (L) Regulatory approvals pending. Not under construction | 24 | TRUE | 0
1 | 2025 | 7 | 18454 | Tampa Electric Co | Electric Utility | South Tampa Resiliency Project | FL | 66920 | MPS01 | 18.8 | Natural Gas Internal Combustion Engine | NG | IC | (V) Under construction, more than 50 percent complete | 18.8 | TRUE | 1
1 | 2025 | 7 | 18454 | Tampa Electric Co | Electric Utility | South Tampa Resiliency Project | FL | 66920 | MPS02 | 18.8 | Natural Gas Internal Combustion Engine | NG | IC | (V) Under construction, more than 50 percent complete | 18.8 | TRUE | 1
1 | 2025 | 7 | 18454 | Tampa Electric Co | Electric Utility | South Tampa Resiliency Project | FL | 66920 | MPS03 | 18.8 | Natural Gas Internal Combustion Engine | NG | IC | (V) Under construction, more than 50 percent complete | 18.8 | TRUE | 1
1 | 2025 | 7 | 18454 | Tampa Electric Co | Electric Utility | South Tampa Resiliency Project | FL | 66920 | MPS04 | 18.8 | Natural Gas Internal Combustion Engine | NG | IC | (V) Under construction, more than 50 percent complete | 18.8 | TRUE | 1
1 | 2025 | 7 | 18642 | Tennessee Valley Authority | Electric Utility | Johnsonville | TN | 3406 | G21 | 53 | Natural Gas Fired Combustion Turbine | NG | GT | (V) Under construction, more than 50 percent complete | 65.8 | TRUE | 1
1 | 2025 | 7 | 18642 | Tennessee Valley Authority | Electric Utility | Johnsonville | TN | 3406 | G22 | 53 | Natural Gas Fired Combustion Turbine | NG | GT | (V) Under construction, more than 50 percent complete | 65.8 | TRUE | 1
1 | 2025 | 7 | 18642 | Tennessee Valley Authority | Electric Utility | Johnsonville | TN | 3406 | G23 | 53 | Natural Gas Fired Combustion Turbine | NG | GT | (V) Under construction, more than 50 percent complete | 65.8 | TRUE | 1
1 | 2025 | 7 | 18642 | Tennessee Valley Authority | Electric Utility | Johnsonville | TN | 3406 | G24 | 53 | Natural Gas Fired Combustion Turbine | NG | GT | (V) Under construction, more than 50 percent complete | 65.8 | TRUE | 1
1 | 2025 | 7 | 18642 | Tennessee Valley Authority | Electric Utility | Johnsonville | TN | 3406 | G25 | 53 | Natural Gas Fired Combustion Turbine | NG | GT | (V) Under construction, more than 50 percent complete | 65.8 | TRUE | 1
1 | 2025 | 7 | 18642 | Tennessee Valley Authority | Electric Utility | Johnsonville | TN | 3406 | G26 | 53 | Natural Gas Fired Combustion Turbine | NG | GT | (V) Under construction, more than 50 percent complete | 65.8 | TRUE | 1
1 | 2025 | 7 | 18642 | Tennessee Valley Authority | Electric Utility | Johnsonville | TN | 3406 | G27 | 53 | Natural Gas Fired Combustion Turbine | NG | GT | (V) Under construction, more than 50 percent complete | 65.8 | TRUE | 1
1 | 2025 | 7 | 18642 | Tennessee Valley Authority | Electric Utility | Johnsonville | TN | 3406 | G28 | 53 | Natural Gas Fired Combustion Turbine | NG | GT | (V) Under construction, more than 50 percent complete | 65.8 | TRUE | 1
1 | 2025 | 7 | 18642 | Tennessee Valley Authority | Electric Utility | Johnsonville | TN | 3406 | G29 | 53 | Natural Gas Fired Combustion Turbine | NG | GT | (V) Under construction, more than 50 percent complete | 65.8 | TRUE | 1
1 | 2025 | 7 | 18642 | Tennessee Valley Authority | Electric Utility | Johnsonville | TN | 3406 | G30 | 53 | Natural Gas Fired Combustion Turbine | NG | GT | (V) Under construction, more than 50 percent complete | 65.8 | TRUE | 1
0 | 2025 | 7 | 57313 | Tesla Inc. | Industrial | Austin TX GigaFactory | TX | 65070 | A04 | 2.3 | Solar Photovoltaic | SUN | PV | (V) Under construction, more than 50 percent complete | 2.3 | FALSE | 1
0 | 2025 | 7 | 57313 | Tesla Inc. | Industrial | Austin TX GigaFactory | TX | 65070 | B05 | 1.2 | Solar Photovoltaic | SUN | PV | (V) Under construction, more than 50 percent complete | 1.2 | FALSE | 1
0 | 2025 | 7 | 57313 | Tesla Inc. | Industrial | Austin TX GigaFactory | TX | 65070 | B07 | 1.1 | Solar Photovoltaic | SUN | PV | (TS) Construction complete, but not yet in commercial operation | 1.1 | FALSE | 1
0 | 2025 | 7 | 57313 | Tesla Inc. | Industrial | Austin TX GigaFactory | TX | 65070 | C01 | 1.2 | Solar Photovoltaic | SUN | PV | (TS) Construction complete, but not yet in commercial operation | 1.2 | FALSE | 1
1 | 2025 | 7 | 64808 | Verizon Communications | IPP | Verizon Comms Garage Top Solar Project | CA | 65507 | VCGSP | 2.3 | Solar Photovoltaic | SUN | PV | (V) Under construction, more than 50 percent complete | 2.3 | TRUE | 1
1 | 2025 | 8 | 65684 | 549 Doles Ridge Rd Solar LLC | IPP | 549 Doles Ridge Rd Solar LLC | ME | 66665 | 549DR | 2.4 | Solar Photovoltaic | SUN | PV | (T) Regulatory approvals received. Not under construction | 2.4 | TRUE | 1
1 | 2025 | 8 | 64904 | AES Clean Energy | IPP | Mamm Creek | CO | 67322 | MCESS | 10 | Batteries | MWH | BA | (V) Under construction, more than 50 percent complete | 11.2 | TRUE | 1
1 | 2025 | 8 | 64904 | AES Clean Energy | IPP | Mamm Creek | CO | 67322 | MCSCO | 10 | Solar Photovoltaic | SUN | PV | (V) Under construction, more than 50 percent complete | 11.2 | TRUE | 1
1 | 2025 | 8 | 61012 | AES Distributed Energy | IPP | AES Mountain View Solar | HI | 66002 | MVSBA | 7 | Batteries | MWH | BA | (V) Under construction, more than 50 percent complete | 7 | TRUE | 1
1 | 2025 | 8 | 61012 | AES Distributed Energy | IPP | AES Mountain View Solar | HI | 66002 | MVSPV | 7 | Solar Photovoltaic | SUN | PV | (V) Under construction, more than 50 percent complete | 7 | TRUE | 1
1 | 2025 | 8 | 221 | Alaska Village Elec Coop, Inc | Electric Utility | Bethel | AK | 6566 | 8 | 2.9 | Petroleum Liquids | DFO | IC | (V) Under construction, more than 50 percent complete | 2.9 | TRUE | 1
1 | 2025 | 8 | 11135 | City of Logan - (UT) | Electric Utility | Logan City 2 | UT | 67445 | 3 | 2.5 | Natural Gas Fired Combustion Turbine | NG | GT | (U) Under construction, less than or equal to 50 percent complete | 2.5 | TRUE | 1
1 | 2025 | 8 | 11135 | City of Logan - (UT) | Electric Utility | Logan City 2 | UT | 67445 | 4 | 2.5 | Natural Gas Fired Combustion Turbine | NG | GT | (U) Under construction, less than or equal to 50 percent complete | 2.5 | TRUE | 1
1 | 2025 | 8 | 59774 | Crawfordsville Energy LLC | IPP | Crawfordsville Power Plant | IN | 1024 | 8 | 16.3 | Natural Gas Fired Combined Cycle | NG | CS | (T) Regulatory approvals received. Not under construction | 16.3 | TRUE | 1
1 | 2025 | 8 | 65639 | Cross Town Energy Storage LLC | IPP | Cross Town Energy Storage | ME | 66606 | CROS1 | 175 | Batteries | MWH | BA | (U) Under construction, less than or equal to 50 percent complete | 175 | TRUE | 1
1 | 2025 | 8 | 61060 | Cypress Creek Renewables | IPP | Towanda | IL | 67644 | TWNDA | 5 | Solar Photovoltaic | SUN | PV | (L) Regulatory approvals pending. Not under construction | 5 | TRUE | 0
1 | 2025 | 8 | 6455 | Duke Energy Florida, LLC | Electric Utility | Sundance Renewable Energy Center | FL | 67692 | 68049 | 74.9 | Solar Photovoltaic | SUN | PV | (U) Under construction, less than or equal to 50 percent complete | 74.9 | TRUE | 1
1 | 2025 | 8 | 66513 | East Atmore Solar, LLC | IPP | East Atmore Solar | AL | 67957 | EATMR | 80 | Solar Photovoltaic | SUN | PV | (U) Under construction, less than or equal to 50 percent complete | 80 | TRUE | 1
1 | 2025 | 8 | 56201 | Engie North America | IPP | Avila | TX | 65860 | AVILA | 160 | Batteries | MWH | BA | (U) Under construction, less than or equal to 50 percent complete | 160 | TRUE | 1
1 | 2025 | 8 | 62856 | Forefront Power, LLC | IPP | CA-Ventura County CCD-Ventura College | CA | 65527 | 17024 | 2.5 | Solar Photovoltaic | SUN | PV | (U) Under construction, less than or equal to 50 percent complete | 2.5 | TRUE | 1
1 | 2025 | 8 | 66826 | Gibson Solar, LLC | IPP | Gibson Solar | IN | 68455 | GIBBY | 200 | Solar Photovoltaic | SUN | PV | (L) Regulatory approvals pending. Not under construction | 200 | TRUE | 0
1 | 2025 | 8 | 9417 | Interstate Power and Light Co | Electric Utility | Clinton Schools | IA | 67965 | PV1 | 1.3 | Solar Photovoltaic | SUN | PV | (U) Under construction, less than or equal to 50 percent complete | 1.3 | TRUE | 1
1 | 2025 | 8 | 11269 | Lower Colorado River Authority | Electric Utility | Maxwell Peaker Plant | TX | 66335 | G1 | 18 | Natural Gas Internal Combustion Engine | NG | IC | (V) Under construction, more than 50 percent complete | 18 | TRUE | 1
1 | 2025 | 8 | 11269 | Lower Colorado River Authority | Electric Utility | Maxwell Peaker Plant | TX | 66335 | G10 | 18 | Natural Gas Internal Combustion Engine | NG | IC | (V) Under construction, more than 50 percent complete | 18 | TRUE | 1
1 | 2025 | 8 | 11269 | Lower Colorado River Authority | Electric Utility | Maxwell Peaker Plant | TX | 66335 | G2 | 18 | Natural Gas Internal Combustion Engine | NG | IC | (V) Under construction, more than 50 percent complete | 18 | TRUE | 1
1 | 2025 | 8 | 11269 | Lower Colorado River Authority | Electric Utility | Maxwell Peaker Plant | TX | 66335 | G3 | 18 | Natural Gas Internal Combustion Engine | NG | IC | (V) Under construction, more than 50 percent complete | 18 | TRUE | 1
1 | 2025 | 8 | 11269 | Lower Colorado River Authority | Electric Utility | Maxwell Peaker Plant | TX | 66335 | G4 | 18 | Natural Gas Internal Combustion Engine | NG | IC | (V) Under construction, more than 50 percent complete | 18 | TRUE | 1
1 | 2025 | 8 | 11269 | Lower Colorado River Authority | Electric Utility | Maxwell Peaker Plant | TX | 66335 | G5 | 18 | Natural Gas Internal Combustion Engine | NG | IC | (V) Under construction, more than 50 percent complete | 18 | TRUE | 1
1 | 2025 | 8 | 11269 | Lower Colorado River Authority | Electric Utility | Maxwell Peaker Plant | TX | 66335 | G6 | 18 | Natural Gas Internal Combustion Engine | NG | IC | (V) Under construction, more than 50 percent complete | 18 | TRUE | 1
1 | 2025 | 8 | 11269 | Lower Colorado River Authority | Electric Utility | Maxwell Peaker Plant | TX | 66335 | G7 | 18 | Natural Gas Internal Combustion Engine | NG | IC | (V) Under construction, more than 50 percent complete | 18 | TRUE | 1
1 | 2025 | 8 | 11269 | Lower Colorado River Authority | Electric Utility | Maxwell Peaker Plant | TX | 66335 | G8 | 18 | Natural Gas Internal Combustion Engine | NG | IC | (V) Under construction, more than 50 percent complete | 18 | TRUE | 1
1 | 2025 | 8 | 11269 | Lower Colorado River Authority | Electric Utility | Maxwell Peaker Plant | TX | 66335 | G9 | 18 | Natural Gas Internal Combustion Engine | NG | IC | (V) Under construction, more than 50 percent complete | 18 | TRUE | 1
1 | 2025 | 8 | 65088 | Nighthawk Energy Storage, LLC | IPP | Nighthawk Energy Storage, LLC | CA | 65889 | BESS | 300 | Batteries | MWH | BA | (U) Under construction, less than or equal to 50 percent complete | 300 | TRUE | 1
1 | 2025 | 8 | 65869 | Prologis Logistics Services Incorporated | IPP | Des Plaines 11-SLCHI211 | IL | 68130 | CH211 | 1.6 | Solar Photovoltaic | SUN | PV | (U) Under construction, less than or equal to 50 percent complete | 1.6 | TRUE | 1
1 | 2025 | 8 | 65869 | Prologis Logistics Services Incorporated | IPP | South Bay Dis Ctr 6-SLLAX680 | CA | 68236 | LA680 | 1.3 | Solar Photovoltaic | SUN | PV | (U) Under construction, less than or equal to 50 percent complete | 1.3 | TRUE | 1
1 | 2025 | 8 | 66141 | Solar PV Development NM 18 II LLC | IPP | Solar PV Development NM 18 II LLC | NM | 67260 | SPD | 130 | Solar Photovoltaic | SUN | PV | (V) Under construction, more than 50 percent complete | 130 | TRUE | 1
1 | 2025 | 8 | 66670 | Solar Star 4, LLC | IPP | Solar Star 4 | CA | 68241 | SS4BT | 23 | Batteries | MWH | BA | (L) Regulatory approvals pending. Not under construction | 23 | TRUE | 0
1 | 2025 | 8 | 66670 | Solar Star 4, LLC | IPP | Solar Star 4 | CA | 68241 | SS4PV | 24 | Solar Photovoltaic | SUN | PV | (L) Regulatory approvals pending. Not under construction | 24 | TRUE | 0
1 | 2025 | 8 | 65777 | Urban Grid Solar | IPP | Egypt Road Solar | MD | 66840 | EGYR1 | 51.1 | Solar Photovoltaic | SUN | PV | (U) Under construction, less than or equal to 50 percent complete | 51.1 | TRUE | 1
0 | 2025 | 8 | 62650 | Victorville Energy Center, LLC | Industrial | Victorville Energy Center, LLC (CA) | CA | 62726 | 1 | 20.1 | All Other | WH | ST | (P) Planned for installation, but regulatory approvals not initiated | 20.1 | FALSE | 0
1 | 2025 | 9 | 63805 | 50LW 8me LLC | IPP | Bellefield Solar and Energy Storage Farm | CA | 64210 | 50LWA | 500 | Solar Photovoltaic | SUN | PV | (P) Planned for installation, but regulatory approvals not initiated | 500 | TRUE | 0
1 | 2025 | 9 | 1307 | Basin Electric Power Coop | Electric Utility | Pioneer Generation Station | ND | 57881 | 04 | 210.2 | Natural Gas Fired Combustion Turbine | NG | GT | (V) Under construction, more than 50 percent complete | 245.7 | TRUE | 1
1 | 2025 | 9 | 66053 | Beehive Energy Storage, LLC | IPP | Beehive Energy Storage | AZ | 67184 | BHV1 | 250 | Batteries | MWH | BA | (T) Regulatory approvals received. Not under construction | 250 | TRUE | 1
1 | 2025 | 9 | 63421 | Biggs Ford Solar Center, LLC | IPP | Biggs Ford Solar Center | MD | 61321 | BFSC | 15 | Solar Photovoltaic | SUN | PV | (U) Under construction, less than or equal to 50 percent complete | 15 | TRUE | 1
1 | 2025 | 9 | 65270 | Blue Elk I Solar, LLC | IPP | Blue Elk I Solar, LLC | MI | 66107 | BEI | 20 | Solar Photovoltaic | SUN | PV | (V) Under construction, more than 50 percent complete | 20 | TRUE | 1
1 | 2025 | 9 | 65102 | Clear View Solar, LLC | IPP | Clear View Solar | NY | 65931 | 3 | 20 | Solar Photovoltaic | SUN | PV | (P) Planned for installation, but regulatory approvals not initiated | 20 | TRUE | 0
1 | 2025 | 9 | 61060 | Cypress Creek Renewables | IPP | Solitude | IL | 67643 | SOLIT | 5 | Solar Photovoltaic | SUN | PV | (L) Regulatory approvals pending. Not under construction | 5 | TRUE | 0
1 | 2025 | 9 | 66426 | Dill Holdings LLC | IPP | Dill Holdings LLC | NC | 67858 | DILL1 | 10 | Solar Photovoltaic | SUN | PV | (T) Regulatory approvals received. Not under construction | 10 | TRUE | 1
1 | 2025 | 9 | 66801 | Ellis Creek Solar, LLC | IPP | Ellis Creek Solar | CA | 68442 | 17188 | 4 | Solar Photovoltaic | SUN | PV | (U) Under construction, less than or equal to 50 percent complete | 4 | TRUE | 1
1 | 2025 | 9 | 56201 | Engie North America | IPP | Castor | TX | 65870 | CASTR | 200 | Batteries | MWH | BA | (U) Under construction, less than or equal to 50 percent complete | 200 | TRUE | 1
1 | 2025 | 9 | 65982 | Flat Fork Solar, LLC | IPP | Flat Fork Solar | AR | 67076 | FFOR1 | 200 | Solar Photovoltaic | SUN | PV | (P) Planned for installation, but regulatory approvals not initiated | 200 | TRUE | 0
1 | 2025 | 9 | 66908 | Flatland Storage LLC | IPP | Flatland Storage | AZ | 68529 | FS01 | 200 | Batteries | MWH | BA | (P) Planned for installation, but regulatory approvals not initiated | 200 | TRUE | 0
1 | 2025 | 9 | 61194 | Generate Capital | IPP | Lilly Pond Road Solar 1, LLC | IL | 67623 | 11111 | 2 | Solar Photovoltaic | SUN | PV | (L) Regulatory approvals pending. Not under construction | 2 | TRUE | 0
1 | 2025 | 9 | 61421 | LeGore Bridge Solar Center, LLC | IPP | LeGore Bridge Solar Center | MD | 61796 | LGBSC | 20 | Solar Photovoltaic | SUN | PV | (U) Under construction, less than or equal to 50 percent complete | 20 | TRUE | 1
1 | 2025 | 9 | 66420 | Luna Valley Solar I, LLC | IPP | Luna Valley | CA | 67848 | LVPV | 200 | Solar Photovoltaic | SUN | PV | (U) Under construction, less than or equal to 50 percent complete | 200 | TRUE | 1
1 | 2025 | 9 | 66427 | McDowell Creek Solar LLC | IPP | McDowell Creek Solar LLC | NC | 67857 | MCDOW | 2 | Solar Photovoltaic | SUN | PV | (T) Regulatory approvals received. Not under construction | 2 | TRUE | 1
1 | 2025 | 9 | 12796 | Monongahela Power Co | Electric Utility | Wylie Ridge Solar | WV | 66901 | WRS | 8.4 | Solar Photovoltaic | SUN | PV | (U) Under construction, less than or equal to 50 percent complete | 8.4 | TRUE | 1
1 | 2025 | 9 | 66027 | Orsted Wind Power North America LLC | IPP | Revolution Wind | RI | 65500 | REVWD | 715 | Offshore Wind Turbine | WND | WS | (U) Under construction, less than or equal to 50 percent complete | 715 | TRUE | 1
1 | 2025 | 9 | 66080 | Prairie Solar, LLC (VA) | IPP | Prairie Solar, LLC (VA) | VA | 67219 | ENX21 | 20 | Solar Photovoltaic | SUN | PV | (T) Regulatory approvals received. Not under construction | 20 | TRUE | 1
1 | 2025 | 9 | 65869 | Prologis Logistics Services Incorporated | IPP | Elk Grove 51-SLCHI151 | IL | 68133 | CH151 | 1.4 | Solar Photovoltaic | SUN | PV | (U) Under construction, less than or equal to 50 percent complete | 1.4 | TRUE | 1
1 | 2025 | 9 | 65869 | Prologis Logistics Services Incorporated | IPP | Elwood 1-SLCHI901 | IL | 68134 | CH901 | 1.3 | Solar Photovoltaic | SUN | PV | (U) Under construction, less than or equal to 50 percent complete | 1.3 | TRUE | 1
1 | 2025 | 9 | 65869 | Prologis Logistics Services Incorporated | IPP | Melrose Park 2-SLCHI547 | IL | 68140 | CH547 | 3 | Solar Photovoltaic | SUN | PV | (U) Under construction, less than or equal to 50 percent complete | 3 | TRUE | 1
1 | 2025 | 9 | 15500 | Puget Sound Energy Inc | IPP | Beaver Creek Wind Facility | MT | 65019 | BCW1 | 16.8 | Onshore Wind Turbine | WND | WT | (U) Under construction, less than or equal to 50 percent complete | 62 | TRUE | 1
1 | 2025 | 9 | 15500 | Puget Sound Energy Inc | IPP | Beaver Creek Wind Facility | MT | 65019 | BCW4 | 16.8 | Onshore Wind Turbine | WND | WT | (U) Under construction, less than or equal to 50 percent complete | 62 | TRUE | 1
1 | 2025 | 9 | 56215 | RWE Renewables Americas, LLC | IPP | Ventasso Energy Storage, LLC | CA | 68509 | VNT | 50 | Batteries | MWH | BA | (U) Under construction, less than or equal to 50 percent complete | 50 | TRUE | 1
1 | 2025 | 9 | 66861 | Rock Creek Wind II LLC | IPP | Rock Creek Wind II | WY | 68503 | ROCK2 | 400 | Onshore Wind Turbine | WND | WT | (V) Under construction, more than 50 percent complete | 400 | TRUE | 1
1 | 2025 | 9 | 65535 | SunVest Solar LLC | IPP | DeKalb Taylor LLC | IL | 67686 | DEKTY | 4.9 | Solar Photovoltaic | SUN | PV | (T) Regulatory approvals received. Not under construction | 4.9 | TRUE | 1
1 | 2025 | 9 | 61950 | Terra-Gen Operating Co-Solar | IPP | Lockhart Solar PV II | CA | 66699 | LHC2 | 59.7 | Batteries | MWH | BA | (U) Under construction, less than or equal to 50 percent complete | 59.7 | TRUE | 1
1 | 2025 | 9 | 61950 | Terra-Gen Operating Co-Solar | IPP | Lockhart Solar PV, LLC | CA | 10444 | LHC1 | 69 | Batteries | MWH | BA | (U) Under construction, less than or equal to 50 percent complete | 69 | TRUE | 1
1 | 2025 | 9 | 2770 | Terra-Gen Operating Co-Wind | IPP | Monte Cristo 1 | TX | 67875 | GEN1 | 238.5 | Onshore Wind Turbine | WND | WT | (U) Under construction, less than or equal to 50 percent complete | 238.5 | TRUE | 1
1 | 2025 | 9 | 65777 | Urban Grid Solar | IPP | Spring Grove Solar 2 | VA | 66844 | SPRG2 | 194.9 | Solar Photovoltaic | SUN | PV | (U) Under construction, less than or equal to 50 percent complete | 150 | TRUE | 1
1 | 2025 | 9 | 66799 | WPR RE Holdings, LLC | IPP | WPR RE Holdings | CA | 68436 | 22323 | 2.9 | Solar Photovoltaic | SUN | PV | (U) Under construction, less than or equal to 50 percent complete | 2.9 | TRUE | 1
1 | 2025 | 10 | 63825 | 45MG 8me LLC | IPP | Aratina Solar Center 2 | CA | 64215 | 45MGA | 200 | Solar Photovoltaic | SUN | PV | (T) Regulatory approvals received. Not under construction | 200 | TRUE | 1
1 | 2025 | 10 | 63825 | 45MG 8me LLC | IPP | Aratina Solar Center 2 | CA | 64215 | 45MGB | 200 | Batteries | MWH | BA | (T) Regulatory approvals received. Not under construction | 200 | TRUE | 1
1 | 2025 | 10 | 66842 | Azalea Springs Solar Park LLC | IPP | Azalea Springs Solar Park | TX | 68470 | AZ1 | 180 | Solar Photovoltaic | SUN | PV | (P) Planned for installation, but regulatory approvals not initiated | 180 | TRUE | 0
1 | 2025 | 10 | 66061 | BQ Energy Development | IPP | Yeoman Creek | IL | 61910 | YEOM | 7 | Solar Photovoltaic | SUN | PV | (L) Regulatory approvals pending. Not under construction | 7 | TRUE | 0
1 | 2025 | 10 | 66618 | Bowman Wind, LLC | IPP | Bowman Wind | ND | 68182 | BWMW | 200 | Onshore Wind Turbine | WND | WT | (T) Regulatory approvals received. Not under construction | 200 | TRUE | 1
1 | 2025 | 10 | 66744 | Bronson Solar LLC | IPP | Bronson Solar | FL | 68372 | BROS | 74.5 | Solar Photovoltaic | SUN | PV | (U) Under construction, less than or equal to 50 percent complete | 74.5 | TRUE | 1
1 | 2025 | 10 | 58468 | Dominion Renewable Energy | IPP | Alberta Solar | VA | 68070 | ALBER | 3 | Solar Photovoltaic | SUN | PV | (P) Planned for installation, but regulatory approvals not initiated | 3 | TRUE | 0
1 | 2025 | 10 | 5701 | El Paso Electric Co | Electric Utility | Felina | TX | 67177 | PV150 | 150 | Solar Photovoltaic | SUN | PV | (L) Regulatory approvals pending. Not under construction | 153 | TRUE | 0
1 | 2025 | 10 | 65103 | Highbanks Solar, LLC | IPP | Highbanks Solar | NY | 65934 | 7 | 20 | Solar Photovoltaic | SUN | PV | (P) Planned for installation, but regulatory approvals not initiated | 20 | TRUE | 0
0 | 2025 | 10 | 49805 | Kennecott Utah Copper | Industrial | Copperton Solar Plant No. 1 | UT | 64427 | CSP2 | 11.5 | Solar Photovoltaic | SUN | PV | (L) Regulatory approvals pending. Not under construction | 25 | FALSE | 0
1 | 2025 | 10 | 61944 | MN8 Energy LLC | IPP | American Beech Solar LLC | NC | 64430 | KOV4A | 110 | Solar Photovoltaic | SUN | PV | (T) Regulatory approvals received. Not under construction | 110 | TRUE | 1
1 | 2025 | 10 | 66250 | Milagro Solar I, LLC | IPP | Milagro Solar I | NM | 67528 | MLRBS | 75 | Batteries | MWH | BA | (L) Regulatory approvals pending. Not under construction | 75 | TRUE | 0
1 | 2025 | 10 | 66250 | Milagro Solar I, LLC | IPP | Milagro Solar I | NM | 67528 | MLRPV | 150 | Solar Photovoltaic | SUN | PV | (L) Regulatory approvals pending. Not under construction | 150 | TRUE | 0
1 | 2025 | 10 | 65550 | Nova Power, LLC | IPP | Menifee Power Bank | CA | 66494 | NOVA5 | 60 | Batteries | MWH | BA | (U) Under construction, less than or equal to 50 percent complete | 60 | TRUE | 1
1 | 2025 | 10 | 34691 | Ormat Nevada Inc | IPP | McGinness Hills 3 | NV | 61912 | MHSOL | 14 | Solar Photovoltaic | SUN | PV | (L) Regulatory approvals pending. Not under construction | 14 | TRUE | 0
1 | 2025 | 10 | 66002 | Pastoria Solar Energy Company, LLC | IPP | Pastoria Solar | CA | 67105 | CPP01 | 105.2 | Solar Photovoltaic | SUN | PV | (U) Under construction, less than or equal to 50 percent complete | 105.2 | TRUE | 1
1 | 2025 | 10 | 66169 | Pluto Energy Storage, LLC | IPP | Pluto Energy Storage | AZ | 67328 | PLUTO | 75 | Batteries | MWH | BA | (T) Regulatory approvals received. Not under construction | 75 | TRUE | 1
1 | 2025 | 10 | 65869 | Prologis Logistics Services Incorporated | IPP | Aurora 7-SLCHI307 | IL | 68119 | CH307 | 1.9 | Solar Photovoltaic | SUN | PV | (U) Under construction, less than or equal to 50 percent complete | 1.9 | TRUE | 1
1 | 2025 | 10 | 63599 | Pure Hedge LLC | IPP | Pure Hedge LLC | CT | 50736 | FSS13 | 20 | Batteries | MWH | BA | (U) Under construction, less than or equal to 50 percent complete | 20 | TRUE | 1
1 | 2025 | 10 | 63599 | Pure Hedge LLC | IPP | Pure Hedge LLC | CT | 50736 | FSS17 | 70 | Solar Photovoltaic | SUN | PV | (U) Under construction, less than or equal to 50 percent complete | 70 | TRUE | 1
1 | 2025 | 10 | 61525 | TAI Norton Solar LLC | IPP | Norton Solar Farm | TX | 61967 | NSM01 | 125 | Solar Photovoltaic | SUN | PV | (P) Planned for installation, but regulatory approvals not initiated | 125 | TRUE | 0
1 | 2025 | 10 | 65562 | TJA Off South Main St. Lanesboro, LLC | IPP | MA Lanesboro S. Main St. | MA | 66514 | 18233 | 4.2 | Solar Photovoltaic | SUN | PV | (P) Planned for installation, but regulatory approvals not initiated | 4.2 | TRUE | 0
1 | 2025 | 10 | 65562 | TJA Off South Main St. Lanesboro, LLC | IPP | MA Lanesboro S. Main St. | MA | 66514 | B8233 | 2.5 | Batteries | MWH | BA | (P) Planned for installation, but regulatory approvals not initiated | 2.5 | TRUE | 0
1 | 2025 | 10 | 24211 | Tucson Electric Power Co | Electric Utility | Roadrunner Reserve Phase 1 | AZ | 67905 | RDR1 | 200 | Batteries | MWH | BA | (U) Under construction, less than or equal to 50 percent complete | 200 | TRUE | 1
0 | 2025 | 10 | 19524 | University of California-LA | Commercial | UCLA So Campus Cogen Project | CA | 52073 | GEN-B | 13.5 | Natural Gas Fired Combined Cycle | NG | CT | (U) Under construction, less than or equal to 50 percent complete | 16.4 | FALSE | 1
1 | 2025 | 10 | 63492 | West River Solar, LLC | IPP | West River Solar, LLC | NC | 63806 | PGR28 | 40 | Solar Photovoltaic | SUN | PV | (U) Under construction, less than or equal to 50 percent complete | 40 | TRUE | 1
1 | 2025 | 11 | 60796 | 91MC 8me LLC | IPP | Aratina Solar Center 1 Hybrid | CA | 61167 | 91MC8 | 200 | Solar Photovoltaic | SUN | PV | (U) Under construction, less than or equal to 50 percent complete | 200 | TRUE | 1
1 | 2025 | 11 | 60796 | 91MC 8me LLC | IPP | Aratina Solar Center 1 Hybrid | CA | 61167 | BESS | 125 | Batteries | MWH | BA | (U) Under construction, less than or equal to 50 percent complete | 125 | TRUE | 1
1 | 2025 | 11 | 61012 | AES Distributed Energy | IPP | AES Waiawa Phase 2 Solar | HI | 66066 | WAIBA | 30 | Batteries | MWH | BA | (V) Under construction, more than 50 percent complete | 30 | TRUE | 1
1 | 2025 | 11 | 61012 | AES Distributed Energy | IPP | AES Waiawa Phase 2 Solar | HI | 66066 | WAIPV | 30 | Solar Photovoltaic | SUN | PV | (V) Under construction, more than 50 percent complete | 30 | TRUE | 1
1 | 2025 | 11 | 65691 | Branch Solar, LLC | IPP | Branch Solar Project | MI | 66697 | BS1 | 200 | Solar Photovoltaic | SUN | PV | (L) Regulatory approvals pending. Not under construction | 200 | TRUE | 0
1 | 2025 | 11 | 66107 | Carne Energy Storage, LLC | IPP | Carne Energy Storage, LLC | NM | 67230 | CS | 130 | Batteries | MWH | BA | (U) Under construction, less than or equal to 50 percent complete | 130 | TRUE | 1
1 | 2025 | 11 | 66174 | Carvers Creek, LLC | IPP | Carvers Creek Solar | VA | 67342 | CARV2 | 99 | Solar Photovoltaic | SUN | PV | (U) Under construction, less than or equal to 50 percent complete | 99 | TRUE | 1
1 | 2025 | 11 | 61060 | Cypress Creek Renewables | IPP | Gillard | IL | 67637 | GILLD | 5 | Solar Photovoltaic | SUN | PV | (L) Regulatory approvals pending. Not under construction | 5 | TRUE | 0
1 | 2025 | 11 | 61060 | Cypress Creek Renewables | IPP | Varnsen | IL | 67645 | TWNDA | 5 | Solar Photovoltaic | SUN | PV | (L) Regulatory approvals pending. Not under construction | 5 | TRUE | 0
1 | 2025 | 11 | 64524 | East Windsor Solar Two, LLC | IPP | East Windsor Solar Two | CT | 65149 | VCP05 | 4 | Solar Photovoltaic | SUN | PV | (P) Planned for installation, but regulatory approvals not initiated | 4 | TRUE | 0
1 | 2025 | 11 | 65594 | EnerSmart Storage | IPP | EnerSmart Mesa Heights Sub Station | CA | 66552 | MH162 | 3 | Batteries | MWH | BA | (L) Regulatory approvals pending. Not under construction | 3 | TRUE | 0
1 | 2025 | 11 | 22500 | Evergy Kansas Central, Inc | Electric Utility | Kennett Solar | MO | 68286 | KSPV1 | 4.9 | Solar Photovoltaic | SUN | PV | (U) Under construction, less than or equal to 50 percent complete | 4.9 | TRUE | 1
1 | 2025 | 11 | 65981 | Forgeview Solar, LLC | IPP | Forgeview Solar | AR | 67075 | FFOR1 | 200 | Solar Photovoltaic | SUN | PV | (P) Planned for installation, but regulatory approvals not initiated | 200 | TRUE | 0
1 | 2025 | 11 | 66409 | Great Bend Solar LLC | IPP | Great Bend Solar Project | OH | 67834 | GBSP1 | 48 | Solar Photovoltaic | SUN | PV | (U) Under construction, less than or equal to 50 percent complete | 48 | TRUE | 1
1 | 2025 | 11 | 62842 | Lightsource Renewable Energy Asset Management, LLC | IPP | Jones City 1 Solar | TX | 66559 | TXJC1 | 215 | Solar Photovoltaic | SUN | PV | (T) Regulatory approvals received. Not under construction | 215 | TRUE | 1
1 | 2025 | 11 | 62842 | Lightsource Renewable Energy Asset Management, LLC | IPP | Trinity River Solar 1 | TX | 66132 | TXTR1 | 150 | Solar Photovoltaic | SUN | PV | (P) Planned for installation, but regulatory approvals not initiated | 150 | TRUE | 0
1 | 2025 | 11 | 66449 | Potter Solar LLC | IPP | Potter Solar LLC | PA | 67876 | ENX35 | 35 | Solar Photovoltaic | SUN | PV | (T) Regulatory approvals received. Not under construction | 35 | TRUE | 1
1 | 2025 | 11 | 64953 | Putnam Meadow Solar Station, LLC | IPP | Putnam Meadow Solar Station | CT | 65710 | PTNM | 4 | Solar Photovoltaic | SUN | PV | (L) Regulatory approvals pending. Not under construction | 4 | TRUE | 0
1 | 2025 | 11 | 66087 | Quail Ranch Solar and Battery Energy Storage System | IPP | Quail Ranch Solar and BESS | NM | 67204 | QRBES | 100 | Batteries | MWH | BA | (L) Regulatory approvals pending. Not under construction | 100 | TRUE | 0
1 | 2025 | 11 | 66087 | Quail Ranch Solar and Battery Energy Storage System | IPP | Quail Ranch Solar and BESS | NM | 67204 | QRPV | 100 | Solar Photovoltaic | SUN | PV | (T) Regulatory approvals received. Not under construction | 100 | TRUE | 1
1 | 2025 | 11 | 65777 | Urban Grid Solar | IPP | Morgnec Solar | MD | 66843 | MORG1 | 55.8 | Solar Photovoltaic | SUN | PV | (T) Regulatory approvals received. Not under construction | 55.8 | TRUE | 1
1 | 2025 | 11 | 64457 | VCP Realty, LLC | IPP | Woodstock Solar One | CT | 65139 | VCP19 | 3 | Solar Photovoltaic | SUN | PV | (P) Planned for installation, but regulatory approvals not initiated | 3 | TRUE | 0
1 | 2025 | 11 | 66320 | White Tail Solar, LLC | IPP | White Tail Solar | MI | 67678 | WTS | 140 | Solar Photovoltaic | SUN | PV | (U) Under construction, less than or equal to 50 percent complete | 140 | TRUE | 1
1 | 2025 | 11 | 59726 | Windhub Solar B, LLC | IPP | Windhub Solar B, LLC | CA | 59969 | GEN01 | 20 | Solar Photovoltaic | SUN | PV | (L) Regulatory approvals pending. Not under construction | 20 | TRUE | 0
1 | 2025 | 12 | 61222 | 174 Power Global Corp. | IPP | Atlas | AZ | 63798 | ATL01 | 300 | Solar Photovoltaic | SUN | PV | (P) Planned for installation, but regulatory approvals not initiated | 300 | TRUE | 0
1 | 2025 | 12 | 61222 | 174 Power Global Corp. | IPP | Atlas | AZ | 63798 | ATLB1 | 300 | Batteries | MWH | BA | (P) Planned for installation, but regulatory approvals not initiated | 300 | TRUE | 0
1 | 2025 | 12 | 61222 | 174 Power Global Corp. | IPP | Boulder Solar III LLC | NV | 65141 | BS301 | 127.9 | Solar Photovoltaic | SUN | PV | (P) Planned for installation, but regulatory approvals not initiated | 127.9 | TRUE | 0
1 | 2025 | 12 | 61222 | 174 Power Global Corp. | IPP | Boulder Solar III LLC | NV | 65141 | BS3ES | 58 | Batteries | MWH | BA | (P) Planned for installation, but regulatory approvals not initiated | 58 | TRUE | 0
1 | 2025 | 12 | 63805 | 50LW 8me LLC | IPP | Bellefield Solar and Energy Storage Farm | CA | 64210 | 50LWB | 500 | Batteries | MWH | BA | (P) Planned for installation, but regulatory approvals not initiated | 500 | TRUE | 0
1 | 2025 | 12 | 63004 | Abundant Solar Power Inc. | IPP | USNY - Markham Hollow Rd - 001 | NY | 67223 | SUNYF | 20 | Solar Photovoltaic | SUN | PV | (P) Planned for installation, but regulatory approvals not initiated | 20 | TRUE | 0
1 | 2025 | 12 | 61514 | Agilitas Energy, Inc. | IPP | Manorville II | NY | 64758 | MAN | 0.6 | Solar Photovoltaic | SUN | PV | (L) Regulatory approvals pending. Not under construction | 0.6 | TRUE | 0
1 | 2025 | 12 | 61514 | Agilitas Energy, Inc. | IPP | Manorville II | NY | 64758 | MANB | 0.8 | Batteries | MWH | BA | (L) Regulatory approvals pending. Not under construction | 0.8 | TRUE | 0
1 | 2025 | 12 | 61514 | Agilitas Energy, Inc. | IPP | Patchogue ESS | NY | 64761 | PAT | 2 | Batteries | MWH | BA | (L) Regulatory approvals pending. Not under construction | 2 | TRUE | 0
1 | 2025 | 12 | 15399 | Avangrid Renewables LLC | IPP | Pontotoc Wind | OK | 67224 | 20101 | 147.5 | Onshore Wind Turbine | WND | WT | (U) Under construction, less than or equal to 50 percent complete | 147.5 | TRUE | 1
1 | 2025 | 12 | 66700 | BOCA bn, LLC | IPP | Box Canyon (AZ) | AZ | 68281 | BOCA1 | 300 | Solar Photovoltaic | SUN | PV | (L) Regulatory approvals pending. Not under construction | 300 | TRUE | 0
1 | 2025 | 12 | 66700 | BOCA bn, LLC | IPP | Box Canyon (AZ) | AZ | 68281 | BOCA2 | 300 | Batteries | MWH | BA | (L) Regulatory approvals pending. Not under construction | 300 | TRUE | 0
1 | 2025 | 12 | 65824 | BT Hickerson Solar, LLC | IPP | BT Hickerson Solar, LLC | TX | 66903 | 5105 | 310 | Solar Photovoltaic | SUN | PV | (L) Regulatory approvals pending. Not under construction | 310 | TRUE | 0
1 | 2025 | 12 | 63965 | Badger Wind , LLC | IPP | Badger Wind, LLC | ND | 64342 | 5555 | 250 | Onshore Wind Turbine | WND | WT | (U) Under construction, less than or equal to 50 percent complete | 250 | TRUE | 1
1 | 2025 | 12 | 64842 | Baron Winds II | IPP | Baron Winds II | NY | 65513 | BRNW2 | 113.2 | Onshore Wind Turbine | WND | WT | (L) Regulatory approvals pending. Not under construction | 113.2 | TRUE | 0
1 | 2025 | 12 | 66825 | Blue Summit II Storage, LLC | IPP | Blue Summit II Storage, LLC | TX | 68456 | BSIIS | 150 | Batteries | MWH | BA | (P) Planned for installation, but regulatory approvals not initiated | 150 | TRUE | 0
1 | 2025 | 12 | 66363 | Bypass BESS LLC | IPP | Bypass BESS | TX | 67761 | 1 | 200 | Batteries | MWH | BA | (T) Regulatory approvals received. Not under construction | 200 | TRUE | 1
1 | 2025 | 12 | 64369 | Canyonland Solar LLC | IPP | Coyote Gulch Solar | CO | 64857 | C0513 | 140 | Solar Photovoltaic | SUN | PV | (P) Planned for installation, but regulatory approvals not initiated | 140 | TRUE | 0
1 | 2025 | 12 | 65870 | Carol Wind, LLC | IPP | Carol Wind, LLC | TX | 66976 | WAPPA | 167.8 | Onshore Wind Turbine | WND | WT | (T) Regulatory approvals received. Not under construction | 167.8 | TRUE | 1
1 | 2025 | 12 | 65515 | Catalyze Moss Landing Hilltop Rd Microgrid, LLC | IPP | CA Moss Landing 3040 Hilltop Rd | CA | 66510 | 19616 | 1.2 | Solar Photovoltaic | SUN | PV | (U) Under construction, less than or equal to 50 percent complete | 1.2 | TRUE | 1
1 | 2025 | 12 | 65515 | Catalyze Moss Landing Hilltop Rd Microgrid, LLC | IPP | CA Moss Landing 3040 Hilltop Rd | CA | 66510 | B9616 | 1 | Batteries | MWH | BA | (U) Under construction, less than or equal to 50 percent complete | 1 | TRUE | 1
1 | 2025 | 12 | 66211 | Cherrywood Solar, LLC | IPP | Cherrywood Solar I | MD | 67444 | 6794 | 145 | Solar Photovoltaic | SUN | PV | (U) Under construction, less than or equal to 50 percent complete | 145 | TRUE | 1
1 | 2025 | 12 | 9187 | City of Idaho Falls - (ID) | Electric Utility | Idaho Falls Power Peaking Plant | ID | 68021 | IFPP1 | 2.5 | Natural Gas Internal Combustion Engine | NG | IC | (U) Under construction, less than or equal to 50 percent complete | 2.5 | TRUE | 1
1 | 2025 | 12 | 9187 | City of Idaho Falls - (ID) | Electric Utility | Idaho Falls Power Peaking Plant | ID | 68021 | IFPP2 | 2.5 | Natural Gas Internal Combustion Engine | NG | IC | (U) Under construction, less than or equal to 50 percent complete | 2.5 | TRUE | 1
1 | 2025 | 12 | 9187 | City of Idaho Falls - (ID) | Electric Utility | Idaho Falls Power Peaking Plant | ID | 68021 | IFPP3 | 2.5 | Natural Gas Internal Combustion Engine | NG | IC | (U) Under construction, less than or equal to 50 percent complete | 2.5 | TRUE | 1
1 | 2025 | 12 | 9187 | City of Idaho Falls - (ID) | Electric Utility | Idaho Falls Power Peaking Plant | ID | 68021 | IFPP4 | 2.5 | Natural Gas Internal Combustion Engine | NG | IC | (U) Under construction, less than or equal to 50 percent complete | 2.5 | TRUE | 1
1 | 2025 | 12 | 9187 | City of Idaho Falls - (ID) | Electric Utility | Idaho Falls Power Peaking Plant | ID | 68021 | IFPP5 | 2.5 | Natural Gas Internal Combustion Engine | NG | IC | (U) Under construction, less than or equal to 50 percent complete | 2.5 | TRUE | 1
1 | 2025 | 12 | 9187 | City of Idaho Falls - (ID) | Electric Utility | Idaho Falls Power Peaking Plant | ID | 68021 | IFPP6 | 2.5 | Natural Gas Internal Combustion Engine | NG | IC | (U) Under construction, less than or equal to 50 percent complete | 2.5 | TRUE | 1
1 | 2025 | 12 | 9187 | City of Idaho Falls - (ID) | Electric Utility | Idaho Falls Power Peaking Plant | ID | 68021 | IFPP7 | 2.5 | Natural Gas Internal Combustion Engine | NG | IC | (U) Under construction, less than or equal to 50 percent complete | 2.5 | TRUE | 1
1 | 2025 | 12 | 20180 | City of Waterloo - (IL) | Electric Utility | Waterloo | IL | 971 | 14 | 7.5 | Natural Gas Fired Combustion Turbine | NG | GT | (T) Regulatory approvals received. Not under construction | 8 | TRUE | 1
1 | 2025 | 12 | 60232 | Clenera LLC | IPP | Roadrunner Solar and BESS | AZ | 67823 | RRBES | 235 | Batteries | MWH | BA | (T) Regulatory approvals received. Not under construction | 235 | TRUE | 1
1 | 2025 | 12 | 60232 | Clenera LLC | IPP | Roadrunner Solar and BESS | AZ | 67823 | RRPV | 235 | Solar Photovoltaic | SUN | PV | (T) Regulatory approvals received. Not under construction | 235 | TRUE | 1
1 | 2025 | 12 | 66446 | Clermont Solar LLC | IPP | Clermont Solar LLC | PA | 67870 | ENX34 | 120 | Solar Photovoltaic | SUN | PV | (L) Regulatory approvals pending. Not under construction | 120 | TRUE | 0
1 | 2025 | 12 | 66619 | Coldwater River Solar, LLC | IPP | Coldwater River Solar | MI | 68183 | CRS | 150 | Solar Photovoltaic | SUN | PV | (T) Regulatory approvals received. Not under construction | 150 | TRUE | 1
1 | 2025 | 12 | 66366 | Compadre Solar, LLC | IPP | Compadre Solar | TX | 67765 | 5191 | 150 | Solar Photovoltaic | SUN | PV | (P) Planned for installation, but regulatory approvals not initiated | 150 | TRUE | 0
1 | 2025 | 12 | 56769 | Consolidated Edison Development Inc. | IPP | Alamo 4 BESS | TX | 66294 | A4BS1 | 100 | Batteries | MWH | BA | (P) Planned for installation, but regulatory approvals not initiated | 100 | TRUE | 0
1 | 2025 | 12 | 56769 | Consolidated Edison Development Inc. | IPP | Alamo 5 BESS 1 | TX | 66295 | A5BS1 | 100 | Batteries | MWH | BA | (P) Planned for installation, but regulatory approvals not initiated | 100 | TRUE | 0
1 | 2025 | 12 | 56769 | Consolidated Edison Development Inc. | IPP | Alamo 5 BESS 2 | TX | 66296 | A5BS2 | 100 | Batteries | MWH | BA | (P) Planned for installation, but regulatory approvals not initiated | 100 | TRUE | 0
1 | 2025 | 12 | 56769 | Consolidated Edison Development Inc. | IPP | Alamo 7 BESS 1 | TX | 66297 | A7BS1 | 150 | Batteries | MWH | BA | (P) Planned for installation, but regulatory approvals not initiated | 150 | TRUE | 0
1 | 2025 | 12 | 56769 | Consolidated Edison Development Inc. | IPP | Alamo 7 BESS 2 | TX | 66298 | A7BS2 | 150 | Batteries | MWH | BA | (P) Planned for installation, but regulatory approvals not initiated | 150 | TRUE | 0
1 | 2025 | 12 | 56769 | Consolidated Edison Development Inc. | IPP | Arlington Valley Solar Energy I | AZ | 57679 | AVSE1 | 125 | Solar Photovoltaic | SUN | PV | (T) Regulatory approvals received. Not under construction | 127 | TRUE | 1
1 | 2025 | 12 | 61978 | Convergent Energy and Power LP | IPP | Bensonhurst Energy Storage 1 LLC | NY | 66497 | BHBA1 | 5 | Batteries | MWH | BA | (L) Regulatory approvals pending. Not under construction | 5 | TRUE | 0
1 | 2025 | 12 | 61060 | Cypress Creek Renewables | IPP | Berkman Storage | TX | 67651 | BERK | 100 | Batteries | MWH | BA | (T) Regulatory approvals received. Not under construction | 100 | TRUE | 1
1 | 2025 | 12 | 61060 | Cypress Creek Renewables | IPP | Kinglet | VA | 67647 | KINGL | 5 | Solar Photovoltaic | SUN | PV | (L) Regulatory approvals pending. Not under construction | 5 | TRUE | 0
1 | 2025 | 12 | 61060 | Cypress Creek Renewables | IPP | Leatherleaf | NY | 67639 | LLEAF | 5 | Solar Photovoltaic | SUN | PV | (L) Regulatory approvals pending. Not under construction | 5 | TRUE | 0
1 | 2025 | 12 | 61060 | Cypress Creek Renewables | IPP | Third Coast BESS, LLC | TX | 67667 | 3COAS | 100 | Batteries | MWH | BA | (T) Regulatory approvals received. Not under construction | 100 | TRUE | 1
0 | 2025 | 12 | 66835 | Diver Solar, LLC | Industrial | Diver Solar, LLC | TX | 68483 | 5665 | 225 | Solar Photovoltaic | SUN | PV | (U) Under construction, less than or equal to 50 percent complete | 225 | FALSE | 1
1 | 2025 | 12 | 61951 | Dodge County Wind, LLC | IPP | Dodge County Wind | MN | 62437 | WT | 252 | Onshore Wind Turbine | WND | WT | (T) Regulatory approvals received. Not under construction | 260 | TRUE | 1
1 | 2025 | 12 | 17539 | Dominion Energy South Carolina, Inc | Electric Utility | Parr GT | SC | 3291 | GT5 | 40.3 | Natural Gas Fired Combustion Turbine | NG | GT | (T) Regulatory approvals received. Not under construction | 65.4 | TRUE | 1
1 | 2025 | 12 | 17539 | Dominion Energy South Carolina, Inc | Electric Utility | Parr GT | SC | 3291 | GT6 | 40.3 | Natural Gas Fired Combustion Turbine | NG | GT | (T) Regulatory approvals received. Not under construction | 65.4 | TRUE | 1
1 | 2025 | 12 | 6455 | Duke Energy Florida, LLC | Electric Utility | Bailey Mill Solar | FL | 68052 | PV1 | 74.9 | Solar Photovoltaic | SUN | PV | (U) Under construction, less than or equal to 50 percent complete | 74.9 | TRUE | 1
1 | 2025 | 12 | 65516 | ECG Utah Solar1, LLC | IPP | Utah Solar 1 | UT | 66426 | 1EUS | 300 | Solar Photovoltaic | SUN | PV | (P) Planned for installation, but regulatory approvals not initiated | 300 | TRUE | 0
1 | 2025 | 12 | 64609 | ENGIE Solidago Solar LLC | IPP | ENGIE Solidago Solar Project - Hybrid | DE | 65304 | BESS | 12.5 | Batteries | MWH | BA | (P) Planned for installation, but regulatory approvals not initiated | 12.5 | TRUE | 0
1 | 2025 | 12 | 65672 | Elkhart County Solar Project, LLC | IPP | Elkhart County Solar Project | IN | 66647 | USELT | 100 | Solar Photovoltaic | SUN | PV | (T) Regulatory approvals received. Not under construction | 100 | TRUE | 1
1 | 2025 | 12 | 56201 | Engie North America | IPP | Desna | TX | 65876 | DESNA | 200 | Batteries | MWH | BA | (U) Under construction, less than or equal to 50 percent complete | 200 | TRUE | 1
1 | 2025 | 12 | 66467 | Escape Solar LLC | IPP | Escape Solar Plant | NV | 67898 | ESPH2 | 115 | Solar Photovoltaic | SUN | PV | (U) Under construction, less than or equal to 50 percent complete | 115 | TRUE | 1
1 | 2025 | 12 | 66467 | Escape Solar LLC | IPP | Escape Solar Plant | NV | 67898 | ESPHB | 100 | Batteries | MWH | BA | (T) Regulatory approvals received. Not under construction | 100 | TRUE | 1
1 | 2025 | 12 | 64174 | FPS Cedar Creek Solar LLC | IPP | Cedar Creek Solar | DE | 64543 | 1 | 114 | Solar Photovoltaic | SUN | PV | (L) Regulatory approvals pending. Not under construction | 114 | TRUE | 0
1 | 2025 | 12 | 64176 | FPS Potic Solar LLC | IPP | Potic Solar | NY | 64541 | 1 | 4.9 | Solar Photovoltaic | SUN | PV | (L) Regulatory approvals pending. Not under construction | 4.9 | TRUE | 0
1 | 2025 | 12 | 66785 | Fairbanks Solar Energy Center LLC | IPP | Fairbanks Solar Project | IN | 68429 | FBNKS | 250 | Solar Photovoltaic | SUN | PV | (U) Under construction, less than or equal to 50 percent complete | 250 | TRUE | 1
1 | 2025 | 12 | 63524 | Freepoint Commodities LLC | IPP | Shaftsbury Solar | VT | 64064 | SHAFT | 20 | Solar Photovoltaic | SUN | PV | (P) Planned for installation, but regulatory approvals not initiated | 20 | TRUE | 0
1 | 2025 | 12 | 65740 | Genesee Solar Energy, LLC | IPP | Genesee Solar Project | MI | 66756 | GS1 | 50 | Solar Photovoltaic | SUN | PV | (P) Planned for installation, but regulatory approvals not initiated | 51 | TRUE | 0
1 | 2025 | 12 | 65741 | Hart Solar Partners, LLC | IPP | Hart Solar Project | MI | 66778 | HS1 | 100 | Solar Photovoltaic | SUN | PV | (P) Planned for installation, but regulatory approvals not initiated | 104 | TRUE | 0
1 | 2025 | 12 | 63782 | Hecate Energy Cider Solar LLC | IPP | Hecate Energy Cider Solar LLC | NY | 64163 | 11111 | 500 | Solar Photovoltaic | SUN | PV | (P) Planned for installation, but regulatory approvals not initiated | 500 | TRUE | 0
1 | 2025 | 12 | 65483 | Hecate Energy Ramsey Storage, LLC | IPP | Hecate Energy Ramsey Storage | TX | 66414 | RMSY | 500 | Batteries | MWH | BA | (P) Planned for installation, but regulatory approvals not initiated | 500 | TRUE | 0
1 | 2025 | 12 | 65485 | Hecate Grid East Valley Storage, LLC | IPP | Hecate Grid East Valley Storage | TX | 66411 | RMSY | 255 | Batteries | MWH | BA | (P) Planned for installation, but regulatory approvals not initiated | 255 | TRUE | 0
1 | 2025 | 12 | 62765 | High Bridge Wind, LLC | IPP | High Bridge Wind Project | NY | 62894 | WT | 103.2 | Onshore Wind Turbine | WND | WT | (P) Planned for installation, but regulatory approvals not initiated | 103.2 | TRUE | 0
1 | 2025 | 12 | 66829 | Hill Solar II, LLC | IPP | Hill Solar II | TX | 68481 | HS2 | 200 | Solar Photovoltaic | SUN | PV | (U) Under construction, less than or equal to 50 percent complete | 200 | TRUE | 1
1 | 2025 | 12 | 63416 | Ho'Ohana Solar 1 LLC | IPP | Ho'Ohana Solar 1 | HI | 63723 | H0001 | 52 | Solar Photovoltaic | SUN | PV | (TS) Construction complete, but not yet in commercial operation | 52 | TRUE | 1
1 | 2025 | 12 | 63416 | Ho'Ohana Solar 1 LLC | IPP | Ho'Ohana Solar 1 | HI | 63723 | HESS1 | 52 | Batteries | MWH | BA | (TS) Construction complete, but not yet in commercial operation | 52 | TRUE | 1
1 | 2025 | 12 | 61001 | Hu Honua Bioenergy, LLC | IPP | Hu Honua Bioenergy Facility | HI | 61364 | HHB | 32 | Other Waste Biomass | OBS | ST | (V) Under construction, more than 50 percent complete | 36 | TRUE | 1
1 | 2025 | 12 | 63137 | Idemitsu Renewables | IPP | SF Azalea, LLC | CA | 66890 | AZAL | 60 | Batteries | MWH | BA | (U) Under construction, less than or equal to 50 percent complete | 60 | TRUE | 1
1 | 2025 | 12 | 66798 | Imperator Solar, LLC | IPP | Imperator Solar | CA | 68465 | 22324 | 2 | Solar Photovoltaic | SUN | PV | (U) Under construction, less than or equal to 50 percent complete | 2 | TRUE | 1
1 | 2025 | 12 | 49893 | Invenergy Services LLC | IPP | Whitetail Wind Farm | WI | 67379 | 1 | 67.2 | Onshore Wind Turbine | WND | WT | (T) Regulatory approvals received. Not under construction | 67.2 | TRUE | 1
1 | 2025 | 12 | 10071 | Kauai Island Utility Cooperative | Electric Utility | KRS I Anahola Solar Hybrid | HI | 58639 | BESS8 | 12 | Batteries | MWH | BA | (P) Planned for installation, but regulatory approvals not initiated | 12 | TRUE | 0
1 | 2025 | 12 | 10071 | Kauai Island Utility Cooperative | Electric Utility | KRS II Koloa Solar | HI | 58640 | BESS7 | 12 | Batteries | MWH | BA | (P) Planned for installation, but regulatory approvals not initiated | 12 | TRUE | 0
1 | 2025 | 12 | 65808 | La Casa Wind, LLC | IPP | La Casa Wind | TX | 66919 | 5309 | 150 | Onshore Wind Turbine | WND | WT | (L) Regulatory approvals pending. Not under construction | 150 | TRUE | 0
1 | 2025 | 12 | 65739 | Lake Iris Solar, LLC | IPP | Lake Iris Solar Project | MI | 66745 | LIS1 | 100 | Solar Photovoltaic | SUN | PV | (P) Planned for installation, but regulatory approvals not initiated | 107.7 | TRUE | 0
1 | 2025 | 12 | 50123 | Leeward Asset Management, LLC | IPP | Thoroughbred Solar | KY | 68087 | TBS1 | 50 | Solar Photovoltaic | SUN | PV | (L) Regulatory approvals pending. Not under construction | 50 | TRUE | 0
1 | 2025 | 12 | 62842 | Lightsource Renewable Energy Asset Management, LLC | IPP | Mayapple Solar 1 | IN | 66138 | INMA1 | 224 | Solar Photovoltaic | SUN | PV | (T) Regulatory approvals received. Not under construction | 224 | TRUE | 1
1 | 2025 | 12 | 61944 | MN8 Energy LLC | IPP | Prairie Solar LLC | IL | 64536 | KOV4A | 150 | Solar Photovoltaic | SUN | PV | (T) Regulatory approvals received. Not under construction | 150 | TRUE | 1
1 | 2025 | 12 | 65445 | MRG Goody Solar Project, LLC | IPP | MRG Goody Solar Project Hybrid | TX | 66390 | GDYES | 50.4 | Batteries | MWH | BA | (L) Regulatory approvals pending. Not under construction | 50.4 | TRUE | 0
1 | 2025 | 12 | 65445 | MRG Goody Solar Project, LLC | IPP | MRG Goody Solar Project Hybrid | TX | 66390 | GDYPV | 171.7 | Solar Photovoltaic | SUN | PV | (L) Regulatory approvals pending. Not under construction | 171.7 | TRUE | 0
1 | 2025 | 12 | 65789 | Marion County Solar Project, LLC | IPP | Marion County Solar Project | OH | 66860 | USMNC | 100 | Solar Photovoltaic | SUN | PV | (T) Regulatory approvals received. Not under construction | 100 | TRUE | 1
1 | 2025 | 12 | 58783 | Marseilles Land and Water Company | IPP | Marseilles Lock and Dam Hydro | IL | 58903 | UNIT1 | 2.6 | Conventional Hydroelectric | WAT | HY | (U) Under construction, less than or equal to 50 percent complete | 2.6 | TRUE | 1
1 | 2025 | 12 | 58783 | Marseilles Land and Water Company | IPP | Marseilles Lock and Dam Hydro | IL | 58903 | UNIT2 | 2.6 | Conventional Hydroelectric | WAT | HY | (U) Under construction, less than or equal to 50 percent complete | 2.6 | TRUE | 1
1 | 2025 | 12 | 58783 | Marseilles Land and Water Company | IPP | Marseilles Lock and Dam Hydro | IL | 58903 | UNIT3 | 2.6 | Conventional Hydroelectric | WAT | HY | (U) Under construction, less than or equal to 50 percent complete | 2.6 | TRUE | 1
1 | 2025 | 12 | 58783 | Marseilles Land and Water Company | IPP | Marseilles Lock and Dam Hydro | IL | 58903 | UNIT4 | 2.6 | Conventional Hydroelectric | WAT | HY | (U) Under construction, less than or equal to 50 percent complete | 2.6 | TRUE | 1
1 | 2025 | 12 | 66572 | Montpelier Solar, LLC | IPP | Montpelier Solar Project | OH | 68062 | MPLR | 49 | Solar Photovoltaic | SUN | PV | (P) Planned for installation, but regulatory approvals not initiated | 49 | TRUE | 0
1 | 2025 | 12 | 14354 | PacifiCorp | Electric Utility | Rock Creek Wind | WY | 67769 | II | 400 | Onshore Wind Turbine | WND | WT | (T) Regulatory approvals received. Not under construction | 400 | TRUE | 1
1 | 2025 | 12 | 63969 | Placid Solar, LLC | IPP | Highland Solar South | FL | 64346 | 9999 | 74.9 | Solar Photovoltaic | SUN | PV | (L) Regulatory approvals pending. Not under construction | 74.9 | TRUE | 0
1 | 2025 | 12 | 61301 | Plum Creek Wind Farm LLC | IPP | Plum Creek | MN | 61687 | PLMCK | 400 | Onshore Wind Turbine | WND | WT | (L) Regulatory approvals pending. Not under construction | 400 | TRUE | 0
1 | 2025 | 12 | 64610 | Powells Creek Farm Solar, LLC | IPP | Powells Creek Solar - Hybrid | VA | 65305 | BESS | 17.5 | Batteries | MWH | BA | (P) Planned for installation, but regulatory approvals not initiated | 17.5 | TRUE | 0
1 | 2025 | 12 | 56215 | RWE Renewables Americas, LLC | IPP | Crowned Heron 2 - Storage, LLC | TX | 68500 | CWH2 | 150 | Batteries | MWH | BA | (U) Under construction, less than or equal to 50 percent complete | 150 | TRUE | 1
1 | 2025 | 12 | 66635 | Rio Lago Solar, LLC | IPP | Rio Lago Solar | TX | 68155 | RIOLA | 123 | Solar Photovoltaic | SUN | PV | (U) Under construction, less than or equal to 50 percent complete | 123 | TRUE | 1
0 | 2025 | 12 | 66821 | Roadrunner Crossing Energy Storage LLC | Industrial | Roadrunner Crossing Energy Storage LLC | TX | 68460 | 7137 | 150 | Batteries | MWH | BA | (P) Planned for installation, but regulatory approvals not initiated | 150 | FALSE | 0
1 | 2025 | 12 | 66583 | SR Arcadia South, LLC | IPP | SR Arcadia | LA | 68094 | ARCAD | 4.5 | Solar Photovoltaic | SUN | PV | (T) Regulatory approvals received. Not under construction | 4.5 | TRUE | 1
1 | 2025 | 12 | 66585 | SR Brownsville, LLC | IPP | SR Brownsville | TN | 68096 | BROWN | 3 | Solar Photovoltaic | SUN | PV | (T) Regulatory approvals received. Not under construction | 3 | TRUE | 1
1 | 2025 | 12 | 66586 | SR Cherry Valley, LLC | IPP | SR Cherry Valley | AR | 68097 | CHERR | 4.8 | Solar Photovoltaic | SUN | PV | (T) Regulatory approvals received. Not under construction | 4.8 | TRUE | 1
1 | 2025 | 12 | 66589 | SR Dumas, LLC | IPP | SR Dumas | AR | 68100 | DUMAS | 4.8 | Solar Photovoltaic | SUN | PV | (T) Regulatory approvals received. Not under construction | 4.8 | TRUE | 1
1 | 2025 | 12 | 66590 | SR Fisher, LLC | IPP | SR Fisher | AR | 68101 | FISHR | 4.8 | Solar Photovoltaic | SUN | PV | (T) Regulatory approvals received. Not under construction | 4.8 | TRUE | 1
1 | 2025 | 12 | 66591 | SR Forked Deer, LLC | IPP | SR Forked Deer | TN | 68102 | FDEER | 2.5 | Solar Photovoltaic | SUN | PV | (T) Regulatory approvals received. Not under construction | 2.5 | TRUE | 1
1 | 2025 | 12 | 66592 | SR Hickman, LLC | IPP | SR Hickman | TN | 68103 | HICK | 5.5 | Solar Photovoltaic | SUN | PV | (T) Regulatory approvals received. Not under construction | 5.5 | TRUE | 1
1 | 2025 | 12 | 66022 | SR Lambert I, LLC | IPP | SR Lambert I, LLC | SC | 67129 | LAMB1 | 100 | Solar Photovoltaic | SUN | PV | (T) Regulatory approvals received. Not under construction | 100 | TRUE | 1
1 | 2025 | 12 | 66604 | SR Lambert II, LLC | IPP | SR Lambert II | SC | 68106 | LAMB2 | 100 | Solar Photovoltaic | SUN | PV | (T) Regulatory approvals received. Not under construction | 100 | TRUE | 1
1 | 2025 | 12 | 66594 | SR Lexington, LLC | IPP | SR Lexington | TN | 68107 | LEXTN | 6.5 | Solar Photovoltaic | SUN | PV | (T) Regulatory approvals received. Not under construction | 6.5 | TRUE | 1
1 | 2025 | 12 | 63778 | SR Litchfield, LLC | IPP | SR Litchfield | CT | 64161 | LITCH | 19.8 | Solar Photovoltaic | SUN | PV | (V) Under construction, more than 50 percent complete | 19.8 | TRUE | 1
1 | 2025 | 12 | 66598 | SR South Gibson, LLC | IPP | SR South Gibson | TN | 68112 | GIBSN | 4.8 | Solar Photovoltaic | SUN | PV | (T) Regulatory approvals received. Not under construction | 4.8 | TRUE | 1
1 | 2025 | 12 | 66599 | SR Trenton, LLC | IPP | SR Trenton | TN | 68113 | TRENT | 2.3 | Solar Photovoltaic | SUN | PV | (T) Regulatory approvals received. Not under construction | 2.3 | TRUE | 1
1 | 2025 | 12 | 66013 | SR West Marshall, LLC | IPP | SR West Marshall, LLC | MS | 67135 | WMARS | 4.8 | Solar Photovoltaic | SUN | PV | (T) Regulatory approvals received. Not under construction | 4.8 | TRUE | 1
1 | 2025 | 12 | 64607 | Salt City Solar LLC | IPP | Salt City Solar Project - Hybrid | OH | 65302 | BESS | 12.5 | Batteries | MWH | BA | (P) Planned for installation, but regulatory approvals not initiated | 12.5 | TRUE | 0
1 | 2025 | 12 | 64230 | Sanford ESS, LLC | IPP | Sanford ESS, LLC | ME | 64615 | 1 | 5 | Batteries | MWH | BA | (T) Regulatory approvals received. Not under construction | 5 | TRUE | 1
1 | 2025 | 12 | 65343 | Sculpin Solar LLC | IPP | Sculpin Solar | IN | 66238 | 1SPS | 180 | Solar Photovoltaic | SUN | PV | (P) Planned for installation, but regulatory approvals not initiated | 180 | TRUE | 0
1 | 2025 | 12 | 66345 | Sebree Solar, LLC | IPP | Sebree Solar, LLC - Hybrid | KY | 67735 | 4516 | 250 | Solar Photovoltaic | SUN | PV | (U) Under construction, less than or equal to 50 percent complete | 250 | TRUE | 1
1 | 2025 | 12 | 66634 | Sequoia 1 Solar Project | IPP | Sequoia 1 | TX | 68200 | SEQ1 | 401.4 | Solar Photovoltaic | SUN | PV | (P) Planned for installation, but regulatory approvals not initiated | 401.4 | TRUE | 0
1 | 2025 | 12 | 65695 | Seven Flags BESS LLC | IPP | Seven Flags BESS LLC | TX | 66689 | 7FLAG | 100 | Batteries | MWH | BA | (P) Planned for installation, but regulatory approvals not initiated | 100 | TRUE | 0
1 | 2025 | 12 | 62023 | Skeleton Creek Energy Center | IPP | Skeleton Creek Energy Center Hybrid | OK | 62494 | SCBAT | 252 | Batteries | MWH | BA | (P) Planned for installation, but regulatory approvals not initiated | 252 | TRUE | 0
1 | 2025 | 12 | 62023 | Skeleton Creek Energy Center | IPP | Skeleton Creek Energy Center Hybrid | OK | 62494 | SCSOL | 250 | Solar Photovoltaic | SUN | PV | (P) Planned for installation, but regulatory approvals not initiated | 250 | TRUE | 0
1 | 2025 | 12 | 64994 | SolRiver Capital LLC | IPP | Rhubarb One SC | SC | 59596 | PV1 | 9.6 | Solar Photovoltaic | SUN | PV | (L) Regulatory approvals pending. Not under construction | 9.6 | TRUE | 0
1 | 2025 | 12 | 64233 | South Portland ESS, LLC | IPP | South Portland ESS, LLC | ME | 64616 | 1 | 10 | Batteries | MWH | BA | (T) Regulatory approvals received. Not under construction | 10 | TRUE | 1
1 | 2025 | 12 | 65366 | Speedway Solar, LLC | IPP | Speedway Solar, LLC | IN | 66264 | SDS | 199 | Solar Photovoltaic | SUN | PV | (V) Under construction, more than 50 percent complete | 199 | TRUE | 1
1 | 2025 | 12 | 63395 | Spencer Solar Farm, LLC | IPP | Spencer Solar | MA | 63676 | SPENC | 2.3 | Solar Photovoltaic | SUN | PV | (U) Under construction, less than or equal to 50 percent complete | 2.3 | TRUE | 1
1 | 2025 | 12 | 66823 | Stafford Solar, LLC | IPP | Stafford Solar, LLC | TX | 68458 | 5840 | 250 | Solar Photovoltaic | SUN | PV | (P) Planned for installation, but regulatory approvals not initiated | 250 | TRUE | 0
1 | 2025 | 12 | 63396 | Sturbridge Road Solar Farm, LLC | IPP | Sturbridge Road Solar | MA | 63677 | STURB | 5 | Solar Photovoltaic | SUN | PV | (U) Under construction, less than or equal to 50 percent complete | 5 | TRUE | 1
1 | 2025 | 12 | 66076 | Sun Ridge Solar, LLC | IPP | Sun Ridge Solar, LLC | VA | 67215 | ENX25 | 50 | Solar Photovoltaic | SUN | PV | (T) Regulatory approvals received. Not under construction | 50 | TRUE | 1
1 | 2025 | 12 | 62700 | SunEast Clay Solar LLC | IPP | SunEast Clay Solar Project | NY | 62819 | Q669 | 20 | Solar Photovoltaic | SUN | PV | (T) Regulatory approvals received. Not under construction | 50 | TRUE | 1
1 | 2025 | 12 | 62699 | SunEast Dog Corners Solar LLC | IPP | SunEast Dog Corners Solar Project | NY | 62823 | Q584 | 20 | Solar Photovoltaic | SUN | PV | (T) Regulatory approvals received. Not under construction | 20 | TRUE | 1
1 | 2025 | 12 | 63539 | SunEast Fairway Solar LLC | IPP | SunEast Fariway Solar Project | NY | 63865 | Q#848 | 20 | Solar Photovoltaic | SUN | PV | (P) Planned for installation, but regulatory approvals not initiated | 20 | TRUE | 0
1 | 2025 | 12 | 63551 | SunEast Flat Hill Solar LLC | IPP | SunEast Flat Hill Solar Project | NY | 63901 | Q#865 | 20 | Solar Photovoltaic | SUN | PV | (T) Regulatory approvals received. Not under construction | 20 | TRUE | 1
1 | 2025 | 12 | 63537 | SunEast Grassy Knoll Solar LLC | IPP | SunEast Grassy Knoll Solar Project | NY | 63863 | Q#885 | 20 | Solar Photovoltaic | SUN | PV | (T) Regulatory approvals received. Not under construction | 20 | TRUE | 1
1 | 2025 | 12 | 63540 | SunEast Highview Solar LLC | IPP | SunEast Highview Solar Project | NY | 63866 | Q#591 | 20 | Solar Photovoltaic | SUN | PV | (T) Regulatory approvals received. Not under construction | 20 | TRUE | 1
1 | 2025 | 12 | 62757 | SunEast Hills Solar LLC | IPP | SunEast Hills Solar Project | NY | 62895 | Q581 | 20 | Solar Photovoltaic | SUN | PV | (T) Regulatory approvals received. Not under construction | 20 | TRUE | 1
1 | 2025 | 12 | 63543 | SunEast Hilltop Solar LLC | IPP | SunEast Hilltop Solar Project | NY | 63868 | Q#807 | 20 | Solar Photovoltaic | SUN | PV | (T) Regulatory approvals received. Not under construction | 20 | TRUE | 1
1 | 2025 | 12 | 63538 | SunEast Limestone Solar LLC | IPP | SunEast Limestone Solar Project | NY | 63864 | Q#806 | 20 | Solar Photovoltaic | SUN | PV | (T) Regulatory approvals received. Not under construction | 20 | TRUE | 1
1 | 2025 | 12 | 63678 | SunEast Manchester Solar LLC | IPP | SunEast Manchester Solar Project | NY | 64037 | Q#913 | 20 | Solar Photovoltaic | SUN | PV | (T) Regulatory approvals received. Not under construction | 20 | TRUE | 1
1 | 2025 | 12 | 62698 | SunEast Skyline Solar LLC | IPP | SunEast Skyline Solar Project | NY | 62816 | Q670 | 20 | Solar Photovoltaic | SUN | PV | (P) Planned for installation, but regulatory approvals not initiated | 20 | TRUE | 0
1 | 2025 | 12 | 63541 | SunEast Tabletop Solar LLC | IPP | SunEast Tabletop Solar Project | NY | 63867 | Q#869 | 80 | Solar Photovoltaic | SUN | PV | (P) Planned for installation, but regulatory approvals not initiated | 80 | TRUE | 0
1 | 2025 | 12 | 63536 | SunEast Valley Solar LLC | IPP | SunEast Valley Solar Project | NY | 63862 | Q#828 | 20 | Solar Photovoltaic | SUN | PV | (T) Regulatory approvals received. Not under construction | 20 | TRUE | 1
1 | 2025 | 12 | 62756 | SunEast Watkins Road Solar LLC | IPP | SunEast Watkins Road Solar Project | NY | 62896 | Q586 | 20 | Solar Photovoltaic | SUN | PV | (T) Regulatory approvals received. Not under construction | 20 | TRUE | 1
1 | 2025 | 12 | 64612 | Sunnybrook Farm Solar, LLC | IPP | Sunnybrook Solar Project - Hybrid | VA | 65307 | SUNB | 12.5 | Batteries | MWH | BA | (P) Planned for installation, but regulatory approvals not initiated | 12.5 | TRUE | 0
1 | 2025 | 12 | 65815 | Sunraycer Assets I LLC | IPP | Eagle Springs Hybrid | TX | 66341 | EGSB | 61.5 | Batteries | MWH | BA | (P) Planned for installation, but regulatory approvals not initiated | 55.1 | TRUE | 0
1 | 2025 | 12 | 65815 | Sunraycer Assets I LLC | IPP | Eagle Springs Hybrid | TX | 66341 | EGSS | 150 | Solar Photovoltaic | SUN | PV | (P) Planned for installation, but regulatory approvals not initiated | 110.1 | TRUE | 0
1 | 2025 | 12 | 65815 | Sunraycer Assets I LLC | IPP | Gaia Hybrid | TX | 66342 | GAIAB | 76.8 | Batteries | MWH | BA | (P) Planned for installation, but regulatory approvals not initiated | 76.8 | TRUE | 0
1 | 2025 | 12 | 65815 | Sunraycer Assets I LLC | IPP | Gaia Hybrid | TX | 66342 | GAIAS | 152.7 | Solar Photovoltaic | SUN | PV | (P) Planned for installation, but regulatory approvals not initiated | 152.7 | TRUE | 0
1 | 2025 | 12 | 65815 | Sunraycer Assets I LLC | IPP | Midpoint Solar, LLC | TX | 66897 | MIDBA | 50 | Batteries | MWH | BA | (U) Under construction, less than or equal to 50 percent complete | 50 | TRUE | 1
1 | 2025 | 12 | 65815 | Sunraycer Assets I LLC | IPP | Midpoint Solar, LLC | TX | 66897 | MIDPV | 97.5 | Solar Photovoltaic | SUN | PV | (U) Under construction, less than or equal to 50 percent complete | 97.5 | TRUE | 1
1 | 2025 | 12 | 65561 | TJA 540R Main St. Acushnet, LLC | IPP | MA Acushnet 540R Main St | MA | 66513 | 18229 | 4 | Solar Photovoltaic | SUN | PV | (L) Regulatory approvals pending. Not under construction | 4 | TRUE | 0
1 | 2025 | 12 | 65561 | TJA 540R Main St. Acushnet, LLC | IPP | MA Acushnet 540R Main St | MA | 66513 | B8229 | 2 | Batteries | MWH | BA | (L) Regulatory approvals pending. Not under construction | 2 | TRUE | 0
1 | 2025 | 12 | 18454 | Tampa Electric Co | Electric Utility | Long Branch Solar | FL | 68472 | 1 | 74.5 | Solar Photovoltaic | SUN | PV | (L) Regulatory approvals pending. Not under construction | 74.5 | TRUE | 0
1 | 2025 | 12 | 64457 | VCP Realty, LLC | IPP | Dollar Tree Solar One | CT | 65148 | VCP13 | 2 | Solar Photovoltaic | SUN | PV | (P) Planned for installation, but regulatory approvals not initiated | 2 | TRUE | 0
1 | 2025 | 12 | 64457 | VCP Realty, LLC | IPP | Emery Shute Solar One | ME | 65045 | VCP14 | 1.4 | Solar Photovoltaic | SUN | PV | (P) Planned for installation, but regulatory approvals not initiated | 1.4 | TRUE | 0
1 | 2025 | 12 | 65396 | Viracocha Wind LLC | IPP | Rooney Ranch | CA | 63088 | ROONR | 21 | Onshore Wind Turbine | WND | WT | (L) Regulatory approvals pending. Not under construction | 21 | TRUE | 0
1 | 2025 | 12 | 65396 | Viracocha Wind LLC | IPP | Sand Hill A | CA | 63126 | SNDHA | 13.5 | Onshore Wind Turbine | WND | WT | (L) Regulatory approvals pending. Not under construction | 13.5 | TRUE | 0
1 | 2025 | 12 | 65396 | Viracocha Wind LLC | IPP | Sand Hill B | CA | 63652 | SNDHB | 17 | Onshore Wind Turbine | WND | WT | (L) Regulatory approvals pending. Not under construction | 17 | TRUE | 0
1 | 2025 | 12 | 65396 | Viracocha Wind LLC | IPP | Sand Hill C | CA | 63653 | SNDHC | 80 | Onshore Wind Turbine | WND | WT | (L) Regulatory approvals pending. Not under construction | 80 | TRUE | 0
1 | 2025 | 12 | 5504 | Vistra Corp | IPP | Newton Solar BESS LLC | IL | 65401 | BA | 2 | Batteries | MWH | BA | (P) Planned for installation, but regulatory approvals not initiated | 2 | TRUE | 0
1 | 2025 | 12 | 5504 | Vistra Corp | IPP | Newton Solar BESS LLC | IL | 65401 | PV | 52 | Solar Photovoltaic | SUN | PV | (P) Planned for installation, but regulatory approvals not initiated | 52 | TRUE | 0
1 | 2025 | 12 | 20421 | Western Minnesota Mun Pwr Agny | Electric Utility | Brookings Solar | SD | 68277 | 1 | 4.9 | Solar Photovoltaic | SUN | PV | (L) Regulatory approvals pending. Not under construction | 4.9 | TRUE | 0
1 | 2025 | 12 | 63527 | Westlands Cherry, LLC | IPP | Cherry | CA | 63850 | BESS1 | 40 | Batteries | MWH | BA | (T) Regulatory approvals received. Not under construction | 40 | TRUE | 1
1 | 2025 | 12 | 63527 | Westlands Cherry, LLC | IPP | Cherry | CA | 63850 | CHERY | 249.7 | Solar Photovoltaic | SUN | PV | (T) Regulatory approvals received. Not under construction | 249.7 | TRUE | 1
1 | 2025 | 12 | 66902 | Wildwood Solar, LLC | IPP | Wildwood Solar Plant | MS | 68516 | WLD | 100 | Solar Photovoltaic | SUN | PV | (P) Planned for installation, but regulatory approvals not initiated | 100 | TRUE | 0
1 | 2025 | 12 | 66506 | Willow Creek Wind LLC | IPP | Willow Creek Wind (OK) | OK | 67960 | WCW01 | 220 | Onshore Wind Turbine | WND | WT | (P) Planned for installation, but regulatory approvals not initiated | 220 | TRUE | 0
1 | 2025 | 12 | 20856 | Wisconsin Power & Light Co | Electric Utility | McFarland Schools Customer Hosted | WI | 68501 | PV1 | 1.4 | Solar Photovoltaic | SUN | PV | (T) Regulatory approvals received. Not under construction | 1.4 | TRUE | 1
1 | 2025 | 12 | 20856 | Wisconsin Power & Light Co | Electric Utility | Vienna Walbec Customer Hosted | WI | 68502 | PV1 | 1.4 | Solar Photovoltaic | SUN | PV | (T) Regulatory approvals received. Not under construction | 1.4 | TRUE | 1
1 | 2026 | 1 | 15399 | Avangrid Renewables LLC | IPP | Great Bear Solar, LLC | OH | 64073 | GBS | 46 | Solar Photovoltaic | SUN | PV | (P) Planned for installation, but regulatory approvals not initiated | 46 | TRUE | 0
1 | 2026 | 1 | 66552 | Blue Moon Energy LLC | IPP | Blue Moon | KY | 68000 | BLUMN | 70 | Solar Photovoltaic | SUN | PV | (L) Regulatory approvals pending. Not under construction | 70 | TRUE | 0
1 | 2026 | 1 | 66455 | Bullard Garden LLC | IPP | Bullard Garden | MN | 67887 | MNC09 | 0.9 | Solar Photovoltaic | SUN | PV | (L) Regulatory approvals pending. Not under construction | 0.9 | TRUE | 0
0 | 2026 | 1 | 65384 | Cartier Energy, LLC | Commercial | Hartford Hospital Cogeneration | CT | 52061 | GEN5 | 5.4 | Natural Gas Fired Combined Cycle | NG | CC | (P) Planned for installation, but regulatory approvals not initiated | 5.5 | FALSE | 0
1 | 2026 | 1 | 65835 | Clean Energy Future - Trumbull, LLC. | IPP | Trumbull Energy Center | OH | 66918 | GT11 | 350 | Natural Gas Fired Combined Cycle | NG | CT | (U) Under construction, less than or equal to 50 percent complete | 350 | TRUE | 1
1 | 2026 | 1 | 65835 | Clean Energy Future - Trumbull, LLC. | IPP | Trumbull Energy Center | OH | 66918 | GT12 | 350 | Natural Gas Fired Combined Cycle | NG | CT | (U) Under construction, less than or equal to 50 percent complete | 350 | TRUE | 1
1 | 2026 | 1 | 65835 | Clean Energy Future - Trumbull, LLC. | IPP | Trumbull Energy Center | OH | 66918 | STG | 250 | Natural Gas Fired Combined Cycle | NG | CA | (U) Under construction, less than or equal to 50 percent complete | 250 | TRUE | 1
1 | 2026 | 1 | 66217 | Copia Power | IPP | Centennial Flats | AZ | 68466 | CFB1 | 89 | Batteries | MWH | BA | (U) Under construction, less than or equal to 50 percent complete | 89 | TRUE | 1
1 | 2026 | 1 | 66217 | Copia Power | IPP | Centennial Flats | AZ | 68466 | CFB2 | 89 | Batteries | MWH | BA | (U) Under construction, less than or equal to 50 percent complete | 89 | TRUE | 1
1 | 2026 | 1 | 66217 | Copia Power | IPP | Centennial Flats | AZ | 68466 | CFB3 | 89 | Batteries | MWH | BA | (U) Under construction, less than or equal to 50 percent complete | 89 | TRUE | 1
1 | 2026 | 1 | 66217 | Copia Power | IPP | Centennial Flats | AZ | 68466 | CFPV1 | 166.7 | Solar Photovoltaic | SUN | PV | (U) Under construction, less than or equal to 50 percent complete | 166.7 | TRUE | 1
1 | 2026 | 1 | 66217 | Copia Power | IPP | Centennial Flats | AZ | 68466 | CFPV2 | 166.7 | Solar Photovoltaic | SUN | PV | (U) Under construction, less than or equal to 50 percent complete | 166.7 | TRUE | 1
1 | 2026 | 1 | 66217 | Copia Power | IPP | Centennial Flats | AZ | 68466 | CFPV3 | 166.7 | Solar Photovoltaic | SUN | PV | (U) Under construction, less than or equal to 50 percent complete | 166.7 | TRUE | 1
1 | 2026 | 1 | 61060 | Cypress Creek Renewables | IPP | Destiny Storage | TX | 67654 | DESTS | 200 | Batteries | MWH | BA | (T) Regulatory approvals received. Not under construction | 200 | TRUE | 1
1 | 2026 | 1 | 5109 | DTE Electric Company | Electric Utility | Little Trout Solar | MI | 67755 | LTRSP | 150 | Solar Photovoltaic | SUN | PV | (U) Under construction, less than or equal to 50 percent complete | 150 | TRUE | 1
1 | 2026 | 1 | 66870 | Delaware Ave Solar, LLC | IPP | Delaware Ave Solar | DE | 68195 | DEAVE | 4 | Solar Photovoltaic | SUN | PV | (L) Regulatory approvals pending. Not under construction | 4 | TRUE | 0
1 | 2026 | 1 | 5248 | Dominion Energy Inc. | Electric Utility | Dulles Solar and Storage | VA | 65043 | DUSO | 100 | Solar Photovoltaic | SUN | PV | (L) Regulatory approvals pending. Not under construction | 100 | TRUE | 0
1 | 2026 | 1 | 58468 | Dominion Renewable Energy | IPP | Bridleton Solar | VA | 68072 | BRIDL | 20 | Solar Photovoltaic | SUN | PV | (L) Regulatory approvals pending. Not under construction | 20 | TRUE | 0
1 | 2026 | 1 | 5416 | Duke Energy Carolinas, LLC | Electric Utility | Beaverdam Renewable Energy Center | SC | 68223 | 67693 | 42 | Solar Photovoltaic | SUN | PV | (U) Under construction, less than or equal to 50 percent complete | 40.8 | TRUE | 1
1 | 2026 | 1 | 56201 | Engie North America | IPP | Zeya | TX | 65880 | ZEYA | 250 | Batteries | MWH | BA | (U) Under construction, less than or equal to 50 percent complete | 250 | TRUE | 1
1 | 2026 | 1 | 11241 | Entergy Louisiana LLC | Electric Utility | Sterlington Solar | LA | 66681 | STS | 49 | Solar Photovoltaic | SUN | PV | (P) Planned for installation, but regulatory approvals not initiated | 49 | TRUE | 0
1 | 2026 | 1 | 6452 | Florida Power & Light Co | Electric Utility | Boardwalk | FL | 65885 | 1 | 74.5 | Solar Photovoltaic | SUN | PV | (U) Under construction, less than or equal to 50 percent complete | 74.5 | TRUE | 1
1 | 2026 | 1 | 6452 | Florida Power & Light Co | Electric Utility | Mare Branch | FL | 65905 | 1 | 74.5 | Solar Photovoltaic | SUN | PV | (U) Under construction, less than or equal to 50 percent complete | 74.5 | TRUE | 1
1 | 2026 | 1 | 6452 | Florida Power & Light Co | Electric Utility | North Orange | FL | 65883 | 1 | 74.5 | Solar Photovoltaic | SUN | PV | (U) Under construction, less than or equal to 50 percent complete | 74.5 | TRUE | 1
1 | 2026 | 1 | 6452 | Florida Power & Light Co | Electric Utility | Price Creek | FL | 65887 | 1 | 74.5 | Solar Photovoltaic | SUN | PV | (U) Under construction, less than or equal to 50 percent complete | 74.5 | TRUE | 1
1 | 2026 | 1 | 6452 | Florida Power & Light Co | Electric Utility | Swamp Cabbage | FL | 68276 | 1 | 74.5 | Solar Photovoltaic | SUN | PV | (U) Under construction, less than or equal to 50 percent complete | 74.5 | TRUE | 1
1 | 2026 | 1 | 49893 | Invenergy Services LLC | IPP | Canisteo Wind Farm | NY | 62947 | GEN1 | 290.7 | Onshore Wind Turbine | WND | WT | (V) Under construction, more than 50 percent complete | 290.7 | TRUE | 1
1 | 2026 | 1 | 60349 | Juneau Hydropower, Inc | IPP | Sweetheart Lake Hydroelectric Facility | AK | 60588 | JHI01 | 6.6 | Conventional Hydroelectric | WAT | HY | (P) Planned for installation, but regulatory approvals not initiated | 6.6 | TRUE | 0
1 | 2026 | 1 | 60349 | Juneau Hydropower, Inc | IPP | Sweetheart Lake Hydroelectric Facility | AK | 60588 | JHI02 | 6.6 | Conventional Hydroelectric | WAT | HY | (P) Planned for installation, but regulatory approvals not initiated | 6.6 | TRUE | 0
1 | 2026 | 1 | 60349 | Juneau Hydropower, Inc | IPP | Sweetheart Lake Hydroelectric Facility | AK | 60588 | JHI03 | 6.6 | Conventional Hydroelectric | WAT | HY | (P) Planned for installation, but regulatory approvals not initiated | 6.6 | TRUE | 0
1 | 2026 | 1 | 63289 | Key Capture Energy | IPP | TX 14 Venus Mill Storage | TX | 65788 | TX14 | 100 | Batteries | MWH | BA | (P) Planned for installation, but regulatory approvals not initiated | 100 | TRUE | 0
1 | 2026 | 1 | 50123 | Leeward Asset Management, LLC | IPP | Huckleberry Solar | OK | 68011 | HBS | 124.7 | Solar Photovoltaic | SUN | PV | (P) Planned for installation, but regulatory approvals not initiated | 124.7 | TRUE | 0
1 | 2026 | 1 | 62842 | Lightsource Renewable Energy Asset Management, LLC | IPP | Granite Hill Solar | PA | 66440 | PAGH1 | 70 | Solar Photovoltaic | SUN | PV | (L) Regulatory approvals pending. Not under construction | 70 | TRUE | 0
1 | 2026 | 1 | 62842 | Lightsource Renewable Energy Asset Management, LLC | IPP | Jones City 2 Solar | TX | 66893 | TXJC2 | 185 | Solar Photovoltaic | SUN | PV | (P) Planned for installation, but regulatory approvals not initiated | 185 | TRUE | 0
1 | 2026 | 1 | 62842 | Lightsource Renewable Energy Asset Management, LLC | IPP | Mowata Solar | LA | 66558 | LAMO1 | 150 | Solar Photovoltaic | SUN | PV | (P) Planned for installation, but regulatory approvals not initiated | 150 | TRUE | 0
1 | 2026 | 1 | 62842 | Lightsource Renewable Energy Asset Management, LLC | IPP | White Trillium Solar | OH | 65904 | OHWT1 | 49.5 | Solar Photovoltaic | SUN | PV | (P) Planned for installation, but regulatory approvals not initiated | 49.5 | TRUE | 0
1 | 2026 | 1 | 65785 | Luminace Sunbeam Development Holdings, LLC | IPP | Cenergy - Pulk | ME | 66874 | PUL | 5 | Solar Photovoltaic | SUN | PV | (OT) Other | 5 | TRUE | 0
1 | 2026 | 1 | 12796 | Monongahela Power Co | Electric Utility | Davis Solar (WV) | WV | 66870 | DAVS | 11.5 | Solar Photovoltaic | SUN | PV | (L) Regulatory approvals pending. Not under construction | 11.5 | TRUE | 0
1 | 2026 | 1 | 66911 | OE_MS7 | IPP | OE_MS7 | MS | 68536 | MS7_S | 50 | Batteries | MWH | BA | (T) Regulatory approvals received. Not under construction | 50 | TRUE | 1
1 | 2026 | 1 | 66911 | OE_MS7 | IPP | OE_MS7 | MS | 68536 | OEMS7 | 200 | Solar Photovoltaic | SUN | PV | (T) Regulatory approvals received. Not under construction | 200 | TRUE | 1
1 | 2026 | 1 | 65081 | Oriana Solar LLC | IPP | Oriana Solar LLC | TX | 65849 | ORIBS | 61 | Batteries | MWH | BA | (P) Planned for installation, but regulatory approvals not initiated | 61 | TRUE | 0
1 | 2026 | 1 | 65869 | Prologis Logistics Services Incorporated | IPP | Romeoville 34A-SLCHI234 | IL | 68239 | C34AB | 0.5 | Batteries | MWH | BA | (L) Regulatory approvals pending. Not under construction | 0.5 | TRUE | 0
1 | 2026 | 1 | 65869 | Prologis Logistics Services Incorporated | IPP | Romeoville 34B-SLCHI234 | IL | 68235 | C34BB | 0.5 | Batteries | MWH | BA | (L) Regulatory approvals pending. Not under construction | 0.5 | TRUE | 0
1 | 2026 | 1 | 66646 | ReWild Renewables, LLC | IPP | Maryland Line Road Solar | DE | 68212 | MDLN | 2.5 | Solar Photovoltaic | SUN | PV | (L) Regulatory approvals pending. Not under construction | 2.5 | TRUE | 0
1 | 2026 | 1 | 66869 | Rifle Range Road Solar, LLC | IPP | Rifle Range Road Solar | DE | 68196 | RIFPV | 4 | Solar Photovoltaic | SUN | PV | (L) Regulatory approvals pending. Not under construction | 4 | TRUE | 0
1 | 2026 | 1 | 66395 | Temo Renewables LLC | IPP | Walston I Solar | MD | 67800 | 1 | 9.9 | Solar Photovoltaic | SUN | PV | (L) Regulatory approvals pending. Not under construction | 9.9 | TRUE | 0
1 | 2026 | 1 | 66849 | VESI 37 LLC | IPP | Bird Dog Energy Storage | TX | 68495 | BDOG1 | 60 | Batteries | MWH | BA | (U) Under construction, less than or equal to 50 percent complete | 60 | TRUE | 1
1 | 2026 | 1 | 63726 | Vistra Zero LLC | IPP | Forest Grove - Dodd | TX | 64131 | FGPV1 | 400 | Solar Photovoltaic | SUN | PV | (P) Planned for installation, but regulatory approvals not initiated | 400.6 | TRUE | 0
1 | 2026 | 1 | 63726 | Vistra Zero LLC | IPP | Oak Hill - Dry Creek | TX | 64132 | PV1 | 200 | Solar Photovoltaic | SUN | PV | (T) Regulatory approvals received. Not under construction | 200 | TRUE | 1
1 | 2026 | 1 | 64515 | Waterbury Solar One, LLC | IPP | Waterbury Solar One | CT | 65137 | VCP12 | 2 | Solar Photovoltaic | SUN | PV | (P) Planned for installation, but regulatory approvals not initiated | 2 | TRUE | 0
0 | 2026 | 1 | 20323 | Wellhead Services, Inc | Industrial | Chula Vista Energy Center 2 | CA | 67878 | BESS1 | 50 | Batteries | MWH | BA | (U) Under construction, less than or equal to 50 percent complete | 50 | FALSE | 1
1 | 2026 | 1 | 60059 | ZGlobal Inc | IPP | Merced 2 BESS | CA | 68518 | MRC2B | 2 | Batteries | MWH | BA | (U) Under construction, less than or equal to 50 percent complete | 2 | TRUE | 1
1 | 2026 | 2 | 66904 | Boot Hill Solar LLC | IPP | Boot Hill Solar | KS | 68517 | BHS | 150 | Solar Photovoltaic | SUN | PV | (U) Under construction, less than or equal to 50 percent complete | 150 | TRUE | 1
1 | 2026 | 2 | 61060 | Cypress Creek Renewables | IPP | Sundance (CO) | CO | 67666 | SUNDN | 74.9 | Solar Photovoltaic | SUN | PV | (L) Regulatory approvals pending. Not under construction | 74.9 | TRUE | 0
1 | 2026 | 2 | 5109 | DTE Electric Company | Electric Utility | Mission Road Solar Park | MI | 67756 | MSRSP | 172 | Solar Photovoltaic | SUN | PV | (U) Under construction, less than or equal to 50 percent complete | 172 | TRUE | 1
1 | 2026 | 2 | 65644 | Fish Lake Geothermal LLC | IPP | Fish Lake Geothermal | NV | 66618 | FL1 | 2.1 | Geothermal | GEO | ST | (P) Planned for installation, but regulatory approvals not initiated | 3.3 | TRUE | 0
1 | 2026 | 2 | 65644 | Fish Lake Geothermal LLC | IPP | Fish Lake Geothermal | NV | 66618 | FL2 | 2.9 | Geothermal | GEO | ST | (P) Planned for installation, but regulatory approvals not initiated | 3.3 | TRUE | 0
1 | 2026 | 2 | 65644 | Fish Lake Geothermal LLC | IPP | Fish Lake Geothermal | NV | 66618 | FL3 | 3.4 | Geothermal | GEO | ST | (P) Planned for installation, but regulatory approvals not initiated | 4.7 | TRUE | 0
1 | 2026 | 2 | 65644 | Fish Lake Geothermal LLC | IPP | Fish Lake Geothermal | NV | 66618 | FL4 | 4.3 | Geothermal | GEO | ST | (P) Planned for installation, but regulatory approvals not initiated | 6.2 | TRUE | 0
1 | 2026 | 2 | 65644 | Fish Lake Geothermal LLC | IPP | Fish Lake Geothermal | NV | 66618 | FL5 | 6.8 | Geothermal | GEO | ST | (P) Planned for installation, but regulatory approvals not initiated | 9 | TRUE | 0
1 | 2026 | 2 | 7140 | Georgia Power Co | Electric Utility | McGrau Ford Battery Storage Facility | GA | 68512 | 1 | 265 | Batteries | MWH | BA | (U) Under construction, less than or equal to 50 percent complete | 265 | TRUE | 1
1 | 2026 | 2 | 65439 | Lotus Infrastructure Global Operations, LLC | IPP | Grover Hill Wind, LLC | OH | 66359 | GHW | 140.3 | Onshore Wind Turbine | WND | WT | (T) Regulatory approvals received. Not under construction | 140.3 | TRUE | 1
1 | 2026 | 2 | 66910 | OE_IN1 | IPP | OE_IN1 | IN | 68534 | OEIN1 | 150 | Solar Photovoltaic | SUN | PV | (U) Under construction, less than or equal to 50 percent complete | 150 | TRUE | 1
1 | 2026 | 2 | 17470 | PUD No 1 of Snohomish County | Electric Utility | Arlington Battery Energy Storage System | WA | 67669 | ABESS | 25 | Batteries | MWH | BA | (L) Regulatory approvals pending. Not under construction | 25 | TRUE | 0
1 | 2026 | 2 | 64457 | VCP Realty, LLC | IPP | Spencer Drive Solar One | ME | 65138 | VCP18 | 2 | Solar Photovoltaic | SUN | PV | (P) Planned for installation, but regulatory approvals not initiated | 2 | TRUE | 0
1 | 2026 | 3 | 15399 | Avangrid Renewables LLC | IPP | Mohawk Solar | NY | 64253 | S1 | 90.5 | Solar Photovoltaic | SUN | PV | (L) Regulatory approvals pending. Not under construction | 90.5 | TRUE | 0
1 | 2026 | 3 | 15399 | Avangrid Renewables LLC | IPP | Tower Solar, LLC | OR | 68329 | TWS | 120 | Solar Photovoltaic | SUN | PV | (U) Under construction, less than or equal to 50 percent complete | 120 | TRUE | 1
1 | 2026 | 3 | 66061 | BQ Energy Development | IPP | Nottingham Solar | OH | 66658 | NOTT | 100 | Solar Photovoltaic | SUN | PV | (P) Planned for installation, but regulatory approvals not initiated | 100 | TRUE | 0
1 | 2026 | 3 | 66061 | BQ Energy Development | IPP | Steubenville Solar | OH | 66657 | STEUB | 43 | Solar Photovoltaic | SUN | PV | (P) Planned for installation, but regulatory approvals not initiated | 43 | TRUE | 0
1 | 2026 | 3 | 66387 | Babacomari Solar, LLC | IPP | Babacomari Solar | AZ | 67797 | BS | 160 | Solar Photovoltaic | SUN | PV | (U) Under construction, less than or equal to 50 percent complete | 160 | TRUE | 1
1 | 2026 | 3 | 66617 | Big Elm Storage, LLC | IPP | Big Elm Storage | TX | 68181 | BELMB | 100 | Batteries | MWH | BA | (V) Under construction, more than 50 percent complete | 100 | TRUE | 1
1 | 2026 | 3 | 64410 | CG Leon County LLC | IPP | Pecan Prairie South Solar | TX | 64981 | CPSS1 | 130 | Solar Photovoltaic | SUN | PV | (L) Regulatory approvals pending. Not under construction | 130 | TRUE | 0
1 | 2026 | 3 | 66536 | Cherry Valley PV I, LLC | IPP | Cherry Valley PV I | AR | 67992 | CHVLY | 135 | Solar Photovoltaic | SUN | PV | (U) Under construction, less than or equal to 50 percent complete | 135 | TRUE | 1
1 | 2026 | 3 | 66534 | Cooks Mill PV I, LLC | IPP | Cooks Mill PV I | IL | 67991 | CKML | 99 | Solar Photovoltaic | SUN | PV | (U) Under construction, less than or equal to 50 percent complete | 99 | TRUE | 1
1 | 2026 | 3 | 66479 | Crossroads Solar, LLC - (IN) | IPP | Crossroads Solar (IN) | IN | 67930 | CR | 200 | Solar Photovoltaic | SUN | PV | (L) Regulatory approvals pending. Not under construction | 200 | TRUE | 0
1 | 2026 | 3 | 61060 | Cypress Creek Renewables | IPP | Ostrea Solar, LLC | WA | 66384 | GEN1 | 80 | Solar Photovoltaic | SUN | PV | (L) Regulatory approvals pending. Not under construction | 80 | TRUE | 0
1 | 2026 | 3 | 5109 | DTE Electric Company | Electric Utility | Trenton Channel Energy Center | MI | 67759 | TCHEC | 220 | Batteries | MWH | BA | (T) Regulatory approvals received. Not under construction | 220 | TRUE | 1
1 | 2026 | 3 | 56201 | Engie North America | IPP | Noosa Energy Storage LLC | CA | 64531 | KOV4A | 99 | Batteries | MWH | BA | (U) Under construction, less than or equal to 50 percent complete | 99 | TRUE | 1
1 | 2026 | 3 | 66018 | Excel Advantage Services, LLC | IPP | Fagus Solar Park | TX | 67123 | MISII | 331.6 | Solar Photovoltaic | SUN | PV | (V) Under construction, more than 50 percent complete | 331.6 | TRUE | 1
1 | 2026 | 3 | 65998 | Flint Mine Solar, LLC | IPP | Flint Mine Solar | NY | 67090 | FMS | 100 | Solar Photovoltaic | SUN | PV | (L) Regulatory approvals pending. Not under construction | 100 | TRUE | 0
1 | 2026 | 3 | 66266 | Form Energy Inc. | IPP | East Road Storage Project | CA | 67565 | CEC01 | 5 | Batteries | MWH | BA | (T) Regulatory approvals received. Not under construction | 5 | TRUE | 1
1 | 2026 | 3 | 7140 | Georgia Power Co | Electric Utility | Moody Air Force Base Solar | GA | 62377 | 2 | 49.5 | Batteries | MWH | BA | (U) Under construction, less than or equal to 50 percent complete | 49.5 | TRUE | 1
1 | 2026 | 3 | 7140 | Georgia Power Co | Electric Utility | Robins Air Force Base Solar | GA | 61648 | 2 | 128 | Batteries | MWH | BA | (U) Under construction, less than or equal to 50 percent complete | 128 | TRUE | 1
1 | 2026 | 3 | 65693 | Graceland Solar, LLC | IPP | Graceland Solar, LLC | TN | 66687 | GRA1 | 150 | Solar Photovoltaic | SUN | PV | (T) Regulatory approvals received. Not under construction | 150 | TRUE | 1
1 | 2026 | 3 | 66319 | Heartwood Solar, LLC | IPP | Heartwood Solar | MI | 67677 | HWS | 150 | Solar Photovoltaic | SUN | PV | (T) Regulatory approvals received. Not under construction | 150 | TRUE | 1
1 | 2026 | 3 | 66729 | Industrial Bravo Project, LLC | IPP | Isaac Solar | TX | 68380 | ISCPV | 50 | Solar Photovoltaic | SUN | PV | (L) Regulatory approvals pending. Not under construction | 51.6 | TRUE | 0
1 | 2026 | 3 | 63289 | Key Capture Energy | IPP | KCE NY 10, LLC | NY | 66682 | NY10 | 20 | Batteries | MWH | BA | (P) Planned for installation, but regulatory approvals not initiated | 20 | TRUE | 0
1 | 2026 | 3 | 63289 | Key Capture Energy | IPP | KCE NY 29, LLC | NY | 66862 | NY29 | 150 | Batteries | MWH | BA | (P) Planned for installation, but regulatory approvals not initiated | 150 | TRUE | 0
1 | 2026 | 3 | 66344 | Kingstree West 115 LLC | IPP | Kingstree West 115 | SC | 67723 | SOLAR | 74.9 | Solar Photovoltaic | SUN | PV | (T) Regulatory approvals received. Not under construction | 84.2 | TRUE | 1
0 | 2026 | 3 | 66907 | Laketricity USA Inc. | Commercial | Dynamo Solar LLC | CA | 68528 | 77 | 24.5 | Solar Photovoltaic | SUN | PV | (L) Regulatory approvals pending. Not under construction | 24.5 | FALSE | 0
1 | 2026 | 3 | 50123 | Leeward Asset Management, LLC | IPP | Saltbranch 2 | OK | 68009 | SB12 | 73 | Solar Photovoltaic | SUN | PV | (L) Regulatory approvals pending. Not under construction | 73 | TRUE | 0
1 | 2026 | 3 | 50123 | Leeward Asset Management, LLC | IPP | Saltbranch Solar 1 | OK | 68007 | SLTB1 | 73 | Solar Photovoltaic | SUN | PV | (L) Regulatory approvals pending. Not under construction | 73 | TRUE | 0
1 | 2026 | 3 | 50123 | Leeward Asset Management, LLC | IPP | Twelvemile Solar 1 & 2 | OK | 68088 | TS12 | 152 | Solar Photovoltaic | SUN | PV | (T) Regulatory approvals received. Not under construction | 152 | TRUE | 1
1 | 2026 | 3 | 62842 | Lightsource Renewable Energy Asset Management, LLC | IPP | Crossvine Solar | IN | 66441 | INCV1 | 100 | Solar Photovoltaic | SUN | PV | (P) Planned for installation, but regulatory approvals not initiated | 100 | TRUE | 0
1 | 2026 | 3 | 60971 | NYC Energy LLC | IPP | NISA Electric Generation Project | NY | 61331 | BA1 | 79.9 | Batteries | MWH | BA | (T) Regulatory approvals received. Not under construction | 79.9 | TRUE | 1
1 | 2026 | 3 | 60971 | NYC Energy LLC | IPP | NISA Electric Generation Project | NY | 61331 | BA2 | 220.1 | Batteries | MWH | BA | (T) Regulatory approvals received. Not under construction | 220.1 | TRUE | 1
1 | 2026 | 3 | 66726 | Nimbus Wind Farm LLC | IPP | Nimbus Wind Farm | AR | 68319 | NIM | 183 | Onshore Wind Turbine | WND | WT | (U) Under construction, less than or equal to 50 percent complete | 183 | TRUE | 1
1 | 2026 | 3 | 66769 | Old 300 Storage Center, LLC | IPP | Old 300 Storage Center | TX | 68365 | 8681 | 250 | Batteries | MWH | BA | (U) Under construction, less than or equal to 50 percent complete | 250 | TRUE | 1
1 | 2026 | 3 | 66567 | Prospect Power, LLC | IPP | Prospect Power BESS | VA | 68055 | PPB | 150 | Batteries | MWH | BA | (L) Regulatory approvals pending. Not under construction | 150 | TRUE | 0
1 | 2026 | 3 | 66708 | Puuloa Solar LLC | IPP | Puuloa Solar | HI | 68285 | PS-1 | 6.4 | Solar Photovoltaic | SUN | PV | (P) Planned for installation, but regulatory approvals not initiated | 6.4 | TRUE | 0
1 | 2026 | 3 | 66708 | Puuloa Solar LLC | IPP | Puuloa Solar | HI | 68285 | PS-2 | 6 | Batteries | MWH | BA | (P) Planned for installation, but regulatory approvals not initiated | 6 | TRUE | 0
1 | 2026 | 3 | 65092 | Springwater Solar, LLC | IPP | Springwater Solar, LLC | OH | 65900 | SPRIN | 155 | Solar Photovoltaic | SUN | PV | (L) Regulatory approvals pending. Not under construction | 155 | TRUE | 0
1 | 2026 | 3 | 66815 | Tidwell Prairie II LLC | IPP | Tidwell Prairie II | TX | 68425 | TWPII | 200 | Batteries | MWH | BA | (P) Planned for installation, but regulatory approvals not initiated | 200 | TRUE | 0
1 | 2026 | 4 | 66607 | Belltown Power Texas 2, LLC | IPP | Kahla Storage | TX | 68168 | KAHBA | 200.9 | Batteries | MWH | BA | (L) Regulatory approvals pending. Not under construction | 200.9 | TRUE | 0
1 | 2026 | 4 | 66180 | CPV Rogue's Wind, LLC | IPP | CPV Rogue's Wind, LLC | PA | 67348 | ROGUE | 109.9 | Onshore Wind Turbine | WND | WT | (T) Regulatory approvals received. Not under construction | 114 | TRUE | 1
1 | 2026 | 4 | 66642 | City of Little Rock | IPP | City of Little Rock Solar Array | AR | 68208 | LRZBR | 2.1 | Solar Photovoltaic | SUN | PV | (L) Regulatory approvals pending. Not under construction | 4.9 | TRUE | 0
1 | 2026 | 4 | 5248 | Dominion Energy Inc. | Electric Utility | Moon Corner Solar | VA | 66313 | MOCO | 60 | Solar Photovoltaic | SUN | PV | (L) Regulatory approvals pending. Not under construction | 60 | TRUE | 0
1 | 2026 | 4 | 58468 | Dominion Renewable Energy | IPP | Cerulean Solar | VA | 68074 | CERUL | 62 | Solar Photovoltaic | SUN | PV | (P) Planned for installation, but regulatory approvals not initiated | 62 | TRUE | 0
1 | 2026 | 4 | 66544 | Foley Solar, LLC | IPP | Foley Solar, LLC | AL | 68002 | FOLEY | 80 | Solar Photovoltaic | SUN | PV | (T) Regulatory approvals received. Not under construction | 80 | TRUE | 1
1 | 2026 | 4 | 7490 | Grand River Dam Authority | Electric Utility | GREC | OK | 165 | 4 | 416 | Natural Gas Fired Combustion Turbine | NG | GT | (L) Regulatory approvals pending. Not under construction | 433 | TRUE | 0
1 | 2026 | 4 | 60025 | Greenbacker Renewable Energy Corporation | IPP | Hogs Bay | ME | 66768 | 694 | 2 | Solar Photovoltaic | SUN | PV | (U) Under construction, less than or equal to 50 percent complete | 2 | TRUE | 1
1 | 2026 | 4 | 66070 | Hornshadow Solar II, LLC | IPP | Hornshadow Solar II, LLC | UT | 67511 | HS2ES | 50 | Batteries | MWH | BA | (T) Regulatory approvals received. Not under construction | 50 | TRUE | 1
0 | 2026 | 4 | 66907 | Laketricity USA Inc. | Industrial | Kama 1 LLC | CA | 68526 | 11 | 1.6 | Solar Photovoltaic | SUN | PV | (T) Regulatory approvals received. Not under construction | 1.6 | FALSE | 1
1 | 2026 | 4 | 62842 | Lightsource Renewable Energy Asset Management, LLC | IPP | Champion Solar I | IN | 66865 | INCS1 | 51.9 | Solar Photovoltaic | SUN | PV | (P) Planned for installation, but regulatory approvals not initiated | 51.9 | TRUE | 0
1 | 2026 | 4 | 66800 | NorCal FPV 1, LLC | IPP | NorCal FPV 1 | CA | 68439 | 17184 | 10 | Solar Photovoltaic | SUN | PV | (U) Under construction, less than or equal to 50 percent complete | 10 | TRUE | 1
1 | 2026 | 4 | 66543 | Old Hayneville Solar, LLC | IPP | Old Hayneville Solar, LLC | AL | 68001 | OLHAY | 80 | Solar Photovoltaic | SUN | PV | (T) Regulatory approvals received. Not under construction | 80 | TRUE | 1
1 | 2026 | 4 | 59300 | PNM Resources | IPP | Sandia Energy Center | NM | 68210 | BESS | 60 | Batteries | MWH | BA | (T) Regulatory approvals received. Not under construction | 60 | TRUE | 1
1 | 2026 | 4 | 66844 | Pediment BESS I LLC | IPP | Pediment BESS I | AZ | 68477 | 1 | 250 | Batteries | MWH | BA | (U) Under construction, less than or equal to 50 percent complete | 250 | TRUE | 1
1 | 2026 | 4 | 66255 | RIC Development, LLC | IPP | Stonewall Solar | TX | 67562 | RIC92 | 63 | Solar Photovoltaic | SUN | PV | (P) Planned for installation, but regulatory approvals not initiated | 63 | TRUE | 0
1 | 2026 | 4 | 66662 | SR Gray, LLC | IPP | SR Gray | TN | 68248 | GRAY | 6 | Solar Photovoltaic | SUN | PV | (T) Regulatory approvals received. Not under construction | 6 | TRUE | 1
1 | 2026 | 4 | 65144 | Samsung C&T Renewables, LLC | IPP | Dolce BESS, LLC | TX | 67919 | DOLCE | 101.4 | Batteries | MWH | BA | (P) Planned for installation, but regulatory approvals not initiated | 101.4 | TRUE | 0
1 | 2026 | 4 | 65144 | Samsung C&T Renewables, LLC | IPP | Richwood Solar and Storage | OH | 68019 | RICSS | 250 | Solar Photovoltaic | SUN | PV | (P) Planned for installation, but regulatory approvals not initiated | 250 | TRUE | 0
1 | 2026 | 4 | 66451 | Stony Creek Solar LLC | IPP | Stony Creek Solar LLC | PA | 67879 | ENX26 | 15 | Solar Photovoltaic | SUN | PV | (T) Regulatory approvals received. Not under construction | 15 | TRUE | 1
1 | 2026 | 4 | 66853 | Sun Pond, LLC | IPP | Sun Pond | AZ | 68492 | GEN01 | 85 | Solar Photovoltaic | SUN | PV | (V) Under construction, more than 50 percent complete | 85 | TRUE | 1
1 | 2026 | 4 | 66853 | Sun Pond, LLC | IPP | Sun Pond | AZ | 68492 | GEN02 | 85 | Batteries | MWH | BA | (V) Under construction, more than 50 percent complete | 85 | TRUE | 1
1 | 2026 | 4 | 64952 | Turner Meadow Solar Station, LLC | IPP | Turner Meadow Solar Station | ME | 65709 | TRNR | 19.8 | Solar Photovoltaic | SUN | PV | (L) Regulatory approvals pending. Not under construction | 19.8 | TRUE | 0
1 | 2026 | 4 | 64545 | Vesper Energy Development LLC | IPP | Emerald Hill Energy Storage | TX | 68015 | EMHES | 250 | Batteries | MWH | BA | (P) Planned for installation, but regulatory approvals not initiated | 250 | TRUE | 0
1 | 2026 | 4 | 64776 | Wolf Pit Branch Solar, LLC | IPP | Wolf Pit Branch Solar, LLC | SC | 65437 | PGB38 | 15.5 | Batteries | MWH | BA | (L) Regulatory approvals pending. Not under construction | 15.5 | TRUE | 0
1 | 2026 | 4 | 64776 | Wolf Pit Branch Solar, LLC | IPP | Wolf Pit Branch Solar, LLC | SC | 65437 | PGR38 | 62 | Solar Photovoltaic | SUN | PV | (L) Regulatory approvals pending. Not under construction | 62 | TRUE | 0
1 | 2026 | 5 | 65689 | Alfred Oaks Solar, LLC | IPP | Alfred Oaks Solar, LLC | NY | 66675 | ALOAK | 115.2 | Solar Photovoltaic | SUN | PV | (P) Planned for installation, but regulatory approvals not initiated | 115.2 | TRUE | 0
1 | 2026 | 5 | 65689 | Alfred Oaks Solar, LLC | IPP | Alfred Oaks Solar, LLC | NY | 66675 | BA | 20 | Batteries | MWH | BA | (P) Planned for installation, but regulatory approvals not initiated | 20 | TRUE | 0
1 | 2026 | 5 | 66607 | Belltown Power Texas 2, LLC | IPP | Sandford Solar and Storage | TX | 68173 | SANBT | 100.9 | Batteries | MWH | BA | (L) Regulatory approvals pending. Not under construction | 100.9 | TRUE | 0
1 | 2026 | 5 | 66607 | Belltown Power Texas 2, LLC | IPP | Sandford Solar and Storage | TX | 68173 | SANPV | 126.2 | Solar Photovoltaic | SUN | PV | (L) Regulatory approvals pending. Not under construction | 126.2 | TRUE | 0
1 | 2026 | 5 | 66607 | Belltown Power Texas 2, LLC | IPP | Yooperlite Storage | TX | 68178 | YOOBA | 175.7 | Batteries | MWH | BA | (L) Regulatory approvals pending. Not under construction | 175.7 | TRUE | 0
1 | 2026 | 5 | 56769 | Consolidated Edison Development Inc. | IPP | Uvalde Solar 1 | TX | 66306 | UVPV1 | 150 | Solar Photovoltaic | SUN | PV | (P) Planned for installation, but regulatory approvals not initiated | 150 | TRUE | 0
1 | 2026 | 5 | 5109 | DTE Electric Company | Electric Utility | Fish Creek Solar Park | MI | 67754 | FSCSP | 146.2 | Solar Photovoltaic | SUN | PV | (U) Under construction, less than or equal to 50 percent complete | 146.2 | TRUE | 1
1 | 2026 | 5 | 66370 | Gransolar Texas Nine LLC | IPP | Braswell Solar | TX | 67772 | GRS9 | 42.6 | Solar Photovoltaic | SUN | PV | (L) Regulatory approvals pending. Not under construction | 44.2 | TRUE | 0
1 | 2026 | 5 | 66383 | Gransolar Texas Nineteen LLC | IPP | Whistle Solar | TX | 67785 | GRS19 | 56.3 | Solar Photovoltaic | SUN | PV | (L) Regulatory approvals pending. Not under construction | 56.3 | TRUE | 0
1 | 2026 | 5 | 66385 | Gransolar Texas Ten LLC | IPP | Payne Battlecreek Solar | TX | 67788 | GRS10 | 85 | Solar Photovoltaic | SUN | PV | (L) Regulatory approvals pending. Not under construction | 85 | TRUE | 0
1 | 2026 | 5 | 66373 | Gransolar Texas Two LLC | IPP | Cuchillas PV and BESS | TX | 67776 | GRS2B | 306.9 | Batteries | MWH | BA | (L) Regulatory approvals pending. Not under construction | 306.9 | TRUE | 0
1 | 2026 | 5 | 66373 | Gransolar Texas Two LLC | IPP | Cuchillas PV and BESS | TX | 67776 | GRS2P | 305.6 | Solar Photovoltaic | SUN | PV | (L) Regulatory approvals pending. Not under construction | 305.6 | TRUE | 0
1 | 2026 | 5 | 66232 | Green River Energy Center, LLC | IPP | Green River Energy Center - Hybrid | UT | 67501 | GRBS | 400 | Batteries | MWH | BA | (T) Regulatory approvals received. Not under construction | 400 | TRUE | 1
1 | 2026 | 5 | 66232 | Green River Energy Center, LLC | IPP | Green River Energy Center - Hybrid | UT | 67501 | GRPV | 400 | Solar Photovoltaic | SUN | PV | (T) Regulatory approvals received. Not under construction | 400 | TRUE | 1
1 | 2026 | 5 | 65454 | Healing Springs Solar, LLC | IPP | Healing Springs Solar, LLC | NC | 66382 | GEN1 | 55 | Solar Photovoltaic | SUN | PV | (L) Regulatory approvals pending. Not under construction | 55 | TRUE | 0
1 | 2026 | 5 | 65814 | Innovative Solar 245 LLC | IPP | Indigo Solar & Storage | TX | 66891 | 245BS | 180 | Batteries | MWH | BA | (P) Planned for installation, but regulatory approvals not initiated | 180 | TRUE | 0
1 | 2026 | 5 | 65814 | Innovative Solar 245 LLC | IPP | Indigo Solar & Storage | TX | 66891 | IS245 | 150 | Solar Photovoltaic | SUN | PV | (P) Planned for installation, but regulatory approvals not initiated | 150 | TRUE | 0
1 | 2026 | 5 | 49893 | Invenergy Services LLC | IPP | Yum Yum Solar LLC | TN | 63026 | GEN1 | 147 | Solar Photovoltaic | SUN | PV | (U) Under construction, less than or equal to 50 percent complete | 147 | TRUE | 1
1 | 2026 | 5 | 50123 | Leeward Asset Management, LLC | IPP | Cradle Solar | TX | 65822 | CRAS0 | 225 | Solar Photovoltaic | SUN | PV | (L) Regulatory approvals pending. Not under construction | 225 | TRUE | 0
1 | 2026 | 5 | 66852 | PVS 2, LLC | IPP | Pleasant Valley Solar 2 Project | ID | 68487 | PVS2 | 125 | Solar Photovoltaic | SUN | PV | (U) Under construction, less than or equal to 50 percent complete | 125 | TRUE | 1
1 | 2026 | 5 | 65869 | Prologis Logistics Services Incorporated | IPP | Internationale Ctr 11-SLCHI321 | IL | 68138 | CH321 | 1.8 | Solar Photovoltaic | SUN | PV | (U) Under construction, less than or equal to 50 percent complete | 1.8 | TRUE | 1
1 | 2026 | 5 | 66699 | SR Millington II, LLC | IPP | SR Millington II | TN | 68326 | MILL2 | 74.9 | Solar Photovoltaic | SUN | PV | (T) Regulatory approvals received. Not under construction | 74.9 | TRUE | 1
1 | 2026 | 5 | 64994 | SolRiver Capital LLC | IPP | Canyonville Solar LLC (CSG) | OR | 66340 | PV1 | 2.5 | Solar Photovoltaic | SUN | PV | (L) Regulatory approvals pending. Not under construction | 2.5 | TRUE | 0
1 | 2026 | 5 | 65179 | SolarGen of South Carolina, LLC | IPP | Brogdon Family Solar Park | SC | 66012 | BROGD | 65 | Solar Photovoltaic | SUN | PV | (L) Regulatory approvals pending. Not under construction | 65 | TRUE | 0
1 | 2026 | 5 | 66450 | Spout Spring Solar LLC | IPP | Spout Spring Solar LLC | VA | 67877 | ENX31 | 60 | Solar Photovoltaic | SUN | PV | (P) Planned for installation, but regulatory approvals not initiated | 60 | TRUE | 0
1 | 2026 | 5 | 64545 | Vesper Energy Development LLC | IPP | Axton Solar | VA | 65462 | AXTON | 201.1 | Solar Photovoltaic | SUN | PV | (L) Regulatory approvals pending. Not under construction | 201.1 | TRUE | 0
1 | 2026 | 5 | 66649 | Viridis Solar | IPP | Panton | VT | 68213 | 1 | 50 | Solar Photovoltaic | SUN | PV | (L) Regulatory approvals pending. Not under construction | 50 | TRUE | 0
1 | 2026 | 6 | 63826 | 201LC 8me LLC | IPP | Rockmont Solar and Storage Project | NM | 64216 | 201LC | 100 | Solar Photovoltaic | SUN | PV | (P) Planned for installation, but regulatory approvals not initiated | 100 | TRUE | 0
1 | 2026 | 6 | 63826 | 201LC 8me LLC | IPP | Rockmont Solar and Storage Project | NM | 64216 | 309SJ | 30 | Batteries | MWH | BA | (P) Planned for installation, but regulatory approvals not initiated | 30 | TRUE | 0
1 | 2026 | 6 | 57416 | Acciona Energy USA Global, LLC | IPP | AEUG Fleming Solar, LLC | KY | 64658 | AFS | 188.5 | Solar Photovoltaic | SUN | PV | (L) Regulatory approvals pending. Not under construction | 188.5 | TRUE | 0
1 | 2026 | 6 | 66122 | Alina Energy LLC | IPP | Alina Energy LLC | TX | 67250 | ALIBS | 200 | Batteries | MWH | BA | (P) Planned for installation, but regulatory approvals not initiated | 200 | TRUE | 0
1 | 2026 | 6 | 66122 | Alina Energy LLC | IPP | Alina Energy LLC | TX | 67250 | ALIPV | 200 | Solar Photovoltaic | SUN | PV | (P) Planned for installation, but regulatory approvals not initiated | 200 | TRUE | 0
1 | 2026 | 6 | 803 | Arizona Public Service Co | Electric Utility | Agave | AZ | 67964 | A400M | 150 | Batteries | MWH | BA | (U) Under construction, less than or equal to 50 percent complete | 150 | TRUE | 1
1 | 2026 | 6 | 803 | Arizona Public Service Co | Electric Utility | Ironwood Solar | AZ | 68397 | I168M | 168 | Solar Photovoltaic | SUN | PV | (U) Under construction, less than or equal to 50 percent complete | 168 | TRUE | 1
1 | 2026 | 6 | 66718 | Atlas VIII LLC | IPP | Atlas VIII | AZ | 68323 | ALT8A | 210.4 | Batteries | MWH | BA | (V) Under construction, more than 50 percent complete | 210.4 | TRUE | 1
1 | 2026 | 6 | 66718 | Atlas VIII LLC | IPP | Atlas VIII | AZ | 68323 | ALT8B | 172 | Batteries | MWH | BA | (V) Under construction, more than 50 percent complete | 172 | TRUE | 1
1 | 2026 | 6 | 61713 | B & K Solar | IPP | B & K Solar | SC | 62181 | 23 | 74.9 | Solar Photovoltaic | SUN | PV | (T) Regulatory approvals received. Not under construction | 74.9 | TRUE | 1
1 | 2026 | 6 | 64217 | Bald Mountain Solar LLC | IPP | Bald Mountain Solar | NY | 64598 | GEN1 | 20 | Solar Photovoltaic | SUN | PV | (P) Planned for installation, but regulatory approvals not initiated | 20 | TRUE | 0
1 | 2026 | 6 | 64356 | Bedington Energy Facility, LLC | IPP | Bedington Energy Facility, LLC | WV | 64848 | BEF1 | 50 | Solar Photovoltaic | SUN | PV | (P) Planned for installation, but regulatory approvals not initiated | 50 | TRUE | 0
1 | 2026 | 6 | 61716 | Big Fork Solar | IPP | Big Fork Solar | SC | 62184 | 26 | 74.9 | Solar Photovoltaic | SUN | PV | (T) Regulatory approvals received. Not under construction | 74.9 | TRUE | 1
1 | 2026 | 6 | 61716 | Big Fork Solar | IPP | Big Fork Solar | SC | 62184 | 27 | 74.9 | Batteries | MWH | BA | (T) Regulatory approvals received. Not under construction | 74.9 | TRUE | 1
1 | 2026 | 6 | 65654 | Birch Creek Development | IPP | Elm Flats Solar | TX | 67552 | ELMBA | 50 | Batteries | MWH | BA | (P) Planned for installation, but regulatory approvals not initiated | 50 | TRUE | 0
1 | 2026 | 6 | 65654 | Birch Creek Development | IPP | Elm Flats Solar | TX | 67552 | ELMFL | 125 | Solar Photovoltaic | SUN | PV | (P) Planned for installation, but regulatory approvals not initiated | 125 | TRUE | 0
1 | 2026 | 6 | 66797 | Cadence Solar Energy LLC | IPP | Cadence Solar Energy Center | OH | 68431 | CADNC | 240 | Solar Photovoltaic | SUN | PV | (U) Under construction, less than or equal to 50 percent complete | 240 | TRUE | 1
0 | 2026 | 6 | 60395 | California Ethanol Power, LLC | Industrial | CE&P Imperial Valley 1 | CA | 60670 | 1 | 50 | All Other | OTH | CC | (T) Regulatory approvals received. Not under construction | 50 | FALSE | 1
1 | 2026 | 6 | 66812 | Callisto II Energy Center LLC | IPP | Callisto II Energy Center | TX | 68422 | CALII | 400 | Batteries | MWH | BA | (P) Planned for installation, but regulatory approvals not initiated | 400 | TRUE | 0
1 | 2026 | 6 | 66579 | Cape HoldCo LLC | IPP | Cape Generating Station | UT | 68068 | CP1G1 | 28 | Geothermal | GEO | ST | (T) Regulatory approvals received. Not under construction | 53 | TRUE | 1
0 | 2026 | 6 | 65384 | Cartier Energy, LLC | Commercial | Hartford Hospital Cogeneration | CT | 52061 | GEN6 | 6 | Natural Gas Fired Combustion Turbine | NG | GT | (P) Planned for installation, but regulatory approvals not initiated | 6 | FALSE | 0
1 | 2026 | 6 | 66272 | Cedar Hill ESS Assets, LLC | IPP | Cedar Hill ESS | TX | 67570 | 3004 | 10 | Batteries | MWH | BA | (L) Regulatory approvals pending. Not under construction | 10 | TRUE | 0
1 | 2026 | 6 | 61718 | Chapman Solar | IPP | Chapman Solar | SC | 62186 | 28 | 2 | Solar Photovoltaic | SUN | PV | (V) Under construction, more than 50 percent complete | 2 | TRUE | 1
1 | 2026 | 6 | 61720 | Colleton Solar | IPP | Colleton Solar | SC | 62188 | 30 | 74.9 | Solar Photovoltaic | SUN | PV | (T) Regulatory approvals received. Not under construction | 74.9 | TRUE | 1
1 | 2026 | 6 | 61720 | Colleton Solar | IPP | Colleton Solar | SC | 62188 | 31 | 74.9 | Batteries | MWH | BA | (T) Regulatory approvals received. Not under construction | 74.9 | TRUE | 1
1 | 2026 | 6 | 61722 | Crossroads Solar | IPP | Crossroads Solar | SC | 62190 | 32 | 50 | Solar Photovoltaic | SUN | PV | (T) Regulatory approvals received. Not under construction | 50 | TRUE | 1
1 | 2026 | 6 | 61722 | Crossroads Solar | IPP | Crossroads Solar | SC | 62190 | 33 | 50 | Batteries | MWH | BA | (T) Regulatory approvals received. Not under construction | 50 | TRUE | 1
1 | 2026 | 6 | 61729 | Culpepper Solar | IPP | Culpepper Solar | SC | 62221 | 33 | 74.9 | Solar Photovoltaic | SUN | PV | (T) Regulatory approvals received. Not under construction | 74.9 | TRUE | 1
1 | 2026 | 6 | 61060 | Cypress Creek Renewables | IPP | High Top Solar | WA | 65325 | 98936 | 80 | Solar Photovoltaic | SUN | PV | (T) Regulatory approvals received. Not under construction | 80 | TRUE | 1
1 | 2026 | 6 | 65084 | Eldora Energy LLC | IPP | Eldora Energy LLC | TX | 65847 | ELDBS | 200 | Batteries | MWH | BA | (P) Planned for installation, but regulatory approvals not initiated | 200 | TRUE | 0
1 | 2026 | 6 | 65084 | Eldora Energy LLC | IPP | Eldora Energy LLC | TX | 65847 | ELDPV | 200 | Solar Photovoltaic | SUN | PV | (P) Planned for installation, but regulatory approvals not initiated | 200 | TRUE | 0
1 | 2026 | 6 | 55937 | Entergy Texas Inc. | Electric Utility | Orange County Advanced Power Station | TX | 66621 | 1A | 396.6 | Natural Gas Fired Combined Cycle | NG | CT | (T) Regulatory approvals received. Not under construction | 453 | TRUE | 1
1 | 2026 | 6 | 55937 | Entergy Texas Inc. | Electric Utility | Orange County Advanced Power Station | TX | 66621 | 1B | 396.6 | Natural Gas Fired Combined Cycle | NG | CT | (T) Regulatory approvals received. Not under construction | 453 | TRUE | 1
1 | 2026 | 6 | 55937 | Entergy Texas Inc. | Electric Utility | Orange County Advanced Power Station | TX | 66621 | 1C | 365 | Natural Gas Fired Combined Cycle | NG | CA | (T) Regulatory approvals received. Not under construction | 400 | TRUE | 1
1 | 2026 | 6 | 66742 | Evans Creek Energy Storage LLC | IPP | Evans Creek Energy Storage Project | TX | 68334 | EVCRK | 103 | Batteries | MWH | BA | (U) Under construction, less than or equal to 50 percent complete | 103 | TRUE | 1
1 | 2026 | 6 | 6763 | Freestone Power Generation LLC | IPP | Pin Oak Creek Energy Center, LLC | TX | 67500 | GT5 | 212 | Natural Gas Fired Combustion Turbine | NG | GT | (L) Regulatory approvals pending. Not under construction | 222 | TRUE | 0
1 | 2026 | 6 | 6763 | Freestone Power Generation LLC | IPP | Pin Oak Creek Energy Center, LLC | TX | 67500 | GT6 | 212 | Natural Gas Fired Combustion Turbine | NG | GT | (L) Regulatory approvals pending. Not under construction | 222 | TRUE | 0
1 | 2026 | 6 | 61737 | GEB Solar | IPP | GEB Solar | SC | 62217 | 40 | 50 | Solar Photovoltaic | SUN | PV | (T) Regulatory approvals received. Not under construction | 50 | TRUE | 1
1 | 2026 | 6 | 65157 | Garcitas Creek Solar, LLC | IPP | Garcitas Creek Solar | TX | 65973 | GCS | 201.9 | Solar Photovoltaic | SUN | PV | (L) Regulatory approvals pending. Not under construction | 201.9 | TRUE | 0
1 | 2026 | 6 | 65475 | Gransolar Texas Fifteen, LLC | IPP | Naduah Solar | TX | 66396 | NDUAH | 103.4 | Solar Photovoltaic | SUN | PV | (P) Planned for installation, but regulatory approvals not initiated | 103.4 | TRUE | 0
1 | 2026 | 6 | 66261 | Greenalia Solar Power Roscommon, LLC | IPP | Roscommon Solar Park | TX | 67566 | ROGSP | 82.8 | Solar Photovoltaic | SUN | PV | (T) Regulatory approvals received. Not under construction | 82.8 | TRUE | 1
1 | 2026 | 6 | 64218 | Greens Corners Solar | IPP | Greens Corners Solar | NY | 64599 | GEN1 | 120 | Solar Photovoltaic | SUN | PV | (P) Planned for installation, but regulatory approvals not initiated | 120 | TRUE | 0
1 | 2026 | 6 | 63474 | Hecate Energy Gedney Hill LLC | IPP | Hecate Energy Gedney Hill | NY | 63815 | GEDNY | 20 | Solar Photovoltaic | SUN | PV | (P) Planned for installation, but regulatory approvals not initiated | 20 | TRUE | 0
1 | 2026 | 6 | 65481 | Hecate Grid Gwent Storage 1, LLC | IPP | Hecate Grid Gwent Storage 1 | CA | 66409 | GWNT | 135 | Batteries | MWH | BA | (P) Planned for installation, but regulatory approvals not initiated | 135 | TRUE | 0
1 | 2026 | 6 | 61746 | Holliday Solar I | IPP | Holliday Solar I | SC | 62229 | 43 | 74 | Solar Photovoltaic | SUN | PV | (T) Regulatory approvals received. Not under construction | 74 | TRUE | 1
1 | 2026 | 6 | 64741 | Homestead Energy Storage, LLC | IPP | Homestead Energy Storage LLC | CA | 65398 | HMSD1 | 14 | Batteries | MWH | BA | (T) Regulatory approvals received. Not under construction | 14 | TRUE | 1
1 | 2026 | 6 | 64476 | Hope Solar One, LLC | IPP | Hope Solar One | RI | 65060 | VCP02 | 3.5 | Solar Photovoltaic | SUN | PV | (P) Planned for installation, but regulatory approvals not initiated | 3.5 | TRUE | 0
1 | 2026 | 6 | 63792 | Hornet Solar LLC | IPP | Hornet Solar | NC | 64167 | GEN | 73 | Solar Photovoltaic | SUN | PV | (L) Regulatory approvals pending. Not under construction | 73 | TRUE | 0
1 | 2026 | 6 | 61751 | Juniper Solar | IPP | Juniper Solar | SC | 62234 | 48 | 74.9 | Solar Photovoltaic | SUN | PV | (T) Regulatory approvals received. Not under construction | 74.9 | TRUE | 1
1 | 2026 | 6 | 50123 | Leeward Asset Management, LLC | IPP | Portal Ridge Solar A, LLC | CA | 60309 | GEN01 | 19 | Solar Photovoltaic | SUN | PV | (L) Regulatory approvals pending. Not under construction | 19 | TRUE | 0
1 | 2026 | 6 | 66178 | Liberty Renewables Incorporated | IPP | Hoffman Falls Wind 2 | NY | 67346 | Q1335 | 102.5 | Onshore Wind Turbine | WND | WT | (P) Planned for installation, but regulatory approvals not initiated | 103.5 | TRUE | 0
1 | 2026 | 6 | 66625 | Lotus Wind, LLC | IPP | Lotus Wind | IL | 68192 | LOTUS | 200 | Onshore Wind Turbine | WND | WT | (P) Planned for installation, but regulatory approvals not initiated | 200 | TRUE | 0
1 | 2026 | 6 | 61753 | Luz Solar | IPP | Luz Solar | SC | 62236 | 50 | 2 | Solar Photovoltaic | SUN | PV | (T) Regulatory approvals received. Not under construction | 2 | TRUE | 1
1 | 2026 | 6 | 61791 | Melsam Solar | IPP | Melsam Solar | SC | 62280 | 58 | 65 | Solar Photovoltaic | SUN | PV | (T) Regulatory approvals received. Not under construction | 65 | TRUE | 1
1 | 2026 | 6 | 66680 | Mondu Solar LLC | IPP | Mondu Solar LLC | LA | 68263 | M4515 | 150 | Solar Photovoltaic | SUN | PV | (P) Planned for installation, but regulatory approvals not initiated | 150 | TRUE | 0
1 | 2026 | 6 | 60018 | NET Power, LLC | IPP | NET Power La Porte Station | TX | 60910 | NPLPS | 5 | Natural Gas Fired Combustion Turbine | NG | GT | (OT) Other | 25.5 | TRUE | 0
1 | 2026 | 6 | 65627 | NRG THW GT LLC | IPP | NRG THW GT Electric Generating Station | TX | 66601 | GT61 | 204 | Natural Gas Fired Combustion Turbine | NG | GT | (U) Under construction, less than or equal to 50 percent complete | 188.7 | TRUE | 1
1 | 2026 | 6 | 65627 | NRG THW GT LLC | IPP | NRG THW GT Electric Generating Station | TX | 66601 | GT62 | 204 | Natural Gas Fired Combustion Turbine | NG | GT | (U) Under construction, less than or equal to 50 percent complete | 188.7 | TRUE | 1
1 | 2026 | 6 | 63467 | Naturgy Candela DevCo LLC | IPP | Mark Center Solar Project | OH | 65050 | MRC1 | 90 | Solar Photovoltaic | SUN | PV | (T) Regulatory approvals received. Not under construction | 90 | TRUE | 1
1 | 2026 | 6 | 13402 | Nevada Irrigation District | IPP | Loma Rica Hydroelectric Powerhouse | CA | 60988 | HY1 | 1.4 | Conventional Hydroelectric | WAT | HY | (P) Planned for installation, but regulatory approvals not initiated | 1.4 | TRUE | 0
1 | 2026 | 6 | 66234 | Nexus Renewables U.S. Inc. | IPP | Bell Creek BESS LLC | TX | 67535 | ASHU1 | 200.9 | Batteries | MWH | BA | (T) Regulatory approvals received. Not under construction | 200.9 | TRUE | 1
1 | 2026 | 6 | 13902 | NorthWestern Energy (MT Hydro) | Electric Utility | Hauser | MT | 2185 | HAU12 | 3.5 | Conventional Hydroelectric | WAT | HY | (P) Planned for installation, but regulatory approvals not initiated | 3.5 | TRUE | 0
1 | 2026 | 6 | 56545 | Pattern Operators LP | IPP | SunZia Wind North | NM | 66924 | SZW-N | 1089 | Onshore Wind Turbine | WND | WT | (T) Regulatory approvals received. Not under construction | 1089 | TRUE | 1
1 | 2026 | 6 | 56545 | Pattern Operators LP | IPP | SunZia Wind South | NM | 66923 | SZW-S | 2426.4 | Onshore Wind Turbine | WND | WT | (T) Regulatory approvals received. Not under construction | 2426.4 | TRUE | 1
1 | 2026 | 6 | 65764 | Pier S Energy Storage LLC | IPP | Elevate Pier S | CA | 66787 | ELVPS | 70 | Batteries | MWH | BA | (P) Planned for installation, but regulatory approvals not initiated | 70 | TRUE | 0
1 | 2026 | 6 | 66347 | Placid Solar II, LLC | IPP | Highland Solar North | FL | 64345 | 1112 | 74.9 | Solar Photovoltaic | SUN | PV | (L) Regulatory approvals pending. Not under construction | 74.9 | TRUE | 0
1 | 2026 | 6 | 61805 | Pruger Solar II | IPP | Pruger Solar II | SC | 62293 | 64 | 2 | Solar Photovoltaic | SUN | PV | (T) Regulatory approvals received. Not under construction | 2 | TRUE | 1
1 | 2026 | 6 | 60229 | Quail Holdings, LLC | IPP | Quail Holdings | NC | 60434 | PV1 | 30 | Solar Photovoltaic | SUN | PV | (L) Regulatory approvals pending. Not under construction | 30 | TRUE | 0
1 | 2026 | 6 | 61807 | Quest Solar | IPP | Quest Solar | SC | 62299 | 66 | 50 | Solar Photovoltaic | SUN | PV | (T) Regulatory approvals received. Not under construction | 50 | TRUE | 1
1 | 2026 | 6 | 61807 | Quest Solar | IPP | Quest Solar | SC | 62299 | 67 | 50 | Batteries | MWH | BA | (T) Regulatory approvals received. Not under construction | 50 | TRUE | 1
1 | 2026 | 6 | 66646 | ReWild Renewables, LLC | IPP | Grears Corner Solar | DE | 68211 | GRER | 4 | Solar Photovoltaic | SUN | PV | (L) Regulatory approvals pending. Not under construction | 4 | TRUE | 0
1 | 2026 | 6 | 64587 | Renegade Renewables, LLC | IPP | Renegade Solar Project (Dawn) | TX | 65310 | DAWN1 | 515 | Solar Photovoltaic | SUN | PV | (T) Regulatory approvals received. Not under construction | 515 | TRUE | 1
1 | 2026 | 6 | 61808 | Rollins Solar | IPP | Rollins Solar | SC | 62295 | 67 | 74.9 | Solar Photovoltaic | SUN | PV | (T) Regulatory approvals received. Not under construction | 74.9 | TRUE | 1
1 | 2026 | 6 | 61809 | Ross Solar | IPP | Ross Solar | SC | 62296 | 68 | 74.9 | Solar Photovoltaic | SUN | PV | (T) Regulatory approvals received. Not under construction | 74.9 | TRUE | 1
1 | 2026 | 6 | 66653 | SR Adamsville, LLC | IPP | SR Adamsville | TN | 68224 | ADAMV | 25 | Solar Photovoltaic | SUN | PV | (T) Regulatory approvals received. Not under construction | 25 | TRUE | 1
1 | 2026 | 6 | 66663 | SR Horus, LLC | IPP | SR Horus | KY | 68249 | METTR | 79.7 | Solar Photovoltaic | SUN | PV | (T) Regulatory approvals received. Not under construction | 79.7 | TRUE | 1
1 | 2026 | 6 | 66664 | SR Metter, LLC | IPP | SR Metter | GA | 68250 | METTR | 79.7 | Solar Photovoltaic | SUN | PV | (T) Regulatory approvals received. Not under construction | 79.7 | TRUE | 1
1 | 2026 | 6 | 63488 | Shady Hills Energy Center, LLC | IPP | Shady Hills Combined Cycle Facility | FL | 63802 | G001 | 538.3 | Natural Gas Fired Combined Cycle | NG | CS | (U) Under construction, less than or equal to 50 percent complete | 612 | TRUE | 1
1 | 2026 | 6 | 61830 | Shining Sun Solar | IPP | Shining Sun Solar | SC | 62309 | 73 | 74.4 | Solar Photovoltaic | SUN | PV | (T) Regulatory approvals received. Not under construction | 74 | TRUE | 1
1 | 2026 | 6 | 61831 | Shorthorn Solar | IPP | Shorthorn Solar | SC | 62310 | 74 | 60 | Solar Photovoltaic | SUN | PV | (T) Regulatory approvals received. Not under construction | 60 | TRUE | 1
1 | 2026 | 6 | 61834 | Stamey Solar | IPP | Stamey Solar | SC | 62313 | 77 | 2 | Solar Photovoltaic | SUN | PV | (T) Regulatory approvals received. Not under construction | 2 | TRUE | 1
1 | 2026 | 6 | 65815 | Sunraycer Assets I LLC | IPP | Lupinus Solar 1, LLC | TX | 66895 | LP1BA | 83 | Batteries | MWH | BA | (P) Planned for installation, but regulatory approvals not initiated | 83 | TRUE | 0
1 | 2026 | 6 | 65815 | Sunraycer Assets I LLC | IPP | Lupinus Solar 1, LLC | TX | 66895 | LP1PV | 165 | Solar Photovoltaic | SUN | PV | (P) Planned for installation, but regulatory approvals not initiated | 165 | TRUE | 0
1 | 2026 | 6 | 65815 | Sunraycer Assets I LLC | IPP | Lupinus Storage 3 | TX | 67674 | LUPE3 | 50.9 | Batteries | MWH | BA | (P) Planned for installation, but regulatory approvals not initiated | 50.9 | TRUE | 0
1 | 2026 | 6 | 63140 | Three Rivers Solar Power, LLC | IPP | Three Rivers Solar Power, LLC | ME | 63386 | 3RIVS | 100 | Solar Photovoltaic | SUN | PV | (L) Regulatory approvals pending. Not under construction | 100 | TRUE | 0
1 | 2026 | 6 | 64545 | Vesper Energy Development LLC | IPP | Hornet Solar II (TX) (Hybrid) | TX | 67985 | HRNT2 | 200 | Solar Photovoltaic | SUN | PV | (L) Regulatory approvals pending. Not under construction | 200 | TRUE | 0
1 | 2026 | 6 | 64545 | Vesper Energy Development LLC | IPP | Hornet Solar II (TX) (Hybrid) | TX | 67985 | HRT2B | 200 | Batteries | MWH | BA | (L) Regulatory approvals pending. Not under construction | 200 | TRUE | 0
1 | 2026 | 6 | 20856 | Wisconsin Power & Light Co | Electric Utility | Edgewater | WI | 4050 | BESS1 | 99 | Batteries | MWH | BA | (T) Regulatory approvals received. Not under construction | 99 | TRUE | 1
1 | 2026 | 6 | 65329 | Yaupon Solar, LLC | IPP | Yaupon Solar Project (Hybrid) | TX | 66216 | BESS | 100 | Batteries | MWH | BA | (P) Planned for installation, but regulatory approvals not initiated | 100 | TRUE | 0
1 | 2026 | 6 | 65329 | Yaupon Solar, LLC | IPP | Yaupon Solar Project (Hybrid) | TX | 66216 | SOL | 200 | Solar Photovoltaic | SUN | PV | (P) Planned for installation, but regulatory approvals not initiated | 200 | TRUE | 0
1 | 2026 | 6 | 60059 | ZGlobal Inc | IPP | Madena 3 | CA | 68519 | MDNA3 | 3.9 | Batteries | MWH | BA | (U) Under construction, less than or equal to 50 percent complete | 3.9 | TRUE | 1
1 | 2026 | 6 | 60059 | ZGlobal Inc | IPP | Madena 4 | CA | 68520 | MNDA4 | 5 | Batteries | MWH | BA | (L) Regulatory approvals pending. Not under construction | 5 | TRUE | 0
1 | 2026 | 7 | 61060 | Cypress Creek Renewables | IPP | Payton | IL | 67662 | PAYTN | 70 | Solar Photovoltaic | SUN | PV | (L) Regulatory approvals pending. Not under construction | 70 | TRUE | 0
1 | 2026 | 7 | 5248 | Dominion Energy Inc. | Electric Utility | Courthouse Solar | VA | 66312 | CHSL | 167 | Solar Photovoltaic | SUN | PV | (L) Regulatory approvals pending. Not under construction | 167 | TRUE | 0
1 | 2026 | 7 | 65594 | EnerSmart Storage | IPP | EnerSmart El Cajon BESS | CA | 66754 | EC01 | 3 | Batteries | MWH | BA | (L) Regulatory approvals pending. Not under construction | 3 | TRUE | 0
1 | 2026 | 7 | 66447 | Gladys Solar LLC | IPP | Gladys Solar LLC | VA | 67871 | ENX29 | 60.4 | Solar Photovoltaic | SUN | PV | (P) Planned for installation, but regulatory approvals not initiated | 60.4 | TRUE | 0
1 | 2026 | 7 | 65482 | Gransolar Texas Thirteen, LLC | IPP | Despain Solar | TX | 66421 | GRS13 | 236 | Solar Photovoltaic | SUN | PV | (L) Regulatory approvals pending. Not under construction | 236.2 | TRUE | 0
1 | 2026 | 7 | 66760 | Lazy U ESS 2 LLC | IPP | Lazy U ESS 2 | TX | 68356 | LUBA2 | 250 | Batteries | MWH | BA | (P) Planned for installation, but regulatory approvals not initiated | 250 | TRUE | 0
1 | 2026 | 7 | 66761 | Lazy U Solar 1 LLC | IPP | Lazy U Solar 1 | TX | 68357 | LUPV1 | 250 | Solar Photovoltaic | SUN | PV | (P) Planned for installation, but regulatory approvals not initiated | 250 | TRUE | 0
1 | 2026 | 7 | 66762 | Lazy U Solar 2 LLC | IPP | Lazy U Solar 2 | TX | 68358 | LUPV2 | 250 | Solar Photovoltaic | SUN | PV | (P) Planned for installation, but regulatory approvals not initiated | 250 | TRUE | 0
1 | 2026 | 7 | 50123 | Leeward Asset Management, LLC | IPP | Red Maple LRE | IL | 68085 | RMS1 | 95 | Solar Photovoltaic | SUN | PV | (U) Under construction, less than or equal to 50 percent complete | 95 | TRUE | 1
0 | 2026 | 7 | 12869 | Monterey Regional Waste Mgmt | Commercial | Marina Landfill Gas | CA | 10748 | FUTR1 | 1.6 | Landfill Gas | LFG | IC | (P) Planned for installation, but regulatory approvals not initiated | 1.6 | FALSE | 0
0 | 2026 | 7 | 12869 | Monterey Regional Waste Mgmt | Commercial | Marina Landfill Gas | CA | 10748 | FUTR2 | 1.6 | Landfill Gas | LFG | IC | (P) Planned for installation, but regulatory approvals not initiated | 1.6 | FALSE | 0
0 | 2026 | 7 | 12869 | Monterey Regional Waste Mgmt | Commercial | Marina Landfill Gas | CA | 10748 | FUTR3 | 1.6 | Landfill Gas | LFG | IC | (P) Planned for installation, but regulatory approvals not initiated | 1.6 | FALSE | 0
0 | 2026 | 7 | 12869 | Monterey Regional Waste Mgmt | Commercial | Marina Landfill Gas | CA | 10748 | FUTR4 | 1.6 | Landfill Gas | LFG | IC | (P) Planned for installation, but regulatory approvals not initiated | 1.6 | FALSE | 0
1 | 2026 | 7 | 58489 | OCI Energy LLC | IPP | OCI Hillsboro | TX | 66401 | OHLBS | 200 | Batteries | MWH | BA | (P) Planned for installation, but regulatory approvals not initiated | 200 | TRUE | 0
1 | 2026 | 7 | 58489 | OCI Energy LLC | IPP | OCI Hillsboro | TX | 66401 | OHLPV | 200 | Solar Photovoltaic | SUN | PV | (P) Planned for installation, but regulatory approvals not initiated | 200 | TRUE | 0
1 | 2026 | 7 | 58489 | OCI Energy LLC | IPP | OCI SunRoper | TX | 65893 | OCIRO | 260 | Solar Photovoltaic | SUN | PV | (L) Regulatory approvals pending. Not under construction | 260 | TRUE | 0
1 | 2026 | 7 | 65803 | Raven Storage, LLC | IPP | Raven Storage | TX | 68149 | RAVEB | 100 | Batteries | MWH | BA | (P) Planned for installation, but regulatory approvals not initiated | 100 | TRUE | 0
1 | 2026 | 7 | 66667 | SR Sequatchie, LLC | IPP | SR Sequatchie | TN | 68254 | SEQUA | 8 | Solar Photovoltaic | SUN | PV | (T) Regulatory approvals received. Not under construction | 8 | TRUE | 1
1 | 2026 | 7 | 65144 | Samsung C&T Renewables, LLC | IPP | Ursa Solar, LLC | WI | 65964 | URSA | 200 | Solar Photovoltaic | SUN | PV | (P) Planned for installation, but regulatory approvals not initiated | 200 | TRUE | 0
1 | 2026 | 7 | 61950 | Terra-Gen Operating Co-Solar | IPP | Desert Breeze Solar, LLC | CA | 68045 | LOC3 | 125 | Solar Photovoltaic | SUN | PV | (P) Planned for installation, but regulatory approvals not initiated | 125 | TRUE | 0
1 | 2026 | 7 | 66461 | Two Oaks Solar and Storage | IPP | Two Oaks Solar and Storage LLC | VA | 67884 | ENX27 | 118 | Solar Photovoltaic | SUN | PV | (P) Planned for installation, but regulatory approvals not initiated | 118 | TRUE | 0
1 | 2026 | 7 | 63527 | Westlands Cherry, LLC | IPP | Cherry | CA | 63850 | BESS2 | 110 | Batteries | MWH | BA | (T) Regulatory approvals received. Not under construction | 110 | TRUE | 1
1 | 2026 | 8 | 17612 | Bear Valley Electric Service | Electric Utility | Bear Valley Battery Plant | CA | 67257 | BVEB1 | 5 | Batteries | MWH | BA | (L) Regulatory approvals pending. Not under construction | 5 | TRUE | 0
1 | 2026 | 8 | 17612 | Bear Valley Electric Service | Electric Utility | Bear Valley Solar Plant | CA | 67258 | BVES1 | 5 | Solar Photovoltaic | SUN | PV | (L) Regulatory approvals pending. Not under construction | 5 | TRUE | 0
1 | 2026 | 8 | 66607 | Belltown Power Texas 2, LLC | IPP | Myers Solar and Storage | TX | 68172 | MYEBT | 75.7 | Batteries | MWH | BA | (L) Regulatory approvals pending. Not under construction | 75.7 | TRUE | 0
1 | 2026 | 8 | 66607 | Belltown Power Texas 2, LLC | IPP | Myers Solar and Storage | TX | 68172 | MYEPV | 100.9 | Solar Photovoltaic | SUN | PV | (L) Regulatory approvals pending. Not under construction | 100.9 | TRUE | 0
1 | 2026 | 8 | 63677 | Caden Energix New Kent, LLC | IPP | Caden Energix New Kent, LLC | VA | 64036 | ENX08 | 20 | Solar Photovoltaic | SUN | PV | (L) Regulatory approvals pending. Not under construction | 20 | TRUE | 0
1 | 2026 | 8 | 64689 | Emery Meadow Solar Station, LLC | IPP | Emery Meadow Solar Station | ME | 65366 | EMSS | 16.4 | Solar Photovoltaic | SUN | PV | (L) Regulatory approvals pending. Not under construction | 16.4 | TRUE | 0
1 | 2026 | 8 | 64077 | JVR Energy Park LLC | IPP | JVR Energy Park LLC | CA | 64428 | JVR1B | 70 | Batteries | MWH | BA | (P) Planned for installation, but regulatory approvals not initiated | 70 | TRUE | 0
1 | 2026 | 8 | 66630 | Riverstone Solar, LLC | IPP | Riverstone Solar | VA | 68194 | RIVER | 149.5 | Solar Photovoltaic | SUN | PV | (L) Regulatory approvals pending. Not under construction | 149.5 | TRUE | 0
1 | 2026 | 9 | 63806 | 26SB 8me LLC | IPP | Bellefield 2 Solar & Energy Storage Farm | CA | 64209 | 26SBA | 500 | Solar Photovoltaic | SUN | PV | (P) Planned for installation, but regulatory approvals not initiated | 500 | TRUE | 0
1 | 2026 | 9 | 66607 | Belltown Power Texas 2, LLC | IPP | Mcmurtre Storage | TX | 68171 | MCMBA | 176.1 | Batteries | MWH | BA | (L) Regulatory approvals pending. Not under construction | 176.1 | TRUE | 0
1 | 2026 | 9 | 66607 | Belltown Power Texas 2, LLC | IPP | Willis Storage | TX | 68176 | WILBA | 176.1 | Batteries | MWH | BA | (L) Regulatory approvals pending. Not under construction | 176.1 | TRUE | 0
1 | 2026 | 9 | 66538 | Crooked Creek PV I, LLC | IPP | Crooked Creek PV I | IL | 67993 | CRDCK | 99 | Solar Photovoltaic | SUN | PV | (U) Under construction, less than or equal to 50 percent complete | 99 | TRUE | 1
1 | 2026 | 9 | 61060 | Cypress Creek Renewables | IPP | Hanson | TX | 67657 | HANSO | 396 | Solar Photovoltaic | SUN | PV | (L) Regulatory approvals pending. Not under construction | 396 | TRUE | 0
1 | 2026 | 9 | 5248 | Dominion Energy Inc. | Electric Utility | Clover Creek Solar | VA | 66315 | CCSO | 90 | Solar Photovoltaic | SUN | PV | (T) Regulatory approvals received. Not under construction | 90 | TRUE | 1
1 | 2026 | 9 | 65594 | EnerSmart Storage | IPP | EnerSmart Imperial Beach BESS | CA | 66551 | IB192 | 3 | Batteries | MWH | BA | (L) Regulatory approvals pending. Not under construction | 3 | TRUE | 0
1 | 2026 | 9 | 65594 | EnerSmart Storage | IPP | EnerSmart Imperial Beach BESS | CA | 66551 | IB193 | 3 | Batteries | MWH | BA | (L) Regulatory approvals pending. Not under construction | 3 | TRUE | 0
1 | 2026 | 9 | 66488 | Flora Solar, LLC | IPP | Flora Solar | IL | 67937 | FLOSO | 125 | Solar Photovoltaic | SUN | PV | (P) Planned for installation, but regulatory approvals not initiated | 125 | TRUE | 0
1 | 2026 | 9 | 66736 | GREE bn, LLC | IPP | Greenwater BESS | WA | 68341 | GREE | 200 | Batteries | MWH | BA | (P) Planned for installation, but regulatory approvals not initiated | 200 | TRUE | 0
1 | 2026 | 9 | 7140 | Georgia Power Co | Electric Utility | Hammond | GA | 708 | 5 | 57.5 | Batteries | MWH | BA | (U) Under construction, less than or equal to 50 percent complete | 57.5 | TRUE | 1
1 | 2026 | 9 | 65986 | Gransolar Texas Three, LLC | IPP | Quarter Ranch Solar | TX | 67078 | GRS3 | 154 | Solar Photovoltaic | SUN | PV | (L) Regulatory approvals pending. Not under construction | 154.1 | TRUE | 0
1 | 2026 | 9 | 65682 | IP Aramis, LLC | IPP | Aramis I Solar Project | CA | 66678 | IPAR1 | 100 | Solar Photovoltaic | SUN | PV | (L) Regulatory approvals pending. Not under construction | 100 | TRUE | 0
1 | 2026 | 9 | 65682 | IP Aramis, LLC | IPP | Aramis I Solar Project | CA | 66678 | IPARB | 100 | Batteries | MWH | BA | (L) Regulatory approvals pending. Not under construction | 100 | TRUE | 0
1 | 2026 | 9 | 62842 | Lightsource Renewable Energy Asset Management, LLC | IPP | Second Division Solar | TX | 65981 | TXSD2 | 30 | Batteries | MWH | BA | (L) Regulatory approvals pending. Not under construction | 30 | TRUE | 0
1 | 2026 | 9 | 62842 | Lightsource Renewable Energy Asset Management, LLC | IPP | Starr Solar Ranch | TX | 65975 | TXSD2 | 180 | Batteries | MWH | BA | (L) Regulatory approvals pending. Not under construction | 180 | TRUE | 0
1 | 2026 | 9 | 64584 | OE_MS4 | IPP | OE_MS4 | MS | 65293 | OEMS4 | 96 | Solar Photovoltaic | SUN | PV | (T) Regulatory approvals received. Not under construction | 96 | TRUE | 1
1 | 2026 | 9 | 14519 | Pasco County | IPP | Pasco Cnty Solid Waste Resource Recovery | FL | 50666 | GEN2 | 18 | Municipal Solid Waste | MSW | ST | (T) Regulatory approvals received. Not under construction | 20 | TRUE | 1
1 | 2026 | 9 | 66255 | RIC Development, LLC | IPP | Wetzel BESS | TX | 67555 | RIC98 | 185.6 | Batteries | MWH | BA | (P) Planned for installation, but regulatory approvals not initiated | 185.6 | TRUE | 0
1 | 2026 | 9 | 65144 | Samsung C&T Renewables, LLC | IPP | Champaign BESS, LLC | TX | 67917 | CHMPN | 202.7 | Batteries | MWH | BA | (P) Planned for installation, but regulatory approvals not initiated | 202.7 | TRUE | 0
1 | 2026 | 9 | 65715 | Strata Clean Energy | IPP | Longwing Solar | TX | 66705 | 11105 | 140 | Solar Photovoltaic | SUN | PV | (P) Planned for installation, but regulatory approvals not initiated | 140 | TRUE | 0
1 | 2026 | 9 | 65715 | Strata Clean Energy | IPP | Peri Peri Solar | TX | 66708 | 11104 | 115 | Solar Photovoltaic | SUN | PV | (P) Planned for installation, but regulatory approvals not initiated | 115 | TRUE | 0
1 | 2026 | 9 | 66454 | Wyatt Mill Solar LLC | IPP | Wyatt Mill Solar LLC | VA | 67881 | ENX30 | 82.5 | Solar Photovoltaic | SUN | PV | (P) Planned for installation, but regulatory approvals not initiated | 82.5 | TRUE | 0
1 | 2026 | 10 | 924 | Associated Electric Coop, Inc | Electric Utility | Ripley Energy Center | OK | 67262 | RP1 | 411.4 | Natural Gas Fired Combustion Turbine | NG | GT | (L) Regulatory approvals pending. Not under construction | 419 | TRUE | 0
1 | 2026 | 10 | 15399 | Avangrid Renewables LLC | IPP | Osagrove Flats Wind | IL | 67347 | OF1 | 150 | Onshore Wind Turbine | WND | WT | (U) Under construction, less than or equal to 50 percent complete | 3 | TRUE | 1
1 | 2026 | 10 | 63793 | Bear Branch Solar LLC | IPP | Bear Branch Solar | NC | 64168 | GEN | 34.5 | Solar Photovoltaic | SUN | PV | (L) Regulatory approvals pending. Not under construction | 34.5 | TRUE | 0
1 | 2026 | 10 | 65728 | Brenneman Solar LLC | IPP | Brenneman Solar Project | GA | 66744 | BRNMN | 150 | Solar Photovoltaic | SUN | PV | (T) Regulatory approvals received. Not under construction | 150 | TRUE | 1
1 | 2026 | 10 | 61060 | Cypress Creek Renewables | IPP | Amerada | TX | 67649 | AMERA | 300 | Solar Photovoltaic | SUN | PV | (L) Regulatory approvals pending. Not under construction | 300 | TRUE | 0
1 | 2026 | 10 | 61060 | Cypress Creek Renewables | IPP | South Davidson | NC | 67665 | SDAVI | 80 | Solar Photovoltaic | SUN | PV | (L) Regulatory approvals pending. Not under construction | 80 | TRUE | 0
1 | 2026 | 10 | 58468 | Dominion Renewable Energy | IPP | Blue Ridge Solar | VA | 68073 | BLUER | 95 | Solar Photovoltaic | SUN | PV | (P) Planned for installation, but regulatory approvals not initiated | 95 | TRUE | 0
1 | 2026 | 10 | 62760 | EDPR CA Solar Park VI LLC | IPP | EDPR CA Solar Park VI LLC (CA) Hybrid | CA | 62892 | SONR2 | 40 | Batteries | MWH | BA | (T) Regulatory approvals received. Not under construction | 40 | TRUE | 1
1 | 2026 | 10 | 62760 | EDPR CA Solar Park VI LLC | IPP | EDPR CA Solar Park VI LLC (CA) Hybrid | CA | 62892 | SONRI | 200 | Solar Photovoltaic | SUN | PV | (T) Regulatory approvals received. Not under construction | 201 | TRUE | 1
1 | 2026 | 10 | 66622 | Firelands Wind, LLC | IPP | Firelands Wind | OH | 68186 | FIRE | 297 | Onshore Wind Turbine | WND | WT | (P) Planned for installation, but regulatory approvals not initiated | 297 | TRUE | 0
1 | 2026 | 10 | 7140 | Georgia Power Co | Electric Utility | McGrau Ford Battery Storage Facility | GA | 68512 | 2 | 265 | Batteries | MWH | BA | (U) Under construction, less than or equal to 50 percent complete | 265 | TRUE | 1
1 | 2026 | 10 | 66641 | Greenwood Solar I, LLC | IPP | Greenwood Solar I | VA | 68205 | GRNWD | 100 | Solar Photovoltaic | SUN | PV | (T) Regulatory approvals received. Not under construction | 100 | TRUE | 1
1 | 2026 | 10 | 66624 | Heritage Wind, LLC | IPP | Heritage Wind | NY | 68191 | HRTG | 184 | Onshore Wind Turbine | WND | WT | (P) Planned for installation, but regulatory approvals not initiated | 184 | TRUE | 0
0 | 2026 | 10 | 65792 | ITT Energy Tech Partners, LLC | Commercial | ITT Cogen Facility | IL | 52021 | GEN3 | 4.1 | Natural Gas Internal Combustion Engine | NG | IC | (P) Planned for installation, but regulatory approvals not initiated | 4.1 | FALSE | 0
0 | 2026 | 10 | 65792 | ITT Energy Tech Partners, LLC | Commercial | ITT Cogen Facility | IL | 52021 | GEN4 | 4.1 | Natural Gas Internal Combustion Engine | NG | IC | (P) Planned for installation, but regulatory approvals not initiated | 4.1 | FALSE | 0
1 | 2026 | 10 | 64077 | JVR Energy Park LLC | IPP | JVR Energy Park LLC | CA | 64428 | JVR1A | 90 | Solar Photovoltaic | SUN | PV | (L) Regulatory approvals pending. Not under construction | 90 | TRUE | 0
1 | 2026 | 10 | 66831 | Key Energy Storage LLC | IPP | Key Energy Storage | CA | 68461 | KEYBA | 300 | Batteries | MWH | BA | (T) Regulatory approvals received. Not under construction | 300 | TRUE | 1
1 | 2026 | 10 | 50123 | Leeward Asset Management, LLC | IPP | Blackford Solar | IN | 66960 | BLKSL | 150 | Solar Photovoltaic | SUN | PV | (T) Regulatory approvals received. Not under construction | 150 | TRUE | 1
1 | 2026 | 10 | 64674 | Noria Hondo Solar LLC | IPP | Noria Hondo Solar (Hybrid) | TX | 65344 | 66148 | 145 | Solar Photovoltaic | SUN | PV | (L) Regulatory approvals pending. Not under construction | 145 | TRUE | 0
1 | 2026 | 10 | 64674 | Noria Hondo Solar LLC | IPP | Noria Hondo Solar (Hybrid) | TX | 65344 | 66149 | 75 | Batteries | MWH | BA | (L) Regulatory approvals pending. Not under construction | 75 | TRUE | 0
1 | 2026 | 10 | 66631 | Rocky Forge Wind, LLC | IPP | Rocky Forge Wind | VA | 68197 | ROCKY | 78 | Onshore Wind Turbine | WND | WT | (P) Planned for installation, but regulatory approvals not initiated | 78 | TRUE | 0
1 | 2026 | 10 | 64351 | Roxbury Solar, LLC | IPP | Roxbury Solar, LLC | ME | 64834 | ROX | 55 | Solar Photovoltaic | SUN | PV | (P) Planned for installation, but regulatory approvals not initiated | 55 | TRUE | 0
1 | 2026 | 10 | 64347 | Silver Queen Wind Farm, LLC | IPP | Silver Queen Wind Farm | IA | 64835 | NA | 252 | Onshore Wind Turbine | WND | WT | (L) Regulatory approvals pending. Not under construction | 252 | TRUE | 0
1 | 2026 | 10 | 65079 | Solar Proponent LLC | IPP | Flag City Solar | TX | 65844 | FCSPV | 167.3 | Solar Photovoltaic | SUN | PV | (L) Regulatory approvals pending. Not under construction | 167.3 | TRUE | 0
1 | 2026 | 10 | 65079 | Solar Proponent LLC | IPP | Lunis Creek Solar and BESS SLF | TX | 65852 | LUNBS | 621.4 | Batteries | MWH | BA | (L) Regulatory approvals pending. Not under construction | 621.4 | TRUE | 0
1 | 2026 | 10 | 65079 | Solar Proponent LLC | IPP | Lunis Creek Solar and BESS SLF | TX | 65852 | LUNPV | 617.1 | Solar Photovoltaic | SUN | PV | (L) Regulatory approvals pending. Not under construction | 617.1 | TRUE | 0
1 | 2026 | 10 | 65079 | Solar Proponent LLC | IPP | Tehuacana Creek 1 Solar and BESS | TX | 65855 | TE1PV | 836.8 | Solar Photovoltaic | SUN | PV | (L) Regulatory approvals pending. Not under construction | 836.8 | TRUE | 0
0 | 2026 | 10 | 58113 | Texas A&M, Utilities & Energy Services | Commercial | Central Utility Plant - Texas A&M | TX | 58151 | STG03 | 5 | Natural Gas Fired Combined Cycle | NG | CA | (P) Planned for installation, but regulatory approvals not initiated | 5 | FALSE | 0
1 | 2026 | 10 | 64690 | Topsham Meadow Solar Station LLC | IPP | Topsham Meadow Solar Station | ME | 65369 | TMSS | 17.2 | Solar Photovoltaic | SUN | PV | (L) Regulatory approvals pending. Not under construction | 17.2 | TRUE | 0
1 | 2026 | 10 | 59056 | Tri Global Energy, LLC | IPP | Crosby County Wind Farm, LLC | TX | 60273 | WT1 | 150 | Onshore Wind Turbine | WND | WT | (P) Planned for installation, but regulatory approvals not initiated | 150 | TRUE | 0
1 | 2026 | 10 | 59056 | Tri Global Energy, LLC | IPP | Easter | TX | 59971 | ESTR1 | 150 | Onshore Wind Turbine | WND | WT | (P) Planned for installation, but regulatory approvals not initiated | 150 | TRUE | 0
1 | 2026 | 10 | 66485 | Vernon Solar and Storage, LLC | IPP | Vernon Solar and Storage | TX | 67934 | VERNB | 35 | Batteries | MWH | BA | (P) Planned for installation, but regulatory approvals not initiated | 35 | TRUE | 0
1 | 2026 | 10 | 66485 | Vernon Solar and Storage, LLC | IPP | Vernon Solar and Storage | TX | 67934 | VERNP | 75 | Solar Photovoltaic | SUN | PV | (P) Planned for installation, but regulatory approvals not initiated | 75 | TRUE | 0
1 | 2026 | 10 | 64691 | West Baldwin Solar Station LLC | IPP | West Baldwin Solar Station | ME | 65371 | WBSS | 17.1 | Solar Photovoltaic | SUN | PV | (L) Regulatory approvals pending. Not under construction | 17.1 | TRUE | 0
1 | 2026 | 11 | 63806 | 26SB 8me LLC | IPP | Bellefield 2 Solar & Energy Storage Farm | CA | 64209 | 26SBB | 500 | Batteries | MWH | BA | (P) Planned for installation, but regulatory approvals not initiated | 500 | TRUE | 0
1 | 2026 | 11 | 66784 | 311SV 8me, LLC | IPP | Catclaw Solar | AZ | 68414 | CC8 | 200 | Solar Photovoltaic | SUN | PV | (L) Regulatory approvals pending. Not under construction | 200 | TRUE | 0
1 | 2026 | 11 | 66784 | 311SV 8me, LLC | IPP | Catclaw Solar | AZ | 68414 | SV | 250 | Batteries | MWH | BA | (L) Regulatory approvals pending. Not under construction | 250 | TRUE | 0
1 | 2026 | 11 | 66607 | Belltown Power Texas 2, LLC | IPP | Dolomite Storage | TX | 68166 | DOLBA | 125.7 | Batteries | MWH | BA | (L) Regulatory approvals pending. Not under construction | 125.7 | TRUE | 0
1 | 2026 | 11 | 61060 | Cypress Creek Renewables | IPP | Wallie Storage | TX | 67668 | WALLE | 200 | Batteries | MWH | BA | (L) Regulatory approvals pending. Not under construction | 200 | TRUE | 0
1 | 2026 | 11 | 64519 | Deer Wood Storage, LLC | IPP | Deer Wood Storage, LLC | VA | 65145 | ENX12 | 30 | Batteries | MWH | BA | (P) Planned for installation, but regulatory approvals not initiated | 30 | TRUE | 0
1 | 2026 | 11 | 65116 | Discovery Wind, LLC | IPP | Discovery Wind, LLC | ND | 65944 | DISC | 400 | Onshore Wind Turbine | WND | WT | (L) Regulatory approvals pending. Not under construction | 400 | TRUE | 0
1 | 2026 | 11 | 65594 | EnerSmart Storage | IPP | EnerSmart Murray BESS | CA | 66755 | M01 | 3 | Batteries | MWH | BA | (P) Planned for installation, but regulatory approvals not initiated | 3 | TRUE | 0
1 | 2026 | 11 | 65594 | EnerSmart Storage | IPP | EnerSmart Murray BESS | CA | 66755 | M02 | 3 | Batteries | MWH | BA | (P) Planned for installation, but regulatory approvals not initiated | 3 | TRUE | 0
1 | 2026 | 11 | 65594 | EnerSmart Storage | IPP | EnerSmart Murray BESS | CA | 66755 | M03 | 3 | Batteries | MWH | BA | (P) Planned for installation, but regulatory approvals not initiated | 3 | TRUE | 0
1 | 2026 | 11 | 65594 | EnerSmart Storage | IPP | EnerSmart Murray BESS | CA | 66755 | M04 | 3 | Batteries | MWH | BA | (P) Planned for installation, but regulatory approvals not initiated | 3 | TRUE | 0
1 | 2026 | 11 | 65594 | EnerSmart Storage | IPP | EnerSmart Murray BESS | CA | 66755 | M05 | 3 | Batteries | MWH | BA | (P) Planned for installation, but regulatory approvals not initiated | 3 | TRUE | 0
1 | 2026 | 11 | 65594 | EnerSmart Storage | IPP | EnerSmart Murray BESS | CA | 66755 | M06 | 3 | Batteries | MWH | BA | (P) Planned for installation, but regulatory approvals not initiated | 3 | TRUE | 0
1 | 2026 | 11 | 66874 | Excelsior Energy Center, LLC | IPP | Excelsior Energy Center | NY | 68507 | EEC | 280 | Solar Photovoltaic | SUN | PV | (T) Regulatory approvals received. Not under construction | 280 | TRUE | 1
1 | 2026 | 11 | 66260 | Greenalia Solar Power Reis, LLC | IPP | Reis Solar Park | TX | 67564 | REGSP | 105.5 | Solar Photovoltaic | SUN | PV | (T) Regulatory approvals received. Not under construction | 105.5 | TRUE | 1
1 | 2026 | 11 | 65455 | Hyco Solar, LLC | IPP | Hyco Solar LLC | NC | 66383 | GEN1 | 80 | Solar Photovoltaic | SUN | PV | (L) Regulatory approvals pending. Not under construction | 80 | TRUE | 0
1 | 2026 | 11 | 50123 | Leeward Asset Management, LLC | IPP | Sandhill Solar 2 | GA | 65884 | SAHS0 | 200 | Solar Photovoltaic | SUN | PV | (P) Planned for installation, but regulatory approvals not initiated | 200 | TRUE | 0
1 | 2026 | 11 | 11479 | Madison Gas & Electric Co | Electric Utility | Sunnyside Solar Energy Center | WI | 68054 | SNSB | 40 | Batteries | MWH | BA | (L) Regulatory approvals pending. Not under construction | 40 | TRUE | 0
1 | 2026 | 11 | 11479 | Madison Gas & Electric Co | Electric Utility | Sunnyside Solar Energy Center | WI | 68054 | SNSS | 20 | Solar Photovoltaic | SUN | PV | (L) Regulatory approvals pending. Not under construction | 20 | TRUE | 0
1 | 2026 | 11 | 61874 | Osaka Gas USA | IPP | Yellow Vikings | TX | 67222 | 1 | 182 | Solar Photovoltaic | SUN | PV | (P) Planned for installation, but regulatory approvals not initiated | 182 | TRUE | 0
1 | 2026 | 11 | 65144 | Samsung C&T Renewables, LLC | IPP | Conez Solar, LLC | GA | 66671 | CONEZ | 150 | Solar Photovoltaic | SUN | PV | (P) Planned for installation, but regulatory approvals not initiated | 150 | TRUE | 0
1 | 2026 | 11 | 66105 | Trestles Grid LLC | IPP | Trestles Grid LLC | CA | 67229 | HGLPT | 150 | Batteries | MWH | BA | (U) Under construction, less than or equal to 50 percent complete | 150 | TRUE | 1
1 | 2026 | 11 | 64951 | Warren Meadow Solar Station, LLC | IPP | Warren Meadow Solar Station | ME | 65708 | WMSS | 74.5 | Solar Photovoltaic | SUN | PV | (L) Regulatory approvals pending. Not under construction | 74.5 | TRUE | 0
1 | 2026 | 12 | 66818 | 301AK 8me LLC | IPP | Kitt Solar | AZ | 68452 | KITTB | 100 | Batteries | MWH | BA | (P) Planned for installation, but regulatory approvals not initiated | 100 | TRUE | 0
1 | 2026 | 12 | 66818 | 301AK 8me LLC | IPP | Kitt Solar | AZ | 68452 | KITTS | 100 | Solar Photovoltaic | SUN | PV | (P) Planned for installation, but regulatory approvals not initiated | 100 | TRUE | 0
1 | 2026 | 12 | 64904 | AES Clean Energy | IPP | Hecate Energy Pulaski 1 | VA | 65665 | HEPU1 | 150 | Solar Photovoltaic | SUN | PV | (L) Regulatory approvals pending. Not under construction | 150 | TRUE | 0
1 | 2026 | 12 | 15399 | Avangrid Renewables LLC | IPP | Bright Mountain Solar | KY | 67990 | BM1 | 80 | Solar Photovoltaic | SUN | PV | (P) Planned for installation, but regulatory approvals not initiated | 80 | TRUE | 0
1 | 2026 | 12 | 66607 | Belltown Power Texas 2, LLC | IPP | Brotherton Storage | TX | 68165 | BROBA | 176.1 | Batteries | MWH | BA | (L) Regulatory approvals pending. Not under construction | 176.1 | TRUE | 0
1 | 2026 | 12 | 66607 | Belltown Power Texas 2, LLC | IPP | Hooper Solar and Storage | TX | 68167 | HOOBA | 30.7 | Batteries | MWH | BA | (L) Regulatory approvals pending. Not under construction | 30.7 | TRUE | 0
1 | 2026 | 12 | 66607 | Belltown Power Texas 2, LLC | IPP | Hooper Solar and Storage | TX | 68167 | HOOPV | 50.5 | Solar Photovoltaic | SUN | PV | (L) Regulatory approvals pending. Not under construction | 50.5 | TRUE | 0
1 | 2026 | 12 | 66607 | Belltown Power Texas 2, LLC | IPP | Kobernat Solar and Storage | TX | 68169 | KOBBA | 51.5 | Batteries | MWH | BA | (L) Regulatory approvals pending. Not under construction | 51.5 | TRUE | 0
1 | 2026 | 12 | 66607 | Belltown Power Texas 2, LLC | IPP | Kobernat Solar and Storage | TX | 68169 | KOBPV | 100.5 | Solar Photovoltaic | SUN | PV | (L) Regulatory approvals pending. Not under construction | 100.5 | TRUE | 0
1 | 2026 | 12 | 66607 | Belltown Power Texas 2, LLC | IPP | Mcgee Storage | TX | 68170 | MCGBA | 151.3 | Batteries | MWH | BA | (L) Regulatory approvals pending. Not under construction | 151.3 | TRUE | 0
1 | 2026 | 12 | 66607 | Belltown Power Texas 2, LLC | IPP | Stegall Solar and Storage | TX | 68174 | STEBA | 50.5 | Batteries | MWH | BA | (L) Regulatory approvals pending. Not under construction | 50.5 | TRUE | 0
1 | 2026 | 12 | 66607 | Belltown Power Texas 2, LLC | IPP | Stegall Solar and Storage | TX | 68174 | STEPV | 81.6 | Solar Photovoltaic | SUN | PV | (L) Regulatory approvals pending. Not under construction | 81.6 | TRUE | 0
1 | 2026 | 12 | 66607 | Belltown Power Texas 2, LLC | IPP | Windmill Ridge Storage | TX | 68177 | WINBA | 151.4 | Batteries | MWH | BA | (L) Regulatory approvals pending. Not under construction | 151.4 | TRUE | 0
1 | 2026 | 12 | 64475 | CG Leon County II LLC | IPP | Pecan Prairie North Solar | TX | 64999 | CPNS1 | 350 | Solar Photovoltaic | SUN | PV | (L) Regulatory approvals pending. Not under construction | 350 | TRUE | 0
1 | 2026 | 12 | 64467 | CG Pike Creek LLC | IPP | Pike Creek Wind | IL | 65049 | CPCW1 | 202.5 | Onshore Wind Turbine | WND | WT | (P) Planned for installation, but regulatory approvals not initiated | 202.5 | TRUE | 0
1 | 2026 | 12 | 65180 | Cedar Island Solar LLC | IPP | Cedar Island Solar LLC | OR | 66011 | PV1 | 800 | Solar Photovoltaic | SUN | PV | (L) Regulatory approvals pending. Not under construction | 800 | TRUE | 0
1 | 2026 | 12 | 58391 | Chilocco Wind Farm LLC | IPP | Chilocco Wind Farm | OK | 58406 | 1 | 169.2 | Onshore Wind Turbine | WND | WT | (U) Under construction, less than or equal to 50 percent complete | 169.2 | TRUE | 1
1 | 2026 | 12 | 60609 | Clean Focus Renewables, Inc. | IPP | Rugged Solar LLC | CA | 57960 | 1 | 80 | Solar Photovoltaic | SUN | PV | (L) Regulatory approvals pending. Not under construction | 80 | TRUE | 0
1 | 2026 | 12 | 64357 | ConnectGen Albany County LLC | IPP | Rail Tie Wind | WY | 64847 | CRTW1 | 504 | Onshore Wind Turbine | WND | WT | (L) Regulatory approvals pending. Not under construction | 504 | TRUE | 0
1 | 2026 | 12 | 56769 | Consolidated Edison Development Inc. | IPP | Switchgrass Solar, LLC | VA | 66124 | SSPV | 70 | Solar Photovoltaic | SUN | PV | (P) Planned for installation, but regulatory approvals not initiated | 70 | TRUE | 0
1 | 2026 | 12 | 56769 | Consolidated Edison Development Inc. | IPP | Upton BESS 2 | TX | 66303 | UPBS2 | 150 | Batteries | MWH | BA | (P) Planned for installation, but regulatory approvals not initiated | 150 | TRUE | 0
1 | 2026 | 12 | 4254 | Consumers Energy Co - (MI) | Electric Utility | Karn Solar Energy Center | MI | 67998 | KSEC | 80 | Solar Photovoltaic | SUN | PV | (U) Under construction, less than or equal to 50 percent complete | 80 | TRUE | 1
1 | 2026 | 12 | 4254 | Consumers Energy Co - (MI) | Electric Utility | Spring Creek Agri-Energy Center | MI | 67999 | SCAEC | 140 | Solar Photovoltaic | SUN | PV | (U) Under construction, less than or equal to 50 percent complete | 140 | TRUE | 1
1 | 2026 | 12 | 64967 | Contour Global | IPP | Black Hollow Sun | CO | 64745 | BHS02 | 107 | Solar Photovoltaic | SUN | PV | (T) Regulatory approvals received. Not under construction | 107 | TRUE | 1
1 | 2026 | 12 | 61060 | Cypress Creek Renewables | IPP | Fort Watt Storage | TX | 67656 | FWATT | 200 | Batteries | MWH | BA | (L) Regulatory approvals pending. Not under construction | 200 | TRUE | 0
1 | 2026 | 12 | 61060 | Cypress Creek Renewables | IPP | Jerboa Storage | TX | 67658 | JERBO | 200 | Batteries | MWH | BA | (L) Regulatory approvals pending. Not under construction | 200 | TRUE | 0
1 | 2026 | 12 | 61060 | Cypress Creek Renewables | IPP | Langer | TX | 67659 | LANGE | 245 | Solar Photovoltaic | SUN | PV | (L) Regulatory approvals pending. Not under construction | 245 | TRUE | 0
1 | 2026 | 12 | 65543 | Desert Vine Solar LLC | IPP | Desert Vine Solar | TX | 66493 | DVS | 121.3 | Solar Photovoltaic | SUN | PV | (L) Regulatory approvals pending. Not under construction | 121.3 | TRUE | 0
1 | 2026 | 12 | 5248 | Dominion Energy Inc. | Electric Utility | Dulles Solar and Storage | VA | 65043 | DUST | 50 | Batteries | MWH | BA | (L) Regulatory approvals pending. Not under construction | 50 | TRUE | 0
1 | 2026 | 12 | 57170 | EDF Renewable Asset Holdings, Inc. | IPP | Walleye Solar (Sandow II) | TX | 68231 | SDTWO | 369 | Solar Photovoltaic | SUN | PV | (P) Planned for installation, but regulatory approvals not initiated | 369 | TRUE | 0
1 | 2026 | 12 | 64452 | EDF Renewables Development, Inc. | IPP | Grand River Energy Center Solar | OK | 68093 | GRECS | 84 | Solar Photovoltaic | SUN | PV | (P) Planned for installation, but regulatory approvals not initiated | 84 | TRUE | 0
1 | 2026 | 12 | 65080 | Elio Energy LLC | IPP | Elio Energy LLC | TX | 65850 | ELIBS | 300 | Batteries | MWH | BA | (P) Planned for installation, but regulatory approvals not initiated | 300 | TRUE | 0
1 | 2026 | 12 | 66316 | Energix US, LLC | IPP | Northumberland Solar I | PA | 67675 | ENX34 | 20 | Batteries | MWH | BA | (T) Regulatory approvals received. Not under construction | 20 | TRUE | 1
1 | 2026 | 12 | 66186 | Funston Solar, LLC | IPP | Funston Solar | TX | 67359 | 4666 | 204 | Solar Photovoltaic | SUN | PV | (P) Planned for installation, but regulatory approvals not initiated | 204 | TRUE | 0
1 | 2026 | 12 | 7140 | Georgia Power Co | Electric Utility | Yates | GA | 728 | 8 | 418.4 | Natural Gas Fired Combustion Turbine | NG | GT | (P) Planned for installation, but regulatory approvals not initiated | 482.8 | TRUE | 0
1 | 2026 | 12 | 66487 | Goshen Solar, LLC | IPP | Goshen Solar | WY | 67936 | GS1 | 163 | Solar Photovoltaic | SUN | PV | (T) Regulatory approvals received. Not under construction | 163 | TRUE | 1
1 | 2026 | 12 | 66901 | Greer Solar, LLC | IPP | Greer Solar Plant | MS | 68515 | GREER | 200 | Solar Photovoltaic | SUN | PV | (P) Planned for installation, but regulatory approvals not initiated | 200 | TRUE | 0
1 | 2026 | 12 | 65113 | Grey Fox Wind | IPP | Grey Fox Wind | IL | 65939 | WINDG | 400 | Onshore Wind Turbine | WND | WT | (L) Regulatory approvals pending. Not under construction | 400 | TRUE | 0
1 | 2026 | 12 | 65113 | Grey Fox Wind | IPP | Grey Fox Wind | IL | 65939 | WNDG2 | 150 | Batteries | MWH | BA | (P) Planned for installation, but regulatory approvals not initiated | 150 | TRUE | 0
1 | 2026 | 12 | 63839 | Hecate Grid Clermont 1 LLC | IPP | Clermont | NY | 64236 | CLRMT | 100 | Batteries | MWH | BA | (P) Planned for installation, but regulatory approvals not initiated | 100 | TRUE | 0
1 | 2026 | 12 | 49893 | Invenergy Services LLC | IPP | Alle-Catt Wind Energy LLC | NY | 62954 | GEN1 | 340 | Onshore Wind Turbine | WND | WT | (T) Regulatory approvals received. Not under construction | 340 | TRUE | 1
1 | 2026 | 12 | 49893 | Invenergy Services LLC | IPP | Changing Winds | TX | 59243 | CHAN1 | 288 | Onshore Wind Turbine | WND | WT | (P) Planned for installation, but regulatory approvals not initiated | 288 | TRUE | 0
1 | 2026 | 12 | 49893 | Invenergy Services LLC | IPP | Horseshoe Solar Energy | NY | 63096 | GEN1 | 180 | Solar Photovoltaic | SUN | PV | (L) Regulatory approvals pending. Not under construction | 180 | TRUE | 0
1 | 2026 | 12 | 49893 | Invenergy Services LLC | IPP | Tip Top Solar Energy Center LLC | NM | 63028 | GEN1 | 220 | Solar Photovoltaic | SUN | PV | (P) Planned for installation, but regulatory approvals not initiated | 220 | TRUE | 0
1 | 2026 | 12 | 49893 | Invenergy Services LLC | IPP | Uinta Wind | WY | 68005 | WIND1 | 119 | Onshore Wind Turbine | WND | WT | (T) Regulatory approvals received. Not under construction | 119 | TRUE | 1
1 | 2026 | 12 | 63289 | Key Capture Energy | IPP | NY2 Battery | NY | 63584 | NY2 | 169 | Batteries | MWH | BA | (L) Regulatory approvals pending. Not under construction | 169 | TRUE | 0
1 | 2026 | 12 | 58804 | Lake Erie Energy Development Corp | IPP | Icebreaker Offshore Wind Farm | OH | 58941 | WTG1 | 3.4 | Offshore Wind Turbine | WND | WS | (P) Planned for installation, but regulatory approvals not initiated | 3.4 | TRUE | 0
1 | 2026 | 12 | 58804 | Lake Erie Energy Development Corp | IPP | Icebreaker Offshore Wind Farm | OH | 58941 | WTG2 | 3.4 | Offshore Wind Turbine | WND | WS | (P) Planned for installation, but regulatory approvals not initiated | 3.4 | TRUE | 0
1 | 2026 | 12 | 58804 | Lake Erie Energy Development Corp | IPP | Icebreaker Offshore Wind Farm | OH | 58941 | WTG3 | 3.4 | Offshore Wind Turbine | WND | WS | (P) Planned for installation, but regulatory approvals not initiated | 3.4 | TRUE | 0
1 | 2026 | 12 | 58804 | Lake Erie Energy Development Corp | IPP | Icebreaker Offshore Wind Farm | OH | 58941 | WTG4 | 3.4 | Offshore Wind Turbine | WND | WS | (P) Planned for installation, but regulatory approvals not initiated | 3.4 | TRUE | 0
1 | 2026 | 12 | 58804 | Lake Erie Energy Development Corp | IPP | Icebreaker Offshore Wind Farm | OH | 58941 | WTG5 | 3.4 | Offshore Wind Turbine | WND | WS | (P) Planned for installation, but regulatory approvals not initiated | 3.4 | TRUE | 0
1 | 2026 | 12 | 58804 | Lake Erie Energy Development Corp | IPP | Icebreaker Offshore Wind Farm | OH | 58941 | WTG6 | 3.4 | Offshore Wind Turbine | WND | WS | (P) Planned for installation, but regulatory approvals not initiated | 3.4 | TRUE | 0
1 | 2026 | 12 | 50123 | Leeward Asset Management, LLC | IPP | Blackford Wind | IN | 66968 | BFW00 | 200 | Onshore Wind Turbine | WND | WT | (T) Regulatory approvals received. Not under construction | 200 | TRUE | 1
1 | 2026 | 12 | 50123 | Leeward Asset Management, LLC | IPP | Buena Vista Energy LLC | CA | 56446 | BVBAT | 100 | Batteries | MWH | BA | (P) Planned for installation, but regulatory approvals not initiated | 100 | TRUE | 0
1 | 2026 | 12 | 50123 | Leeward Asset Management, LLC | IPP | Honey Creek Solar | IN | 65821 | HNYBA | 20 | Batteries | MWH | BA | (P) Planned for installation, but regulatory approvals not initiated | 20 | TRUE | 0
1 | 2026 | 12 | 50123 | Leeward Asset Management, LLC | IPP | Honey Creek Solar | IN | 65821 | HNYSR | 200 | Solar Photovoltaic | SUN | PV | (P) Planned for installation, but regulatory approvals not initiated | 200 | TRUE | 0
1 | 2026 | 12 | 50123 | Leeward Asset Management, LLC | IPP | Northern Prairie 1 | WI | 66958 | NOPR1 | 101 | Solar Photovoltaic | SUN | PV | (T) Regulatory approvals received. Not under construction | 101 | TRUE | 1
1 | 2026 | 12 | 50123 | Leeward Asset Management, LLC | IPP | Twelvemile Solar 3 | OK | 68089 | TS03 | 200 | Solar Photovoltaic | SUN | PV | (T) Regulatory approvals received. Not under construction | 200 | TRUE | 1
1 | 2026 | 12 | 66781 | Mammoth Central II LLC | IPP | Mammoth Central II Solar Facility | IN | 68514 | MC201 | 300 | Solar Photovoltaic | SUN | PV | (P) Planned for installation, but regulatory approvals not initiated | 300 | TRUE | 0
1 | 2026 | 12 | 66650 | Noble Solar LLC | IPP | Purple Sage Energy Center | NV | 68209 | PSGBS | 400 | Batteries | MWH | BA | (P) Planned for installation, but regulatory approvals not initiated | 400 | TRUE | 0
1 | 2026 | 12 | 66650 | Noble Solar LLC | IPP | Purple Sage Energy Center | NV | 68209 | PSGPV | 400 | Solar Photovoltaic | SUN | PV | (P) Planned for installation, but regulatory approvals not initiated | 400 | TRUE | 0
1 | 2026 | 12 | 64581 | OE_FL10 | IPP | OE_FL10 | FL | 65290 | OFL10 | 74.9 | Solar Photovoltaic | SUN | PV | (T) Regulatory approvals received. Not under construction | 74.9 | TRUE | 1
1 | 2026 | 12 | 63217 | Obsidian Solar Center LLC | IPP | Obsidian Solar Center | OR | 63488 | OBSLR | 400 | Solar Photovoltaic | SUN | PV | (P) Planned for installation, but regulatory approvals not initiated | 400 | TRUE | 0
1 | 2026 | 12 | 66027 | Orsted Wind Power North America LLC | IPP | Sunrise Wind | NY | 67435 | SRWND | 924 | Offshore Wind Turbine | WND | WS | (L) Regulatory approvals pending. Not under construction | 924 | TRUE | 0
1 | 2026 | 12 | 14232 | Otter Tail Power Co | Electric Utility | Solway Solar | MN | 68340 | 1 | 50 | Solar Photovoltaic | SUN | PV | (L) Regulatory approvals pending. Not under construction | 50 | TRUE | 0
1 | 2026 | 12 | 14354 | PacifiCorp | IPP | Arco Wind and Solar Project | ID | 66651 | 37565 | 360 | Onshore Wind Turbine | WND | WT | (T) Regulatory approvals received. Not under construction | 360 | TRUE | 1
1 | 2026 | 12 | 63463 | Palomino Solar, LLC | IPP | Palomino Solar | OH | 63784 | PLMNO | 200 | Solar Photovoltaic | SUN | PV | (P) Planned for installation, but regulatory approvals not initiated | 200 | TRUE | 0
1 | 2026 | 12 | 63501 | Panther Grove Wind, LLC | IPP | Panther Grove Wind, LLC | IL | 63818 | 78787 | 400 | Onshore Wind Turbine | WND | WT | (P) Planned for installation, but regulatory approvals not initiated | 400 | TRUE | 0
1 | 2026 | 12 | 65105 | Peeler Solar, LLC | IPP | Peeler Solar, LLC | TX | 65932 | PEEL2 | 50 | Batteries | MWH | BA | (P) Planned for installation, but regulatory approvals not initiated | 50 | TRUE | 0
1 | 2026 | 12 | 61298 | Pine Gate Renewables | IPP | Olin Creek Farm Solar | NC | 64626 | OLINC | 35 | Solar Photovoltaic | SUN | PV | (T) Regulatory approvals received. Not under construction | 35 | TRUE | 1
1 | 2026 | 12 | 66542 | Piney Woods Solar, LLC | IPP | Piney Woods Solar | TX | 67995 | PWS | 150 | Solar Photovoltaic | SUN | PV | (T) Regulatory approvals received. Not under construction | 150 | TRUE | 1
1 | 2026 | 12 | 66525 | Quaker Creek Farm Solar, LLC | IPP | Quaker Creek Farm Solar | NC | 67977 | QUACR | 34.9 | Solar Photovoltaic | SUN | PV | (T) Regulatory approvals received. Not under construction | 34.9 | TRUE | 1
1 | 2026 | 12 | 66775 | Quick Draw Wind, LLC | IPP | Quick Draw | TX | 68385 | QD | 174 | Onshore Wind Turbine | WND | WT | (P) Planned for installation, but regulatory approvals not initiated | 174 | TRUE | 0
1 | 2026 | 12 | 66255 | RIC Development, LLC | IPP | Edens Solar | TX | 67560 | RIC94 | 70 | Solar Photovoltaic | SUN | PV | (P) Planned for installation, but regulatory approvals not initiated | 70 | TRUE | 0
1 | 2026 | 12 | 66646 | ReWild Renewables, LLC | IPP | Braley Hill North Solar | MA | 68215 | BRAES | 5 | Batteries | MWH | BA | (L) Regulatory approvals pending. Not under construction | 5 | TRUE | 0
1 | 2026 | 12 | 66646 | ReWild Renewables, LLC | IPP | Braley Hill North Solar | MA | 68215 | BRAPV | 5 | Solar Photovoltaic | SUN | PV | (L) Regulatory approvals pending. Not under construction | 5 | TRUE | 0
1 | 2026 | 12 | 66646 | ReWild Renewables, LLC | IPP | Cushman Road Solar | MA | 68216 | CUSES | 3 | Batteries | MWH | BA | (L) Regulatory approvals pending. Not under construction | 3 | TRUE | 0
1 | 2026 | 12 | 66646 | ReWild Renewables, LLC | IPP | Cushman Road Solar | MA | 68216 | CUSPV | 3 | Solar Photovoltaic | SUN | PV | (L) Regulatory approvals pending. Not under construction | 3 | TRUE | 0
1 | 2026 | 12 | 66646 | ReWild Renewables, LLC | IPP | Featherbed Lane South Solar | MA | 68217 | FEAES | 1 | Batteries | MWH | BA | (L) Regulatory approvals pending. Not under construction | 1 | TRUE | 0
1 | 2026 | 12 | 66646 | ReWild Renewables, LLC | IPP | Featherbed Lane South Solar | MA | 68217 | FEAPV | 1 | Solar Photovoltaic | SUN | PV | (L) Regulatory approvals pending. Not under construction | 1 | TRUE | 0
1 | 2026 | 12 | 66646 | ReWild Renewables, LLC | IPP | Randall Lane Solar | MA | 68218 | RANES | 5 | Batteries | MWH | BA | (L) Regulatory approvals pending. Not under construction | 5 | TRUE | 0
1 | 2026 | 12 | 66646 | ReWild Renewables, LLC | IPP | Randall Lane Solar | MA | 68218 | RANPV | 5 | Solar Photovoltaic | SUN | PV | (L) Regulatory approvals pending. Not under construction | 5 | TRUE | 0
1 | 2026 | 12 | 66646 | ReWild Renewables, LLC | IPP | Snipatuit Road Solar | MA | 68219 | SNIES | 4 | Batteries | MWH | BA | (L) Regulatory approvals pending. Not under construction | 4 | TRUE | 0
1 | 2026 | 12 | 66646 | ReWild Renewables, LLC | IPP | Snipatuit Road Solar | MA | 68219 | SNIPV | 4 | Solar Photovoltaic | SUN | PV | (L) Regulatory approvals pending. Not under construction | 4 | TRUE | 0
1 | 2026 | 12 | 66121 | Rock Rose Energy Storage LLC | IPP | Rock Rose Energy Storage LLC | TX | 67249 | RRES | 200 | Batteries | MWH | BA | (P) Planned for installation, but regulatory approvals not initiated | 200 | TRUE | 0
1 | 2026 | 12 | 66171 | SGT Hoskins Solar Project, LLC | IPP | SGT Hoskins Solar Project Hybrid | TX | 67341 | NOSES | 102.1 | Batteries | MWH | BA | (P) Planned for installation, but regulatory approvals not initiated | 102.1 | TRUE | 0
1 | 2026 | 12 | 66171 | SGT Hoskins Solar Project, LLC | IPP | SGT Hoskins Solar Project Hybrid | TX | 67341 | NOSPV | 204.1 | Solar Photovoltaic | SUN | PV | (P) Planned for installation, but regulatory approvals not initiated | 204.1 | TRUE | 0
1 | 2026 | 12 | 66654 | SR Altheimer, LLC | IPP | SR Altheimer | AR | 68225 | ALTH | 4.8 | Solar Photovoltaic | SUN | PV | (T) Regulatory approvals received. Not under construction | 4.8 | TRUE | 1
1 | 2026 | 12 | 66655 | SR Bacon, LLC | IPP | SR Bacon | GA | 68226 | BACON | 85 | Solar Photovoltaic | SUN | PV | (T) Regulatory approvals received. Not under construction | 85 | TRUE | 1
1 | 2026 | 12 | 66660 | SR Bear Creek, LLC | IPP | SR Bear Creek | AL | 68243 | BEAR | 4.5 | Solar Photovoltaic | SUN | PV | (T) Regulatory approvals received. Not under construction | 4.5 | TRUE | 1
1 | 2026 | 12 | 66584 | SR Benton, LLC | IPP | SR Benton | TN | 68095 | BENTN | 3 | Solar Photovoltaic | SUN | PV | (T) Regulatory approvals received. Not under construction | 3 | TRUE | 1
1 | 2026 | 12 | 66656 | SR Delhi, LLC | IPP | SR Delhi | LA | 68227 | DELHI | 4.8 | Solar Photovoltaic | SUN | PV | (T) Regulatory approvals received. Not under construction | 4.8 | TRUE | 1
1 | 2026 | 12 | 66657 | SR Denmark, LLC | IPP | SR Denmark | TN | 68229 | DEMRK | 42 | Solar Photovoltaic | SUN | PV | (T) Regulatory approvals received. Not under construction | 42 | TRUE | 1
1 | 2026 | 12 | 66658 | SR Des Arc, LLC | IPP | SR Des Arc | AR | 68230 | DESAR | 4.8 | Solar Photovoltaic | SUN | PV | (T) Regulatory approvals received. Not under construction | 4.8 | TRUE | 1
1 | 2026 | 12 | 66659 | SR Dunn, LLC | IPP | SR Dunn | LA | 68245 | DUNN | 3 | Solar Photovoltaic | SUN | PV | (T) Regulatory approvals received. Not under construction | 3 | TRUE | 1
1 | 2026 | 12 | 66661 | SR Georgetown. LLC | IPP | SR Georgetown | SC | 68247 | GRGTN | 50 | Solar Photovoltaic | SUN | PV | (T) Regulatory approvals received. Not under construction | 50 | TRUE | 1
1 | 2026 | 12 | 66012 | SR Marshall, LLC | IPP | SR Marshall, LLC | MS | 67134 | MARSH | 4.8 | Solar Photovoltaic | SUN | PV | (T) Regulatory approvals received. Not under construction | 4.8 | TRUE | 1
1 | 2026 | 12 | 66668 | SR North Bastrop, LLC | IPP | SR North Bastrop | LA | 68251 | NBAST | 4.8 | Solar Photovoltaic | SUN | PV | (T) Regulatory approvals received. Not under construction | 4.8 | TRUE | 1
1 | 2026 | 12 | 66665 | SR Quincy Valley, LLC | IPP | SR Quincy Valley | WA | 68252 | QUVAL | 130 | Solar Photovoltaic | SUN | PV | (T) Regulatory approvals received. Not under construction | 130 | TRUE | 1
1 | 2026 | 12 | 66666 | SR Rochelle I, LLC | IPP | SR Rochelle I | GA | 68253 | ROCH1 | 90 | Solar Photovoltaic | SUN | PV | (T) Regulatory approvals received. Not under construction | 90 | TRUE | 1
1 | 2026 | 12 | 66671 | SR Shelby, LLC | IPP | SR Shelby | TN | 68255 | SHELB | 9.8 | Solar Photovoltaic | SUN | PV | (T) Regulatory approvals received. Not under construction | 9.8 | TRUE | 1
1 | 2026 | 12 | 66672 | SR South Bastrop, LLC | IPP | SR South Bastrop | LA | 68256 | SBAST | 4.8 | Solar Photovoltaic | SUN | PV | (T) Regulatory approvals received. Not under construction | 4.8 | TRUE | 1
1 | 2026 | 12 | 66673 | SR Winnsboro, LLC | IPP | SR Winnsboro | LA | 68257 | WINN | 4.8 | Solar Photovoltaic | SUN | PV | (T) Regulatory approvals received. Not under construction | 4.8 | TRUE | 1
1 | 2026 | 12 | 66674 | SR Wynne South, LLC | IPP | SR Wynne South | AR | 68258 | WYNS | 4.8 | Solar Photovoltaic | SUN | PV | (T) Regulatory approvals received. Not under construction | 4.8 | TRUE | 1
1 | 2026 | 12 | 65072 | Sacramento Valley Energy Center, LLC | IPP | Sacramento Valley Energy Center, LLC | CA | 65808 | BSVEC | 100 | Batteries | MWH | BA | (L) Regulatory approvals pending. Not under construction | 100 | TRUE | 0
1 | 2026 | 12 | 65072 | Sacramento Valley Energy Center, LLC | IPP | Sacramento Valley Energy Center, LLC | CA | 65808 | SVEC | 200 | Solar Photovoltaic | SUN | PV | (L) Regulatory approvals pending. Not under construction | 200 | TRUE | 0
1 | 2026 | 12 | 65144 | Samsung C&T Renewables, LLC | IPP | Cairos Solar and Storage | TX | 67581 | CIRSA | 153.3 | Solar Photovoltaic | SUN | PV | (P) Planned for installation, but regulatory approvals not initiated | 153.3 | TRUE | 0
1 | 2026 | 12 | 65144 | Samsung C&T Renewables, LLC | IPP | Cairos Solar and Storage | TX | 67581 | CIRSB | 77.3 | Batteries | MWH | BA | (P) Planned for installation, but regulatory approvals not initiated | 77.3 | TRUE | 0
1 | 2026 | 12 | 63954 | Shepherd's Run Solar | IPP | Shepherd's Run Solar | NY | 64188 | PV | 42 | Solar Photovoltaic | SUN | PV | (P) Planned for installation, but regulatory approvals not initiated | 42 | TRUE | 0
1 | 2026 | 12 | 66728 | Show Me State Solar, LLC | IPP | Show Me State Solar | MO | 68325 | SMS | 250 | Solar Photovoltaic | SUN | PV | (T) Regulatory approvals received. Not under construction | 250 | TRUE | 1
1 | 2026 | 12 | 63721 | Skipjack Offshore Energy, LLC | IPP | Skipjack Wind Farm | MD | 64083 | SJW01 | 120 | Offshore Wind Turbine | WND | WS | (L) Regulatory approvals pending. Not under construction | 120 | TRUE | 0
1 | 2026 | 12 | 63721 | Skipjack Offshore Energy, LLC | IPP | Skipjack Wind Farm Phase 2 | MD | 65388 | SJW02 | 846 | Offshore Wind Turbine | WND | WS | (L) Regulatory approvals pending. Not under construction | 846 | TRUE | 0
1 | 2026 | 12 | 65079 | Solar Proponent LLC | IPP | Clear Fork Creek Solar and BESS SLF | TX | 65842 | CFCBS | 600 | Batteries | MWH | BA | (L) Regulatory approvals pending. Not under construction | 600 | TRUE | 0
1 | 2026 | 12 | 65079 | Solar Proponent LLC | IPP | Clear Fork Creek Solar and BESS SLF | TX | 65842 | CFCPV | 600 | Solar Photovoltaic | SUN | PV | (L) Regulatory approvals pending. Not under construction | 600 | TRUE | 0
1 | 2026 | 12 | 65079 | Solar Proponent LLC | IPP | Tehuacana Creek 1 Solar and BESS | TX | 65855 | TE1BS | 418 | Batteries | MWH | BA | (L) Regulatory approvals pending. Not under construction | 418 | TRUE | 0
1 | 2026 | 12 | 64355 | Solariant Capital, LLC | IPP | Wildcat Solar Power Plant LLC | NM | 64849 | ATMWS | 50 | Batteries | MWH | BA | (P) Planned for installation, but regulatory approvals not initiated | 50 | TRUE | 0
1 | 2026 | 12 | 64355 | Solariant Capital, LLC | IPP | Wildcat Solar Power Plant LLC | NM | 64849 | WILDC | 90 | Solar Photovoltaic | SUN | PV | (P) Planned for installation, but regulatory approvals not initiated | 90 | TRUE | 0
1 | 2026 | 12 | 65092 | Springwater Solar, LLC | IPP | Springwater Solar, LLC | OH | 65900 | SPRI2 | 75 | Batteries | MWH | BA | (P) Planned for installation, but regulatory approvals not initiated | 75 | TRUE | 0
1 | 2026 | 12 | 66772 | Swan Creek Wind LLC | IPP | Swan Creek Wind | NE | 68382 | SWCR | 126 | Onshore Wind Turbine | WND | WT | (P) Planned for installation, but regulatory approvals not initiated | 126 | TRUE | 0
1 | 2026 | 12 | 62936 | TREX US Red Holly LLC | IPP | TREX US Red Holly | TX | 63202 | 701 | 250 | Solar Photovoltaic | SUN | PV | (L) Regulatory approvals pending. Not under construction | 250 | TRUE | 0
1 | 2026 | 12 | 61950 | Terra-Gen Operating Co-Solar | IPP | Lockhart Solar PV IV, LLC | CA | 67510 | LOC4 | 80 | Solar Photovoltaic | SUN | PV | (P) Planned for installation, but regulatory approvals not initiated | 80 | TRUE | 0
1 | 2026 | 12 | 66189 | Throckmorton Wind, LLC | IPP | Throckmorton Wind | TX | 67356 | 6794 | 225 | Onshore Wind Turbine | WND | WT | (L) Regulatory approvals pending. Not under construction | 225 | TRUE | 0
1 | 2026 | 12 | 59056 | Tri Global Energy, LLC | IPP | Water Valley Wind Energy | TX | 62846 | WWE1 | 180 | Onshore Wind Turbine | WND | WT | (P) Planned for installation, but regulatory approvals not initiated | 180 | TRUE | 0
1 | 2026 | 12 | 30151 | Tri-State G & T Assn, Inc | IPP | Dolores Canyon Solar | CO | 64858 | C0497 | 110 | Solar Photovoltaic | SUN | PV | (P) Planned for installation, but regulatory approvals not initiated | 110 | TRUE | 0
1 | 2026 | 12 | 65777 | Urban Grid Solar | IPP | Porter Mill Solar | MD | 66854 | PORM1 | 46 | Solar Photovoltaic | SUN | PV | (L) Regulatory approvals pending. Not under construction | 46 | TRUE | 0
1 | 2026 | 12 | 66188 | Vaca De Sol, LLC | IPP | Tiger Solar | TX | 67357 | 4666 | 204 | Solar Photovoltaic | SUN | PV | (P) Planned for installation, but regulatory approvals not initiated | 204 | TRUE | 0
1 | 2026 | 12 | 64545 | Vesper Energy Development LLC | IPP | Bradford Solar PA | PA | 68014 | BRDFS | 100.5 | Solar Photovoltaic | SUN | PV | (L) Regulatory approvals pending. Not under construction | 100.5 | TRUE | 0
1 | 2026 | 12 | 64545 | Vesper Energy Development LLC | IPP | Juniper Creek Storage | CA | 67945 | JCSIB | 200 | Batteries | MWH | BA | (T) Regulatory approvals received. Not under construction | 200 | TRUE | 1
1 | 2026 | 12 | 64545 | Vesper Energy Development LLC | IPP | Meadow Springs Renewable Energy (Hybrid) | IL | 67986 | MSPRB | 150 | Batteries | MWH | BA | (P) Planned for installation, but regulatory approvals not initiated | 150 | TRUE | 0
1 | 2026 | 12 | 64545 | Vesper Energy Development LLC | IPP | Meadow Springs Renewable Energy (Hybrid) | IL | 67986 | MSPRE | 150 | Solar Photovoltaic | SUN | PV | (P) Planned for installation, but regulatory approvals not initiated | 150 | TRUE | 0
1 | 2026 | 12 | 64545 | Vesper Energy Development LLC | IPP | Mystic Springs Renewable Energy (Hybrid) | TX | 67987 | MYSPB | 250 | Batteries | MWH | BA | (P) Planned for installation, but regulatory approvals not initiated | 250 | TRUE | 0
1 | 2026 | 12 | 64545 | Vesper Energy Development LLC | IPP | Mystic Springs Renewable Energy (Hybrid) | TX | 67987 | MYSPS | 250 | Solar Photovoltaic | SUN | PV | (P) Planned for installation, but regulatory approvals not initiated | 250 | TRUE | 0
1 | 2026 | 12 | 64545 | Vesper Energy Development LLC | IPP | Scopus Solar | MO | 68031 | SCPSB | 200 | Batteries | MWH | BA | (P) Planned for installation, but regulatory approvals not initiated | 200 | TRUE | 0
1 | 2026 | 12 | 64545 | Vesper Energy Development LLC | IPP | Scopus Solar | MO | 68031 | SCPSR | 200 | Solar Photovoltaic | SUN | PV | (P) Planned for installation, but regulatory approvals not initiated | 200 | TRUE | 0
1 | 2026 | 12 | 64545 | Vesper Energy Development LLC | IPP | Vichy Solar | MO | 68036 | VCHSB | 200 | Batteries | MWH | BA | (P) Planned for installation, but regulatory approvals not initiated | 200 | TRUE | 0
1 | 2026 | 12 | 64545 | Vesper Energy Development LLC | IPP | Vichy Solar | MO | 68036 | VCHSR | 200 | Solar Photovoltaic | SUN | PV | (P) Planned for installation, but regulatory approvals not initiated | 200 | TRUE | 0
1 | 2026 | 12 | 63528 | Westlands Grape, LLC | IPP | Grape | CA | 63851 | GRAPE | 246.4 | Solar Photovoltaic | SUN | PV | (T) Regulatory approvals received. Not under construction | 246.4 | TRUE | 1
1 | 2026 | 12 | 65165 | ibV Energy Partners | IPP | Boulder Flats Solar | NV | 65977 | BF1PV | 131 | Solar Photovoltaic | SUN | PV | (V) Under construction, more than 50 percent complete | 113 | TRUE | 1
1 | 2027 | 1 | 66535 | Belgian Renewable Energy Group (BREG) | IPP | Leuven Solar LLC | TX | 67996 | SEPAS | 217 | Solar Photovoltaic | SUN | PV | (P) Planned for installation, but regulatory approvals not initiated | 217 | TRUE | 0
1 | 2027 | 1 | 66864 | Broadleaf Solar, LLC | IPP | Broadleaf Solar | CT | 68490 | BLS | 200 | Solar Photovoltaic | SUN | PV | (P) Planned for installation, but regulatory approvals not initiated | 200 | TRUE | 0
1 | 2027 | 1 | 64369 | Canyonland Solar LLC | IPP | Canyonland Solar | CO | 68468 | CO513 | 140 | Solar Photovoltaic | SUN | PV | (P) Planned for installation, but regulatory approvals not initiated | 140 | TRUE | 0
1 | 2027 | 1 | 66579 | Cape HoldCo LLC | IPP | Cape Generating Station | UT | 68068 | CP1G2 | 28 | Geothermal | GEO | ST | (T) Regulatory approvals received. Not under construction | 53 | TRUE | 1
1 | 2027 | 1 | 66579 | Cape HoldCo LLC | IPP | Cape Generating Station | UT | 68068 | CP1G3 | 28 | Geothermal | GEO | ST | (T) Regulatory approvals received. Not under construction | 53 | TRUE | 1
1 | 2027 | 1 | 66620 | Coles Wind, LLC | IPP | Coles Wind | IL | 68184 | COLES | 300 | Onshore Wind Turbine | WND | WT | (P) Planned for installation, but regulatory approvals not initiated | 300 | TRUE | 0
1 | 2027 | 1 | 61060 | Cypress Creek Renewables | IPP | Soleil | TX | 67664 | SOLEI | 450 | Solar Photovoltaic | SUN | PV | (L) Regulatory approvals pending. Not under construction | 450 | TRUE | 0
1 | 2027 | 1 | 5248 | Dominion Energy Inc. | Electric Utility | Coastal Virginia Offshore Wind (CVOW) Co | VA | 64550 | CVOWC | 1265 | Offshore Wind Turbine | WND | WS | (T) Regulatory approvals received. Not under construction | 2640 | TRUE | 1
1 | 2027 | 1 | 58468 | Dominion Renewable Energy | IPP | Pineside Solar | VA | 68075 | PINES | 74.9 | Solar Photovoltaic | SUN | PV | (P) Planned for installation, but regulatory approvals not initiated | 74.9 | TRUE | 0
1 | 2027 | 1 | 50123 | Leeward Asset Management, LLC | IPP | Bluebonnet Prairie Wind | TX | 68082 | BBP | 170 | Onshore Wind Turbine | WND | WT | (U) Under construction, less than or equal to 50 percent complete | 170 | TRUE | 1
1 | 2027 | 1 | 50123 | Leeward Asset Management, LLC | IPP | Morley Solar | MO | 68083 | MLY | 100 | Solar Photovoltaic | SUN | PV | (U) Under construction, less than or equal to 50 percent complete | 100 | TRUE | 1
1 | 2027 | 1 | 50123 | Leeward Asset Management, LLC | IPP | Morrow Lake BESS | TX | 68084 | MLB | 200 | Batteries | MWH | BA | (U) Under construction, less than or equal to 50 percent complete | 200 | TRUE | 1
1 | 2027 | 1 | 50123 | Leeward Asset Management, LLC | IPP | Parowan Solar | UT | 65823 | PARB | 58 | Batteries | MWH | BA | (P) Planned for installation, but regulatory approvals not initiated | 58 | TRUE | 0
1 | 2027 | 1 | 50123 | Leeward Asset Management, LLC | IPP | Parowan Solar | UT | 65823 | PARS0 | 58 | Solar Photovoltaic | SUN | PV | (P) Planned for installation, but regulatory approvals not initiated | 58 | TRUE | 0
1 | 2027 | 1 | 66836 | Mustang Creek Solar I, LLC | IPP | Darkwood Solar | TX | 68478 | DRK | 150.7 | Solar Photovoltaic | SUN | PV | (L) Regulatory approvals pending. Not under construction | 150.7 | TRUE | 0
1 | 2027 | 1 | 56215 | RWE Renewables Americas, LLC | IPP | Union Ridge Solar | OH | 65338 | UNIS1 | 108 | Solar Photovoltaic | SUN | PV | (U) Under construction, less than or equal to 50 percent complete | 108 | TRUE | 1
1 | 2027 | 1 | 59056 | Tri Global Energy, LLC | IPP | Cone Renewable Energy Project, LLC | TX | 60272 | WT1 | 150 | Onshore Wind Turbine | WND | WT | (P) Planned for installation, but regulatory approvals not initiated | 150 | TRUE | 0
1 | 2027 | 1 | 66816 | Voyager Energy Storage LLC | IPP | Voyager Energy Storage | MI | 68426 | VOYGR | 400 | Batteries | MWH | BA | (P) Planned for installation, but regulatory approvals not initiated | 100 | TRUE | 0
1 | 2027 | 2 | 61222 | 174 Power Global Corp. | IPP | Turkey Creek Solar Project | CO | 64744 | TC001 | 200 | Solar Photovoltaic | SUN | PV | (P) Planned for installation, but regulatory approvals not initiated | 200 | TRUE | 0
1 | 2027 | 2 | 66376 | Gransolar Texas Five LLC | IPP | Hayrick BESS | TX | 67779 | GRS5 | 113.9 | Batteries | MWH | BA | (L) Regulatory approvals pending. Not under construction | 113.9 | TRUE | 0
1 | 2027 | 3 | 57416 | Acciona Energy USA Global, LLC | IPP | AEUG Madison Solar, LLC | KY | 64659 | AMS | 100 | Solar Photovoltaic | SUN | PV | (L) Regulatory approvals pending. Not under construction | 100 | TRUE | 0
1 | 2027 | 3 | 66554 | Cowboy Solar I | IPP | Cowboy Solar I | WY | 68022 | CLP20 | 400 | Solar Photovoltaic | SUN | PV | (P) Planned for installation, but regulatory approvals not initiated | 400 | TRUE | 0
1 | 2027 | 3 | 66554 | Cowboy Solar I | IPP | Cowboy Solar I | WY | 68022 | CLPBS | 400 | Batteries | MWH | BA | (P) Planned for installation, but regulatory approvals not initiated | 400 | TRUE | 0
1 | 2027 | 3 | 61060 | Cypress Creek Renewables | IPP | Carriger | WA | 67653 | CARRI | 160 | Solar Photovoltaic | SUN | PV | (L) Regulatory approvals pending. Not under construction | 160 | TRUE | 0
1 | 2027 | 3 | 61060 | Cypress Creek Renewables | IPP | Elk Run | CO | 67655 | ELKRN | 200 | Solar Photovoltaic | SUN | PV | (L) Regulatory approvals pending. Not under construction | 200 | TRUE | 0
1 | 2027 | 3 | 61060 | Cypress Creek Renewables | IPP | Oxbow Hill | NY | 67661 | OXHIL | 140 | Solar Photovoltaic | SUN | PV | (L) Regulatory approvals pending. Not under construction | 140 | TRUE | 0
1 | 2027 | 3 | 58970 | Ecoplexus, Inc | IPP | Westminister NC | NC | 63567 | WSMTR | 70 | Solar Photovoltaic | SUN | PV | (T) Regulatory approvals received. Not under construction | 70 | TRUE | 1
1 | 2027 | 3 | 66786 | Gatsby Energy Storage LLC | IPP | Gatsby Energy Storage Project | TX | 68428 | GTSBY | 103.4 | Batteries | MWH | BA | (U) Under construction, less than or equal to 50 percent complete | 103.4 | TRUE | 1
1 | 2027 | 3 | 66252 | Greenalia Wind Power Blue Hills, LLC | IPP | Blue Hills Wind Project | TX | 67542 | BHWP | 276 | Onshore Wind Turbine | WND | WT | (T) Regulatory approvals received. Not under construction | 276 | TRUE | 1
1 | 2027 | 3 | 60025 | Greenbacker Renewable Energy Corporation | IPP | Cherry Valley | IL | 67253 | 761 | 12.5 | Solar Photovoltaic | SUN | PV | (U) Under construction, less than or equal to 50 percent complete | 12.5 | TRUE | 1
1 | 2027 | 3 | 65470 | Lock+ Hydro Friends Fund XLII, LLC | IPP | Braddock Lock and Dam | PA | 59091 | GEN1 | 5.3 | Conventional Hydroelectric | WAT | HY | (L) Regulatory approvals pending. Not under construction | 5.3 | TRUE | 0
1 | 2027 | 3 | 65144 | Samsung C&T Renewables, LLC | IPP | Dios BESS, LLC | TX | 67918 | DIOS | 201.6 | Batteries | MWH | BA | (P) Planned for installation, but regulatory approvals not initiated | 201.6 | TRUE | 0
1 | 2027 | 3 | 65144 | Samsung C&T Renewables, LLC | IPP | Stark Solar, LLC | OH | 66672 | AG239 | 150 | Solar Photovoltaic | SUN | PV | (P) Planned for installation, but regulatory approvals not initiated | 150 | TRUE | 0
1 | 2027 | 3 | 63786 | Tygart LLC | IPP | Tygart Hydropower | WV | 64171 | 1 | 3 | Conventional Hydroelectric | WAT | HY | (L) Regulatory approvals pending. Not under construction | 10 | TRUE | 0
1 | 2027 | 3 | 63786 | Tygart LLC | IPP | Tygart Hydropower | WV | 64171 | 2 | 3 | Conventional Hydroelectric | WAT | HY | (L) Regulatory approvals pending. Not under construction | 10 | TRUE | 0
1 | 2027 | 3 | 63786 | Tygart LLC | IPP | Tygart Hydropower | WV | 64171 | 3 | 3 | Conventional Hydroelectric | WAT | HY | (L) Regulatory approvals pending. Not under construction | 10 | TRUE | 0
1 | 2027 | 3 | 63726 | Vistra Zero LLC | IPP | Forest Grove - Dodd | TX | 64131 | ESS1 | 1 | Batteries | MWH | BA | (P) Planned for installation, but regulatory approvals not initiated | 1 | TRUE | 0
1 | 2027 | 4 | 61012 | AES Distributed Energy | IPP | Glen Canyon Solar A, LLC | UT | 66484 | GCA | 95 | Solar Photovoltaic | SUN | PV | (U) Under construction, less than or equal to 50 percent complete | 95 | TRUE | 1
1 | 2027 | 4 | 65511 | Aragon Energy Storage LLC | IPP | Aragon Energy Storage | GA | 66431 | ARAG1 | 150 | Batteries | MWH | BA | (P) Planned for installation, but regulatory approvals not initiated | 150 | TRUE | 0
1 | 2027 | 4 | 64138 | Birch Creek Development, LLC (NC) | IPP | Friesian Holdings | NC | 60692 | PV1 | 75 | Solar Photovoltaic | SUN | PV | (P) Planned for installation, but regulatory approvals not initiated | 75 | TRUE | 0
1 | 2027 | 4 | 59365 | Capital Power Corporation | IPP | Maple Leaf Solar | NC | 67195 | GEN | 73 | Solar Photovoltaic | SUN | PV | (T) Regulatory approvals received. Not under construction | 73 | TRUE | 1
1 | 2027 | 4 | 66796 | Equinor Wind US LLC | IPP | Empire Wind 1 | NY | 68443 | EMP01 | 810 | Offshore Wind Turbine | WND | WS | (U) Under construction, less than or equal to 50 percent complete | 810 | TRUE | 1
1 | 2027 | 4 | 65837 | Freestone Solar LLC | IPP | Timber Cove Solar | TX | 66922 | 59957 | 100 | Solar Photovoltaic | SUN | PV | (P) Planned for installation, but regulatory approvals not initiated | 100 | TRUE | 0
1 | 2027 | 4 | 62842 | Lightsource Renewable Energy Asset Management, LLC | IPP | Merrillville Solar | IN | 66114 | INRD1 | 100 | Solar Photovoltaic | SUN | PV | (P) Planned for installation, but regulatory approvals not initiated | 100 | TRUE | 0
1 | 2027 | 4 | 66255 | RIC Development, LLC | IPP | Jim Wells BESS | TX | 67553 | RIC99 | 100.3 | Batteries | MWH | BA | (P) Planned for installation, but regulatory approvals not initiated | 100.3 | TRUE | 0
1 | 2027 | 4 | 66509 | Red River Clean Energy | IPP | Chisme Solar and Storage | TX | 68078 | CHIBS | 146 | Batteries | MWH | BA | (T) Regulatory approvals received. Not under construction | 146 | TRUE | 1
1 | 2027 | 4 | 66509 | Red River Clean Energy | IPP | Chisme Solar and Storage | TX | 68078 | CHIPV | 147 | Solar Photovoltaic | SUN | PV | (T) Regulatory approvals received. Not under construction | 147 | TRUE | 1
1 | 2027 | 4 | 66360 | Reliability Design & Development LLC | IPP | Imperial Power Plant LLC | TX | 67742 | SUGAR | 144 | Natural Gas Internal Combustion Engine | NG | IC | (P) Planned for installation, but regulatory approvals not initiated | 148 | TRUE | 0
1 | 2027 | 4 | 17166 | Sierra Pacific Power Co | Electric Utility | Sierra Solar Hybrid | NV | 67978 | SSPV1 | 400 | Solar Photovoltaic | SUN | PV | (L) Regulatory approvals pending. Not under construction | 400 | TRUE | 0
1 | 2027 | 4 | 65079 | Solar Proponent LLC | IPP | Middlebrook Creek Solar and BESS | TX | 65853 | MIDBS | 302.9 | Batteries | MWH | BA | (L) Regulatory approvals pending. Not under construction | 302.9 | TRUE | 0
1 | 2027 | 4 | 65079 | Solar Proponent LLC | IPP | Middlebrook Creek Solar and BESS | TX | 65853 | MIDPV | 609.1 | Solar Photovoltaic | SUN | PV | (L) Regulatory approvals pending. Not under construction | 609.1 | TRUE | 0
1 | 2027 | 4 | 66689 | Sweetleaf Solar LLC | IPP | Sweetleaf Solar LLC | NC | 68271 | SWLS1 | 93 | Solar Photovoltaic | SUN | PV | (T) Regulatory approvals received. Not under construction | 93 | TRUE | 1
1 | 2027 | 4 | 59966 | Wolf Summit Energy LLC | IPP | Wolf Summit Energy | WV | 60206 | HCCA1 | 205.4 | Natural Gas Fired Combined Cycle | NG | CA | (P) Planned for installation, but regulatory approvals not initiated | 207.4 | TRUE | 0
1 | 2027 | 4 | 59966 | Wolf Summit Energy LLC | IPP | Wolf Summit Energy | WV | 60206 | HCCT1 | 319.1 | Natural Gas Fired Combined Cycle | NG | CT | (P) Planned for installation, but regulatory approvals not initiated | 371.5 | TRUE | 0
1 | 2027 | 4 | 66715 | Yuma bn, LLC | IPP | ORCHARD Solar Generation and BESS | AZ | 68328 | ORCH1 | 500 | Solar Photovoltaic | SUN | PV | (L) Regulatory approvals pending. Not under construction | 500 | TRUE | 0
1 | 2027 | 4 | 66715 | Yuma bn, LLC | IPP | ORCHARD Solar Generation and BESS | AZ | 68328 | ORCH2 | 500 | Batteries | MWH | BA | (L) Regulatory approvals pending. Not under construction | 500 | TRUE | 0
1 | 2027 | 5 | 66465 | 229HD 8me, LLC | IPP | Holstein 2 Battery Storage | TX | 67896 | 229HD | 100 | Batteries | MWH | BA | (P) Planned for installation, but regulatory approvals not initiated | 100 | TRUE | 0
1 | 2027 | 5 | 62910 | 300MS 8me LLC | IPP | Southern Bighorn Solar Hybrid | NV | 63113 | BESS | 300 | Batteries | MWH | BA | (P) Planned for installation, but regulatory approvals not initiated | 95 | TRUE | 0
1 | 2027 | 5 | 62910 | 300MS 8me LLC | IPP | Southern Bighorn Solar Hybrid | NV | 63113 | SBS | 300 | Solar Photovoltaic | SUN | PV | (P) Planned for installation, but regulatory approvals not initiated | 300 | TRUE | 0
1 | 2027 | 5 | 63807 | 302PN 8me LLC | IPP | Red Antelope Solar & Energy Storage Farm | AZ | 64208 | 30PNA | 400 | Solar Photovoltaic | SUN | PV | (P) Planned for installation, but regulatory approvals not initiated | 400 | TRUE | 0
1 | 2027 | 5 | 63807 | 302PN 8me LLC | IPP | Red Antelope Solar & Energy Storage Farm | AZ | 64208 | 30PNB | 300 | Batteries | MWH | BA | (P) Planned for installation, but regulatory approvals not initiated | 300 | TRUE | 0
1 | 2027 | 5 | 66463 | 51LV 8me, LLC | IPP | Bellefield 3 Solar and Battery Storage | CA | 67894 | 51LVA | 150 | Solar Photovoltaic | SUN | PV | (P) Planned for installation, but regulatory approvals not initiated | 150 | TRUE | 0
1 | 2027 | 5 | 66463 | 51LV 8me, LLC | IPP | Bellefield 3 Solar and Battery Storage | CA | 67894 | 51LVB | 150 | Batteries | MWH | BA | (P) Planned for installation, but regulatory approvals not initiated | 150 | TRUE | 0
1 | 2027 | 5 | 64904 | AES Clean Energy | IPP | Willow Beach Wind | TX | 68090 | WILLO | 200 | Onshore Wind Turbine | WND | WT | (L) Regulatory approvals pending. Not under construction | 200 | TRUE | 0
1 | 2027 | 5 | 65687 | Accalia Point Solar, LLC | IPP | Accalia Point Solar, LLC | TX | 66673 | 66666 | 190.5 | Solar Photovoltaic | SUN | PV | (P) Planned for installation, but regulatory approvals not initiated | 190.5 | TRUE | 0
1 | 2027 | 5 | 54803 | Dynegy Oakland, LLC | IPP | Dynegy Oakland Power Plant | CA | 6211 | GEN4 | 43.3 | Batteries | MWH | BA | (P) Planned for installation, but regulatory approvals not initiated | 43.3 | TRUE | 0
0 | 2027 | 5 | 6738 | Franklin Heating Station | Commercial | Franklin Heating Station | MN | 54224 | CTG1 | 7.3 | Natural Gas Fired Combined Cycle | NG | CT | (L) Regulatory approvals pending. Not under construction | 7.5 | FALSE | 0
0 | 2027 | 5 | 6738 | Franklin Heating Station | Commercial | Franklin Heating Station | MN | 54224 | EG11 | 3.4 | Petroleum Liquids | DFO | IC | (L) Regulatory approvals pending. Not under construction | 3.4 | FALSE | 0
0 | 2027 | 5 | 6738 | Franklin Heating Station | Commercial | Franklin Heating Station | MN | 54224 | EG12 | 3.4 | Petroleum Liquids | DFO | IC | (L) Regulatory approvals pending. Not under construction | 3.4 | FALSE | 0
0 | 2027 | 5 | 6738 | Franklin Heating Station | Commercial | Franklin Heating Station | MN | 54224 | EG13 | 3.4 | Petroleum Liquids | DFO | IC | (L) Regulatory approvals pending. Not under construction | 3.4 | FALSE | 0
0 | 2027 | 5 | 6738 | Franklin Heating Station | Commercial | Franklin Heating Station | MN | 54224 | EG14 | 3.4 | Petroleum Liquids | DFO | IC | (L) Regulatory approvals pending. Not under construction | 3.4 | FALSE | 0
0 | 2027 | 5 | 6738 | Franklin Heating Station | Commercial | Franklin Heating Station | MN | 54224 | EG15 | 3.4 | Petroleum Liquids | DFO | IC | (L) Regulatory approvals pending. Not under construction | 3.4 | FALSE | 0
1 | 2027 | 5 | 66695 | Gigawatt Solar LLC | IPP | Gigawatt Solar | TX | 68305 | GWT1 | 502 | Solar Photovoltaic | SUN | PV | (P) Planned for installation, but regulatory approvals not initiated | 502 | TRUE | 0
1 | 2027 | 5 | 66695 | Gigawatt Solar LLC | IPP | Gigawatt Solar | TX | 68305 | GWT2 | 502 | Solar Photovoltaic | SUN | PV | (P) Planned for installation, but regulatory approvals not initiated | 502 | TRUE | 0
1 | 2027 | 5 | 66374 | Gransolar Texas Four LLC | IPP | Harryoung PV and BESS | TX | 67777 | GRS4B | 190 | Batteries | MWH | BA | (L) Regulatory approvals pending. Not under construction | 190 | TRUE | 0
1 | 2027 | 5 | 66374 | Gransolar Texas Four LLC | IPP | Harryoung PV and BESS | TX | 67777 | GRS4P | 190 | Solar Photovoltaic | SUN | PV | (L) Regulatory approvals pending. Not under construction | 190 | TRUE | 0
1 | 2027 | 5 | 66108 | Hinds Solar, LLC | IPP | Hinds Solar, LLC | MS | 67231 | HS | 150 | Solar Photovoltaic | SUN | PV | (L) Regulatory approvals pending. Not under construction | 150 | TRUE | 0
1 | 2027 | 5 | 66696 | Ion Solar LLC (TX) | IPP | Ion Solar (TX) | TX | 68306 | ION | 384 | Solar Photovoltaic | SUN | PV | (P) Planned for installation, but regulatory approvals not initiated | 384 | TRUE | 0
1 | 2027 | 5 | 63289 | Key Capture Energy | IPP | KCE NY 30, LLC | NY | 67838 | NY30 | 50 | Batteries | MWH | BA | (P) Planned for installation, but regulatory approvals not initiated | 50 | TRUE | 0
1 | 2027 | 5 | 63289 | Key Capture Energy | IPP | KCE NY 31, LLC | NY | 67839 | NY31 | 50 | Batteries | MWH | BA | (P) Planned for installation, but regulatory approvals not initiated | 50 | TRUE | 0
1 | 2027 | 5 | 66369 | Mission Clean Energy Devco LLC | IPP | Cumbia Energy Center | TX | 67768 | CECBA | 200 | Batteries | MWH | BA | (P) Planned for installation, but regulatory approvals not initiated | 200 | TRUE | 0
1 | 2027 | 5 | 65493 | Navajo Transitional Energy Company | Electric Utility | NTEC Gas Plant | NM | 66478 | GEN1 | 37.6 | Natural Gas Fired Combustion Turbine | NG | GT | (L) Regulatory approvals pending. Not under construction | 60.5 | TRUE | 0
1 | 2027 | 5 | 65493 | Navajo Transitional Energy Company | Electric Utility | NTEC Gas Plant | NM | 66478 | GEN2 | 37.6 | Natural Gas Fired Combustion Turbine | NG | GT | (L) Regulatory approvals pending. Not under construction | 60.5 | TRUE | 0
1 | 2027 | 5 | 65493 | Navajo Transitional Energy Company | Electric Utility | NTEC Gas Plant | NM | 66478 | GEN3 | 37.6 | Natural Gas Fired Combustion Turbine | NG | GT | (L) Regulatory approvals pending. Not under construction | 60.5 | TRUE | 0
1 | 2027 | 5 | 65493 | Navajo Transitional Energy Company | Electric Utility | NTEC Gas Plant | NM | 66478 | GEN4 | 37.6 | Natural Gas Fired Combustion Turbine | NG | GT | (L) Regulatory approvals pending. Not under construction | 60.5 | TRUE | 0
1 | 2027 | 5 | 65493 | Navajo Transitional Energy Company | Electric Utility | NTEC Gas Plant | NM | 66478 | GEN5 | 37.6 | Natural Gas Fired Combustion Turbine | NG | GT | (L) Regulatory approvals pending. Not under construction | 60.5 | TRUE | 0
1 | 2027 | 5 | 65493 | Navajo Transitional Energy Company | Electric Utility | NTEC Gas Plant | NM | 66478 | GEN6 | 37.6 | Natural Gas Fired Combustion Turbine | NG | GT | (L) Regulatory approvals pending. Not under construction | 60.5 | TRUE | 0
1 | 2027 | 5 | 66255 | RIC Development, LLC | IPP | Dunlay Solar | TX | 67559 | RIC95 | 150.5 | Solar Photovoltaic | SUN | PV | (P) Planned for installation, but regulatory approvals not initiated | 180.4 | TRUE | 0
1 | 2027 | 5 | 65079 | Solar Proponent LLC | IPP | Rowdy Creek Solar and BESS | TX | 65854 | RDYBS | 350 | Batteries | MWH | BA | (L) Regulatory approvals pending. Not under construction | 350 | TRUE | 0
1 | 2027 | 5 | 65079 | Solar Proponent LLC | IPP | Rowdy Creek Solar and BESS | TX | 65854 | RDYPV | 700 | Solar Photovoltaic | SUN | PV | (L) Regulatory approvals pending. Not under construction | 700 | TRUE | 0
1 | 2027 | 5 | 65777 | Urban Grid Solar | IPP | Hillsboro Solar 3 | AL | 66852 | HILL3 | 200 | Solar Photovoltaic | SUN | PV | (L) Regulatory approvals pending. Not under construction | 200 | TRUE | 0
1 | 2027 | 6 | 64904 | AES Clean Energy | IPP | Sycamore Cross Solar | VA | 68040 | SYCAM | 208.2 | Solar Photovoltaic | SUN | PV | (P) Planned for installation, but regulatory approvals not initiated | 208.2 | TRUE | 0
1 | 2027 | 6 | 13143 | Board of Water Electric & Communications | Electric Utility | Muscatine Plant #1 | IA | 1167 | 10 | 34.4 | Natural Gas Fired Combustion Turbine | NG | GT | (L) Regulatory approvals pending. Not under construction | 35 | TRUE | 0
1 | 2027 | 6 | 66100 | Boralex US Operations LLC | IPP | Diamond Solar (NY) | NY | 67220 | NY48 | 60 | Solar Photovoltaic | SUN | PV | (P) Planned for installation, but regulatory approvals not initiated | 60 | TRUE | 0
1 | 2027 | 6 | 66100 | Boralex US Operations LLC | IPP | Foothills Solar (NY) | NY | 67221 | NY128 | 40 | Solar Photovoltaic | SUN | PV | (P) Planned for installation, but regulatory approvals not initiated | 40 | TRUE | 0
1 | 2027 | 6 | 58597 | Enviromission, Inc | IPP | La Paz Solar Tower | AZ | 58652 | 1 | 200 | Solar Thermal without Energy Storage | SUN | OT | (P) Planned for installation, but regulatory approvals not initiated | 200 | TRUE | 0
1 | 2027 | 6 | 66691 | Erin Solar LLC | IPP | Erin | TX | 68275 | 1 | 202 | Solar Photovoltaic | SUN | PV | (P) Planned for installation, but regulatory approvals not initiated | 202 | TRUE | 0
1 | 2027 | 6 | 58766 | FGE Texas II LLC | IPP | FGE Texas II | TX | 58930 | CA1 | 249.9 | Natural Gas Fired Combined Cycle | NG | CA | (T) Regulatory approvals received. Not under construction | 265.2 | TRUE | 1
1 | 2027 | 6 | 58766 | FGE Texas II LLC | IPP | FGE Texas II | TX | 58930 | GT1 | 226.7 | Natural Gas Fired Combined Cycle | NG | CT | (T) Regulatory approvals received. Not under construction | 238.9 | TRUE | 1
1 | 2027 | 6 | 58766 | FGE Texas II LLC | IPP | FGE Texas II | TX | 58930 | GT2 | 226.7 | Natural Gas Fired Combined Cycle | NG | CT | (T) Regulatory approvals received. Not under construction | 238.9 | TRUE | 1
1 | 2027 | 6 | 66686 | FRON bn, LLC | IPP | Frontier Solar | KY | 68293 | FRON | 120 | Solar Photovoltaic | SUN | PV | (L) Regulatory approvals pending. Not under construction | 120 | TRUE | 0
1 | 2027 | 6 | 66616 | Fremont Solar, LLC | IPP | Fremont Solar | UT | 68153 | BA1 | 198 | Batteries | MWH | BA | (L) Regulatory approvals pending. Not under construction | 198 | TRUE | 0
1 | 2027 | 6 | 66616 | Fremont Solar, LLC | IPP | Fremont Solar | UT | 68153 | PV1 | 99 | Solar Photovoltaic | SUN | PV | (L) Regulatory approvals pending. Not under construction | 99 | TRUE | 0
1 | 2027 | 6 | 66380 | Gransolar Texas Twenty Two LLC | IPP | RedSun PV and BESS | TX | 67782 | GS22B | 84 | Batteries | MWH | BA | (L) Regulatory approvals pending. Not under construction | 84 | TRUE | 0
1 | 2027 | 6 | 66380 | Gransolar Texas Twenty Two LLC | IPP | RedSun PV and BESS | TX | 67782 | GS22P | 84 | Solar Photovoltaic | SUN | PV | (L) Regulatory approvals pending. Not under construction | 84 | TRUE | 0
1 | 2027 | 6 | 65967 | Iron Belt Energy Storage Project, LLC | IPP | Iron Belt | TX | 67059 | 1 | 400 | Batteries | MWH | BA | (P) Planned for installation, but regulatory approvals not initiated | 400 | TRUE | 0
1 | 2027 | 6 | 66819 | Kentucky Municipal Energy Agency | IPP | KYMEA Energy Center I | KY | 68453 | 1 | 18.8 | Natural Gas Internal Combustion Engine | NG | IC | (L) Regulatory approvals pending. Not under construction | 18.8 | TRUE | 0
1 | 2027 | 6 | 66819 | Kentucky Municipal Energy Agency | IPP | KYMEA Energy Center I | KY | 68453 | 2 | 18.8 | Natural Gas Internal Combustion Engine | NG | IC | (L) Regulatory approvals pending. Not under construction | 18.8 | TRUE | 0
1 | 2027 | 6 | 66819 | Kentucky Municipal Energy Agency | IPP | KYMEA Energy Center I | KY | 68453 | 3 | 18.8 | Natural Gas Internal Combustion Engine | NG | IC | (L) Regulatory approvals pending. Not under construction | 18.8 | TRUE | 0
1 | 2027 | 6 | 66819 | Kentucky Municipal Energy Agency | IPP | KYMEA Energy Center I | KY | 68453 | 4 | 18.8 | Natural Gas Internal Combustion Engine | NG | IC | (L) Regulatory approvals pending. Not under construction | 18.8 | TRUE | 0
1 | 2027 | 6 | 66828 | Laurens Solar I, LLC | IPP | Laurens Solar | GA | 68480 | LS1 | 150 | Solar Photovoltaic | SUN | PV | (L) Regulatory approvals pending. Not under construction | 150 | TRUE | 0
1 | 2027 | 6 | 50123 | Leeward Asset Management, LLC | IPP | Elisabeth Solar | AZ | 68039 | ELISA | 350 | Solar Photovoltaic | SUN | PV | (L) Regulatory approvals pending. Not under construction | 350 | TRUE | 0
1 | 2027 | 6 | 50123 | Leeward Asset Management, LLC | IPP | South Branch Solar | OH | 68086 | SBS | 90 | Solar Photovoltaic | SUN | PV | (L) Regulatory approvals pending. Not under construction | 90 | TRUE | 0
1 | 2027 | 6 | 66369 | Mission Clean Energy Devco LLC | IPP | Bramble Energy Center | TX | 67767 | BECBA | 225.1 | Batteries | MWH | BA | (P) Planned for installation, but regulatory approvals not initiated | 225.1 | TRUE | 0
1 | 2027 | 6 | 66740 | OPPO bn, LLC | IPP | Oportunity Solar Generation and BESS | MT | 68345 | OPPO1 | 200 | Solar Photovoltaic | SUN | PV | (L) Regulatory approvals pending. Not under construction | 200 | TRUE | 0
1 | 2027 | 6 | 66740 | OPPO bn, LLC | IPP | Oportunity Solar Generation and BESS | MT | 68345 | OPPO2 | 200 | Batteries | MWH | BA | (L) Regulatory approvals pending. Not under construction | 200 | TRUE | 0
1 | 2027 | 6 | 65105 | Peeler Solar, LLC | IPP | Peeler Solar, LLC | TX | 65932 | PEELR | 200 | Solar Photovoltaic | SUN | PV | (L) Regulatory approvals pending. Not under construction | 200 | TRUE | 0
1 | 2027 | 6 | 64514 | Royalston Solar One, LLC | IPP | Royalston Solar One | MA | 65136 | VCP04 | 5 | Solar Photovoltaic | SUN | PV | (P) Planned for installation, but regulatory approvals not initiated | 5 | TRUE | 0
1 | 2027 | 6 | 64514 | Royalston Solar One, LLC | IPP | Royalston Solar One | MA | 65136 | VCPS1 | 2.5 | Batteries | MWH | BA | (P) Planned for installation, but regulatory approvals not initiated | 2.5 | TRUE | 0
1 | 2027 | 6 | 64387 | Sandy Creek Solar LLC | IPP | Sandy Creek Solar | NY | 64913 | GEN1 | 20 | Solar Photovoltaic | SUN | PV | (P) Planned for installation, but regulatory approvals not initiated | 20 | TRUE | 0
1 | 2027 | 6 | 66606 | Templeton Wind Energy Center, LLC | IPP | Templeton Wind | IN | 68179 | TEMPW | 200.2 | Onshore Wind Turbine | WND | WT | (T) Regulatory approvals received. Not under construction | 200.2 | TRUE | 1
1 | 2027 | 6 | 65777 | Urban Grid Solar | IPP | Beaver Creek Solar | PA | 66850 | BEAC1 | 34.2 | Solar Photovoltaic | SUN | PV | (L) Regulatory approvals pending. Not under construction | 34.2 | TRUE | 0
1 | 2027 | 6 | 64657 | Vacherie Solar Energy Center, LLC | IPP | Vacherie Solar Energy Center, LLC | LA | 65345 | VSEC | 150 | Solar Photovoltaic | SUN | PV | (T) Regulatory approvals received. Not under construction | 150 | TRUE | 1
1 | 2027 | 6 | 65104 | Vermillion Rise Solar, LLC | IPP | Vermillion Rise Solar | IN | 65935 | 14 | 225 | Solar Photovoltaic | SUN | PV | (P) Planned for installation, but regulatory approvals not initiated | 225 | TRUE | 0
1 | 2027 | 6 | 66318 | Zeta Solar, LLC | IPP | Zeta Solar & Storage | CA | 67676 | GEN01 | 75 | Solar Photovoltaic | SUN | PV | (P) Planned for installation, but regulatory approvals not initiated | 75 | TRUE | 0
1 | 2027 | 6 | 66318 | Zeta Solar, LLC | IPP | Zeta Solar & Storage | CA | 67676 | GEN02 | 75 | Batteries | MWH | BA | (P) Planned for installation, but regulatory approvals not initiated | 75 | TRUE | 0
1 | 2027 | 7 | 64904 | AES Clean Energy | IPP | Somerset Solar LLC | NY | 67324 | NYSOM | 125 | Solar Photovoltaic | SUN | PV | (P) Planned for installation, but regulatory approvals not initiated | 100 | TRUE | 0
1 | 2027 | 7 | 66750 | Abeja Solar Farm LLC | IPP | Abeja Solar Farm | TX | 68347 | ABPV1 | 200 | Solar Photovoltaic | SUN | PV | (P) Planned for installation, but regulatory approvals not initiated | 200 | TRUE | 0
1 | 2027 | 7 | 66751 | Alamo City ESS LLC | IPP | Alamo City ESS | TX | 68348 | ACESS | 200 | Batteries | MWH | BA | (P) Planned for installation, but regulatory approvals not initiated | 200 | TRUE | 0
1 | 2027 | 7 | 924 | Associated Electric Coop, Inc | Electric Utility | Turney Energy Center | MO | 67263 | TN1 | 411.4 | Natural Gas Fired Combustion Turbine | NG | GT | (L) Regulatory approvals pending. Not under construction | 419 | TRUE | 0
1 | 2027 | 7 | 66752 | Avant Prairie ESS LLC | IPP | Avant Prairie ESS | TX | 68349 | AVBS1 | 200 | Batteries | MWH | BA | (P) Planned for installation, but regulatory approvals not initiated | 200 | TRUE | 0
1 | 2027 | 7 | 66754 | Bravo ESS LLC | IPP | Bravo ESS | TX | 68350 | BESS1 | 200 | Batteries | MWH | BA | (P) Planned for installation, but regulatory approvals not initiated | 200 | TRUE | 0
1 | 2027 | 7 | 66755 | Clairemont Solar LLC | IPP | Clairemont Solar | TX | 68351 | CLAPV | 500 | Solar Photovoltaic | SUN | PV | (P) Planned for installation, but regulatory approvals not initiated | 500 | TRUE | 0
1 | 2027 | 7 | 56769 | Consolidated Edison Development Inc. | IPP | Burt County Wind | NE | 61511 | BCNE | 75 | Onshore Wind Turbine | WND | WT | (L) Regulatory approvals pending. Not under construction | 75 | TRUE | 0
1 | 2027 | 7 | 66384 | GRS BESS Texas Seven, LLC | IPP | Steelhead Energy Storage | TX | 67798 | GRS7 | 190.1 | Batteries | MWH | BA | (L) Regulatory approvals pending. Not under construction | 193.7 | TRUE | 0
1 | 2027 | 7 | 65986 | Gransolar Texas Three, LLC | IPP | Pecan BESS | TX | 67774 | GRS3 | 157.1 | Batteries | MWH | BA | (L) Regulatory approvals pending. Not under construction | 157.1 | TRUE | 0
1 | 2027 | 7 | 61166 | Green Power Energy LLC | IPP | Cody Road Wind Farm | NY | 61592 | WT1 | 2.4 | Onshore Wind Turbine | WND | WT | (U) Under construction, less than or equal to 50 percent complete | 2.4 | TRUE | 1
1 | 2027 | 7 | 61166 | Green Power Energy LLC | IPP | Cody Road Wind Farm | NY | 61592 | WT2 | 2.4 | Onshore Wind Turbine | WND | WT | (U) Under construction, less than or equal to 50 percent complete | 2.4 | TRUE | 1
1 | 2027 | 7 | 61166 | Green Power Energy LLC | IPP | Cody Road Wind Farm | NY | 61592 | WT3 | 2.4 | Onshore Wind Turbine | WND | WT | (U) Under construction, less than or equal to 50 percent complete | 2.4 | TRUE | 1
1 | 2027 | 7 | 61166 | Green Power Energy LLC | IPP | Cody Road Wind Farm | NY | 61592 | WT4 | 2.4 | Onshore Wind Turbine | WND | WT | (U) Under construction, less than or equal to 50 percent complete | 2.4 | TRUE | 1
1 | 2027 | 7 | 61166 | Green Power Energy LLC | IPP | Cody Road Wind Farm | NY | 61592 | WT5 | 2.4 | Onshore Wind Turbine | WND | WT | (U) Under construction, less than or equal to 50 percent complete | 2.4 | TRUE | 1
1 | 2027 | 7 | 66757 | La Salle ESS LLC | IPP | La Salle ESS | TX | 68353 | LSBS1 | 500 | Batteries | MWH | BA | (P) Planned for installation, but regulatory approvals not initiated | 500 | TRUE | 0
1 | 2027 | 7 | 66758 | La Salle Solar LLC | IPP | La Salle Solar | TX | 68354 | LSPV1 | 500 | Solar Photovoltaic | SUN | PV | (P) Planned for installation, but regulatory approvals not initiated | 500 | TRUE | 0
1 | 2027 | 7 | 66759 | Lazy U ESS 1 LLC | IPP | Lazy U ESS 1 | TX | 68355 | LUBA1 | 250 | Batteries | MWH | BA | (P) Planned for installation, but regulatory approvals not initiated | 250 | TRUE | 0
1 | 2027 | 7 | 64265 | Notch Peak Solar LLC | IPP | Notch Peak Solar LLC | UT | 64669 | KOV4A | 324 | Solar Photovoltaic | SUN | PV | (T) Regulatory approvals received. Not under construction | 324 | TRUE | 1
1 | 2027 | 7 | 66763 | Pepper Solar Farm LLC | IPP | Pepper Solar Farm | TX | 68359 | OCPSF | 120 | Solar Photovoltaic | SUN | PV | (P) Planned for installation, but regulatory approvals not initiated | 120 | TRUE | 0
1 | 2027 | 7 | 65690 | Premium Energy Holdings | IPP | Whale Rock Pumped Storage Hydro Project | CA | 66685 | WH001 | 200 | Hydroelectric Pumped Storage | WAT | PS | (P) Planned for installation, but regulatory approvals not initiated | 200 | TRUE | 0
1 | 2027 | 7 | 65690 | Premium Energy Holdings | IPP | Whale Rock Pumped Storage Hydro Project | CA | 66685 | WH002 | 200 | Hydroelectric Pumped Storage | WAT | PS | (P) Planned for installation, but regulatory approvals not initiated | 200 | TRUE | 0
1 | 2027 | 7 | 65690 | Premium Energy Holdings | IPP | Whale Rock Pumped Storage Hydro Project | CA | 66685 | WH003 | 200 | Hydroelectric Pumped Storage | WAT | PS | (P) Planned for installation, but regulatory approvals not initiated | 200 | TRUE | 0
1 | 2027 | 7 | 66764 | Prost ESS LLC | IPP | Prost ESS | TX | 68360 | PRESS | 200 | Batteries | MWH | BA | (P) Planned for installation, but regulatory approvals not initiated | 200 | TRUE | 0
1 | 2027 | 7 | 64726 | Rivers Electric, LLC | IPP | Mill Pond Hydro | NY | 65399 | U3 | 0.5 | Conventional Hydroelectric | WAT | HY | (P) Planned for installation, but regulatory approvals not initiated | 0.5 | TRUE | 0
1 | 2027 | 7 | 66765 | Rush ESS LLC | IPP | Rush ESS | TX | 68361 | RUESS | 200 | Batteries | MWH | BA | (P) Planned for installation, but regulatory approvals not initiated | 200 | TRUE | 0
1 | 2027 | 7 | 17166 | Sierra Pacific Power Co | Electric Utility | Sierra Solar Hybrid | NV | 67978 | SSES1 | 400 | Batteries | MWH | BA | (L) Regulatory approvals pending. Not under construction | 400 | TRUE | 0
1 | 2027 | 7 | 66767 | SunShiner ESS LLC | IPP | SunShiner ESS | TX | 68363 | SSESS | 200 | Batteries | MWH | BA | (P) Planned for installation, but regulatory approvals not initiated | 200 | TRUE | 0
1 | 2027 | 7 | 62936 | TREX US Red Holly LLC | IPP | TREX US Red Holly | TX | 63202 | 701-S | 50 | Batteries | MWH | BA | (L) Regulatory approvals pending. Not under construction | 50 | TRUE | 0
1 | 2027 | 7 | 66768 | Tex-Bar ESS LLC | IPP | Tex-Bar ESS | TX | 68364 | TBESS | 200 | Batteries | MWH | BA | (P) Planned for installation, but regulatory approvals not initiated | 200 | TRUE | 0
1 | 2027 | 8 | 66581 | GRS BESS Texas Eight LLC | IPP | Marcos PV and BESS | TX | 68080 | GRS8B | 115 | Batteries | MWH | BA | (L) Regulatory approvals pending. Not under construction | 115.9 | TRUE | 0
1 | 2027 | 8 | 66581 | GRS BESS Texas Eight LLC | IPP | Marcos PV and BESS | TX | 68080 | GRS8P | 115 | Solar Photovoltaic | SUN | PV | (L) Regulatory approvals pending. Not under construction | 115.9 | TRUE | 0
1 | 2027 | 8 | 65476 | Gransolar Texas Eight, LLC | IPP | Tokio Solar | TX | 66397 | TOKIO | 168 | Solar Photovoltaic | SUN | PV | (P) Planned for installation, but regulatory approvals not initiated | 170.4 | TRUE | 0
1 | 2027 | 8 | 65698 | Holly Branch Solar, LLC | IPP | Holly Branch Solar, LLC | TX | 66692 | HOLLY | 230 | Solar Photovoltaic | SUN | PV | (L) Regulatory approvals pending. Not under construction | 230 | TRUE | 0
1 | 2027 | 8 | 65698 | Holly Branch Solar, LLC | IPP | Holly Branch Solar, LLC | TX | 66692 | HOLY | 100 | Batteries | MWH | BA | (L) Regulatory approvals pending. Not under construction | 100 | TRUE | 0
1 | 2027 | 8 | 65079 | Solar Proponent LLC | IPP | Hollow Branch Creek 2 Solar and BESS SLF | TX | 65851 | HB2BS | 460 | Batteries | MWH | BA | (L) Regulatory approvals pending. Not under construction | 460 | TRUE | 0
1 | 2027 | 8 | 65079 | Solar Proponent LLC | IPP | Hollow Branch Creek 2 Solar and BESS SLF | TX | 65851 | HB2PV | 460 | Solar Photovoltaic | SUN | PV | (L) Regulatory approvals pending. Not under construction | 460 | TRUE | 0
1 | 2027 | 8 | 66704 | THSI bn, LLC | IPP | THREE SISTERS Solar Generation and BESS | AZ | 68298 | THSI1 | 300 | Batteries | MWH | BA | (L) Regulatory approvals pending. Not under construction | 300 | TRUE | 0
1 | 2027 | 8 | 66704 | THSI bn, LLC | IPP | THREE SISTERS Solar Generation and BESS | AZ | 68298 | THSI2 | 300 | Solar Photovoltaic | SUN | PV | (L) Regulatory approvals pending. Not under construction | 300 | TRUE | 0
1 | 2027 | 8 | 66632 | Two Rivers Solar, LLC | IPP | Two Rivers Solar | TX | 68198 | TRS | 214 | Solar Photovoltaic | SUN | PV | (P) Planned for installation, but regulatory approvals not initiated | 214 | TRUE | 0
1 | 2027 | 9 | 64904 | AES Clean Energy | IPP | Brookside Solar | NY | 68473 | BROOK | 100 | Solar Photovoltaic | SUN | PV | (L) Regulatory approvals pending. Not under construction | 100 | TRUE | 0
1 | 2027 | 9 | 66731 | BrightNight Power | IPP | Starfire Mountain Solar | KY | 68369 | STMO | 410 | Solar Photovoltaic | SUN | PV | (L) Regulatory approvals pending. Not under construction | 410 | TRUE | 0
1 | 2027 | 9 | 61060 | Cypress Creek Renewables | IPP | Scotch Grove Solar | NC | 67663 | SGROV | 80 | Solar Photovoltaic | SUN | PV | (L) Regulatory approvals pending. Not under construction | 80 | TRUE | 0
1 | 2027 | 9 | 66382 | Gransolar Texas Eleven LLC | IPP | Vial BESS | TX | 67784 | GRS11 | 141.4 | Batteries | MWH | BA | (L) Regulatory approvals pending. Not under construction | 141.4 | TRUE | 0
1 | 2027 | 9 | 66263 | Greenalia Solar Power Wittig, LLC | IPP | Wittig Solar Park | TX | 67568 | WIGSP | 96 | Solar Photovoltaic | SUN | PV | (T) Regulatory approvals received. Not under construction | 96 | TRUE | 1
1 | 2027 | 9 | 65871 | MPW Solar 1, LLC | IPP | MPW Solar 1 | IA | 66978 | MS1 | 24 | Solar Photovoltaic | SUN | PV | (L) Regulatory approvals pending. Not under construction | 24 | TRUE | 0
1 | 2027 | 9 | 65587 | Mammoth Central LLC | IPP | Mammoth Central Solar Project | IN | 66546 | MMTHC | 300 | Solar Photovoltaic | SUN | PV | (T) Regulatory approvals received. Not under construction | 300 | TRUE | 1
1 | 2027 | 9 | 65587 | Mammoth Central LLC | IPP | Mammoth Central Solar Project | IN | 66546 | MTHC2 | 300 | Solar Photovoltaic | SUN | PV | (T) Regulatory approvals received. Not under construction | 300 | TRUE | 1
1 | 2027 | 9 | 65588 | Mammoth South LLC | IPP | Mammoth South Solar Project | IN | 66545 | MMTHS | 300 | Solar Photovoltaic | SUN | PV | (U) Under construction, less than or equal to 50 percent complete | 300 | TRUE | 1
1 | 2027 | 9 | 65715 | Strata Clean Energy | IPP | Austin Creek Solar | IL | 66703 | 11103 | 140 | Solar Photovoltaic | SUN | PV | (P) Planned for installation, but regulatory approvals not initiated | 140 | TRUE | 0
1 | 2027 | 9 | 65715 | Strata Clean Energy | IPP | Patoka Solar | IN | 66706 | 11101 | 250 | Solar Photovoltaic | SUN | PV | (P) Planned for installation, but regulatory approvals not initiated | 250 | TRUE | 0
1 | 2027 | 9 | 65715 | Strata Clean Energy | IPP | Prairie Oak Solar | IL | 66707 | 11102 | 250 | Solar Photovoltaic | SUN | PV | (P) Planned for installation, but regulatory approvals not initiated | 250 | TRUE | 0
1 | 2027 | 10 | 66466 | 452HL 8me, LLC | IPP | Pasilla Solar and Battery Storage | NM | 67897 | 45HLA | 250 | Solar Photovoltaic | SUN | PV | (P) Planned for installation, but regulatory approvals not initiated | 250 | TRUE | 0
1 | 2027 | 10 | 66466 | 452HL 8me, LLC | IPP | Pasilla Solar and Battery Storage | NM | 67897 | 45HLB | 250 | Batteries | MWH | BA | (P) Planned for installation, but regulatory approvals not initiated | 250 | TRUE | 0
1 | 2027 | 10 | 66568 | Alabama Creek Solar, LLC | IPP | Alabama Creek Solar | AL | 68057 | BAMA1 | 80 | Solar Photovoltaic | SUN | PV | (T) Regulatory approvals received. Not under construction | 80 | TRUE | 1
1 | 2027 | 10 | 56769 | Consolidated Edison Development Inc. | IPP | Alamo 3 BESS 2 | TX | 66293 | A3BS2 | 100 | Batteries | MWH | BA | (P) Planned for installation, but regulatory approvals not initiated | 100 | TRUE | 0
1 | 2027 | 10 | 66683 | DYSP, LLC | IPP | Dyers Spring Solar | KY | 68290 | DYSP | 200 | Solar Photovoltaic | SUN | PV | (L) Regulatory approvals pending. Not under construction | 200 | TRUE | 0
1 | 2027 | 10 | 66254 | Greenalia Solar Power Leitrim, LLC | IPP | Leitrim Solar Park | TX | 67544 | LEGSP | 91.2 | Solar Photovoltaic | SUN | PV | (T) Regulatory approvals received. Not under construction | 91.2 | TRUE | 1
1 | 2027 | 10 | 66741 | Lotus Solar LLC | IPP | Lotus Solar | SC | 68337 | LOTUS | 75 | Solar Photovoltaic | SUN | PV | (T) Regulatory approvals received. Not under construction | 75 | TRUE | 1
1 | 2027 | 10 | 66191 | Mineral Basin Solar Power, LLC | IPP | Mineral Basin Solar Power | PA | 67378 | MB | 401.6 | Solar Photovoltaic | SUN | PV | (P) Planned for installation, but regulatory approvals not initiated | 401.6 | TRUE | 0
1 | 2027 | 10 | 14063 | Oklahoma Gas & Electric Co | Electric Utility | Horseshoe Lake | OK | 2951 | 11 | 224 | Natural Gas Fired Combustion Turbine | NG | GT | (T) Regulatory approvals received. Not under construction | 224 | TRUE | 1
1 | 2027 | 10 | 14063 | Oklahoma Gas & Electric Co | Electric Utility | Horseshoe Lake | OK | 2951 | 12 | 224 | Natural Gas Fired Combustion Turbine | NG | GT | (T) Regulatory approvals received. Not under construction | 224 | TRUE | 1
1 | 2027 | 10 | 65124 | Plum Nellie Wind Farm LLC | IPP | Plum Nellie Wind Farm LLC | KS | 65948 | PNW01 | 201.6 | Onshore Wind Turbine | WND | WT | (P) Planned for installation, but regulatory approvals not initiated | 201.6 | TRUE | 0
1 | 2027 | 10 | 66509 | Red River Clean Energy | IPP | Concho Pearl Solar and Storage | TX | 67956 | CONBS | 162.4 | Batteries | MWH | BA | (T) Regulatory approvals received. Not under construction | 162.4 | TRUE | 1
1 | 2027 | 10 | 66509 | Red River Clean Energy | IPP | Concho Pearl Solar and Storage | TX | 67956 | CONPV | 171.9 | Solar Photovoltaic | SUN | PV | (T) Regulatory approvals received. Not under construction | 171.9 | TRUE | 1
1 | 2027 | 10 | 61906 | Rye Development | IPP | Emsworth L&D Hydroelectric Project | PA | 62433 | NA1 | 5 | Conventional Hydroelectric | WAT | HY | (P) Planned for installation, but regulatory approvals not initiated | 6.8 | TRUE | 0
1 | 2027 | 10 | 66530 | Sandersville Solar, LLC | IPP | Sandersville Solar | GA | 67988 | PGR28 | 50 | Solar Photovoltaic | SUN | PV | (L) Regulatory approvals pending. Not under construction | 50 | TRUE | 0
1 | 2027 | 10 | 19436 | Union Electric Co - (MO) | Electric Utility | Castle Bluff Energy Center | MO | 67576 | 1 | 175 | Natural Gas Fired Combustion Turbine | NG | GT | (P) Planned for installation, but regulatory approvals not initiated | 216 | TRUE | 0
1 | 2027 | 10 | 19436 | Union Electric Co - (MO) | Electric Utility | Castle Bluff Energy Center | MO | 67576 | 2 | 175 | Natural Gas Fired Combustion Turbine | NG | GT | (P) Planned for installation, but regulatory approvals not initiated | 216 | TRUE | 0
1 | 2027 | 10 | 19436 | Union Electric Co - (MO) | Electric Utility | Castle Bluff Energy Center | MO | 67576 | 3 | 175 | Natural Gas Fired Combustion Turbine | NG | GT | (P) Planned for installation, but regulatory approvals not initiated | 216 | TRUE | 0
1 | 2027 | 10 | 64545 | Vesper Energy Development LLC | IPP | Red Hollow Renewable Energy | TX | 68030 | RDHLW | 300 | Solar Photovoltaic | SUN | PV | (P) Planned for installation, but regulatory approvals not initiated | 300 | TRUE | 0
1 | 2027 | 10 | 64545 | Vesper Energy Development LLC | IPP | Red Hollow Renewable Energy | TX | 68030 | RHLWB | 300 | Batteries | MWH | BA | (P) Planned for installation, but regulatory approvals not initiated | 300 | TRUE | 0
1 | 2027 | 11 | 65441 | Black Walnut Solar, LLC | IPP | Black Walnut Solar, LLC | NC | 66363 | GEN1 | 80 | Solar Photovoltaic | SUN | PV | (L) Regulatory approvals pending. Not under construction | 80 | TRUE | 0
1 | 2027 | 11 | 66531 | Drawhorn Solar, LLC | IPP | Drawhorn Solar | GA | 67989 | PGR28 | 80 | Solar Photovoltaic | SUN | PV | (L) Regulatory approvals pending. Not under construction | 80 | TRUE | 0
1 | 2027 | 11 | 64452 | EDF Renewables Development, Inc. | IPP | Homer Solar Energy Center | NY | 65052 | HSEC | 90 | Solar Photovoltaic | SUN | PV | (L) Regulatory approvals pending. Not under construction | 90 | TRUE | 0
1 | 2027 | 11 | 64452 | EDF Renewables Development, Inc. | IPP | Rock House Solar | GA | 67226 | ROCKH | 250 | Solar Photovoltaic | SUN | PV | (P) Planned for installation, but regulatory approvals not initiated | 250 | TRUE | 0
1 | 2027 | 11 | 64452 | EDF Renewables Development, Inc. | IPP | Tracy Solar Energy Center | NY | 65051 | TSEC | 119 | Solar Photovoltaic | SUN | PV | (L) Regulatory approvals pending. Not under construction | 119 | TRUE | 0
1 | 2027 | 11 | 12685 | Entergy Mississippi LLC | Electric Utility | Delta Solar Plant | LA | 68028 | DSP | 80 | Solar Photovoltaic | SUN | PV | (P) Planned for installation, but regulatory approvals not initiated | 80 | TRUE | 0
1 | 2027 | 11 | 66371 | Gransolar Texas Twenty LLC | IPP | Cosper Solar | TX | 67773 | GRS20 | 148 | Solar Photovoltaic | SUN | PV | (L) Regulatory approvals pending. Not under construction | 148.2 | TRUE | 0
1 | 2027 | 11 | 63838 | Hecate Grid Swiftsure LLC | IPP | Swiftsure | NY | 64235 | SWFTS | 121 | Batteries | MWH | BA | (P) Planned for installation, but regulatory approvals not initiated | 121 | TRUE | 0
1 | 2027 | 11 | 49893 | Invenergy Services LLC | IPP | Crescent Valley Solar | NV | 62888 | GEN1 | 149 | Solar Photovoltaic | SUN | PV | (U) Under construction, less than or equal to 50 percent complete | 149 | TRUE | 1
1 | 2027 | 11 | 62663 | Lock 13 Hydro Partners | IPP | Evelyn Hydroelectric Project | KY | 62748 | 1 | 0.6 | Conventional Hydroelectric | WAT | HY | (T) Regulatory approvals received. Not under construction | 0.6 | TRUE | 1
1 | 2027 | 11 | 62663 | Lock 13 Hydro Partners | IPP | Evelyn Hydroelectric Project | KY | 62748 | 2 | 0.6 | Conventional Hydroelectric | WAT | HY | (T) Regulatory approvals received. Not under construction | 0.6 | TRUE | 1
1 | 2027 | 11 | 62663 | Lock 13 Hydro Partners | IPP | Evelyn Hydroelectric Project | KY | 62748 | 3 | 0.2 | Conventional Hydroelectric | WAT | HY | (T) Regulatory approvals received. Not under construction | 0.2 | TRUE | 1
1 | 2027 | 11 | 62663 | Lock 13 Hydro Partners | IPP | Evelyn Hydroelectric Project | KY | 62748 | 4 | 0.2 | Conventional Hydroelectric | WAT | HY | (T) Regulatory approvals received. Not under construction | 0.2 | TRUE | 1
1 | 2027 | 11 | 62663 | Lock 13 Hydro Partners | IPP | Evelyn Hydroelectric Project | KY | 62748 | 5 | 0.6 | Conventional Hydroelectric | WAT | HY | (T) Regulatory approvals received. Not under construction | 0.6 | TRUE | 1
1 | 2027 | 11 | 62663 | Lock 13 Hydro Partners | IPP | Evelyn Hydroelectric Project | KY | 62748 | 6 | 0.6 | Conventional Hydroelectric | WAT | HY | (T) Regulatory approvals received. Not under construction | 0.6 | TRUE | 1
1 | 2027 | 11 | 61906 | Rye Development | IPP | Allegheny L&D2 Hydroelectric Project | PA | 62401 | NA1 | 2.5 | Conventional Hydroelectric | WAT | HY | (P) Planned for installation, but regulatory approvals not initiated | 4.5 | TRUE | 0
1 | 2027 | 11 | 61906 | Rye Development | IPP | Emsworth BC Hydroelectric Project | PA | 62434 | NA1 | 3 | Conventional Hydroelectric | WAT | HY | (P) Planned for installation, but regulatory approvals not initiated | 6 | TRUE | 0
1 | 2027 | 11 | 61906 | Rye Development | IPP | Emsworth L&D Hydroelectric Project | PA | 62433 | NA2 | 5 | Conventional Hydroelectric | WAT | HY | (P) Planned for installation, but regulatory approvals not initiated | 6.8 | TRUE | 0
1 | 2027 | 11 | 66461 | Two Oaks Solar and Storage | IPP | Two Oaks Solar and Storage LLC | VA | 67884 | ENX28 | 50 | Batteries | MWH | BA | (P) Planned for installation, but regulatory approvals not initiated | 50 | TRUE | 0
1 | 2027 | 11 | 64545 | Vesper Energy Development LLC | IPP | Syracuse and Tours Renewable Energy | CA | 68035 | SYTOB | 40 | Batteries | MWH | BA | (T) Regulatory approvals received. Not under construction | 40 | TRUE | 1
1 | 2027 | 11 | 64545 | Vesper Energy Development LLC | IPP | Syracuse and Tours Renewable Energy | CA | 68035 | SYTOR | 40 | Solar Photovoltaic | SUN | PV | (T) Regulatory approvals received. Not under construction | 40 | TRUE | 1
1 | 2027 | 12 | 64245 | 90FI 8me, LLC | IPP | Kingsley Solar Farm | CA | 64634 | 90FI8 | 225 | Solar Photovoltaic | SUN | PV | (P) Planned for installation, but regulatory approvals not initiated | 225 | TRUE | 0
1 | 2027 | 12 | 64245 | 90FI 8me, LLC | IPP | Kingsley Solar Farm | CA | 64634 | 90FIB | 74 | Batteries | MWH | BA | (P) Planned for installation, but regulatory approvals not initiated | 74 | TRUE | 0
1 | 2027 | 12 | 64904 | AES Clean Energy | IPP | Empire Solar (NY) | NY | 66663 | EMPIR | 125 | Solar Photovoltaic | SUN | PV | (P) Planned for installation, but regulatory approvals not initiated | 125 | TRUE | 0
1 | 2027 | 12 | 66711 | ARFL bn, LLC | IPP | Anthelope Hills Solar Generation BESS | MT | 68315 | ARFL1 | 200 | Solar Photovoltaic | SUN | PV | (L) Regulatory approvals pending. Not under construction | 200 | TRUE | 0
1 | 2027 | 12 | 66711 | ARFL bn, LLC | IPP | Anthelope Hills Solar Generation BESS | MT | 68315 | ARFL2 | 200 | Batteries | MWH | BA | (L) Regulatory approvals pending. Not under construction | 200 | TRUE | 0
1 | 2027 | 12 | 64615 | Antares Group Inc | IPP | Elm Spring Solar 1 | VA | 65313 | ES | 3 | Solar Photovoltaic | SUN | PV | (P) Planned for installation, but regulatory approvals not initiated | 3 | TRUE | 0
1 | 2027 | 12 | 64615 | Antares Group Inc | IPP | Shenvalee Solar | VA | 65312 | SV | 3 | Solar Photovoltaic | SUN | PV | (P) Planned for installation, but regulatory approvals not initiated | 3 | TRUE | 0
1 | 2027 | 12 | 66712 | BIGL bn, LLC | IPP | Biglow Solar Generation and BESS | OR | 68316 | BIGL1 | 450 | Solar Photovoltaic | SUN | PV | (L) Regulatory approvals pending. Not under construction | 450 | TRUE | 0
1 | 2027 | 12 | 66712 | BIGL bn, LLC | IPP | Biglow Solar Generation and BESS | OR | 68316 | BIGL2 | 250 | Batteries | MWH | BA | (L) Regulatory approvals pending. Not under construction | 250 | TRUE | 0
1 | 2027 | 12 | 66061 | BQ Energy Development | IPP | Greater Wise Solar Project | VA | 68278 | 21066 | 20 | Solar Photovoltaic | SUN | PV | (P) Planned for installation, but regulatory approvals not initiated | 20 | TRUE | 0
1 | 2027 | 12 | 64736 | Beartooth Energy Storage, LLC | IPP | Beartooth Energy Storage LLC | MT | 65407 | BEAR1 | 50 | Batteries | MWH | BA | (L) Regulatory approvals pending. Not under construction | 50 | TRUE | 0
1 | 2027 | 12 | 66607 | Belltown Power Texas 2, LLC | IPP | Symank Solar | TX | 68175 | SYMPV | 66.6 | Solar Photovoltaic | SUN | PV | (L) Regulatory approvals pending. Not under construction | 66.6 | TRUE | 0
1 | 2027 | 12 | 66511 | Boyles Run Solar I, LLC | IPP | BAI-Boyles Run-Phase I | PA | 67954 | BRPV1 | 15.9 | Solar Photovoltaic | SUN | PV | (P) Planned for installation, but regulatory approvals not initiated | 15.9 | TRUE | 0
1 | 2027 | 12 | 66512 | Boyles Run Solar II, LLC | IPP | BAI-Boyles Run-Phase 2 | PA | 67955 | BRPV2 | 15.9 | Solar Photovoltaic | SUN | PV | (P) Planned for installation, but regulatory approvals not initiated | 15.9 | TRUE | 0
1 | 2027 | 12 | 65697 | Briggs Solar, LLC | IPP | Briggs Solar, LLC | TX | 66691 | BRIGG | 305 | Solar Photovoltaic | SUN | PV | (L) Regulatory approvals pending. Not under construction | 305 | TRUE | 0
1 | 2027 | 12 | 65697 | Briggs Solar, LLC | IPP | Briggs Solar, LLC | TX | 66691 | BRUGG | 70.5 | Batteries | MWH | BA | (L) Regulatory approvals pending. Not under construction | 70.5 | TRUE | 0
1 | 2027 | 12 | 66731 | BrightNight Power | IPP | AGATE BESS | WA | 68366 | AGAT | 170 | Batteries | MWH | BA | (L) Regulatory approvals pending. Not under construction | 170 | TRUE | 0
1 | 2027 | 12 | 66731 | BrightNight Power | IPP | Red Butte Solar and Storage | UT | 68371 | REBU | 300 | Solar Photovoltaic | SUN | PV | (L) Regulatory approvals pending. Not under construction | 300 | TRUE | 0
1 | 2027 | 12 | 66731 | BrightNight Power | IPP | Red Butte Solar and Storage | UT | 68371 | REBU2 | 300 | Batteries | MWH | BA | (L) Regulatory approvals pending. Not under construction | 300 | TRUE | 0
0 | 2027 | 12 | 61818 | CC Polymers LLC | Industrial | M&G Resins USA | TX | 60642 | 1 | 11.7 | All Other | WH | OT | (U) Under construction, less than or equal to 50 percent complete | 14.3 | FALSE | 1
0 | 2027 | 12 | 61818 | CC Polymers LLC | Industrial | M&G Resins USA | TX | 60642 | 2 | 11.7 | All Other | WH | OT | (U) Under construction, less than or equal to 50 percent complete | 14.3 | FALSE | 1
1 | 2027 | 12 | 66181 | CPV County Line Solar, LLC | IPP | CPV County Line Solar, LLC | VA | 67352 | CPVCL | 150 | Solar Photovoltaic | SUN | PV | (P) Planned for installation, but regulatory approvals not initiated | 150 | TRUE | 0
1 | 2027 | 12 | 63465 | Candela Renewables, LLC | IPP | Rough Hat | NV | 63782 | RH1 | 400 | Solar Photovoltaic | SUN | PV | (L) Regulatory approvals pending. Not under construction | 400 | TRUE | 0
1 | 2027 | 12 | 66571 | Clenera DevCo LLC | IPP | Gemstone Solar LLC | MI | 68061 | GEMPV | 150 | Solar Photovoltaic | SUN | PV | (T) Regulatory approvals received. Not under construction | 150 | TRUE | 1
1 | 2027 | 12 | 64389 | ConnectGen Chautauqua County LLC | IPP | South Ripley Solar | NY | 64911 | CSRB1 | 20 | Batteries | MWH | BA | (L) Regulatory approvals pending. Not under construction | 20 | TRUE | 0
1 | 2027 | 12 | 64389 | ConnectGen Chautauqua County LLC | IPP | South Ripley Solar | NY | 64911 | CSRS1 | 270 | Solar Photovoltaic | SUN | PV | (L) Regulatory approvals pending. Not under construction | 270 | TRUE | 0
1 | 2027 | 12 | 56769 | Consolidated Edison Development Inc. | IPP | Crane 2 BESS 2 | TX | 66300 | CRBS2 | 150 | Batteries | MWH | BA | (P) Planned for installation, but regulatory approvals not initiated | 150 | TRUE | 0
1 | 2027 | 12 | 56769 | Consolidated Edison Development Inc. | IPP | Uvalde 2 BESS 1 | TX | 66304 | UVBS1 | 75 | Batteries | MWH | BA | (P) Planned for installation, but regulatory approvals not initiated | 75 | TRUE | 0
1 | 2027 | 12 | 56769 | Consolidated Edison Development Inc. | IPP | Uvalde 2 BESS 2 | TX | 66305 | UVBS2 | 150 | Batteries | MWH | BA | (P) Planned for installation, but regulatory approvals not initiated | 150 | TRUE | 0
1 | 2027 | 12 | 56769 | Consolidated Edison Development Inc. | IPP | Uvalde Solar 2 | TX | 66309 | UVPV2 | 300 | Solar Photovoltaic | SUN | PV | (P) Planned for installation, but regulatory approvals not initiated | 300 | TRUE | 0
1 | 2027 | 12 | 66773 | Cotton Belle Solar, LLC | IPP | Cotton Belle Solar | TX | 68383 | CB1 | 80 | Solar Photovoltaic | SUN | PV | (P) Planned for installation, but regulatory approvals not initiated | 80 | TRUE | 0
1 | 2027 | 12 | 61060 | Cypress Creek Renewables | IPP | Bhalu | TX | 67652 | BHALU | 200 | Batteries | MWH | BA | (L) Regulatory approvals pending. Not under construction | 200 | TRUE | 0
1 | 2027 | 12 | 66681 | EAGL bn, LLC | IPP | Eagle Eye Solar and Storage | AZ | 68287 | EAGL1 | 400 | Solar Photovoltaic | SUN | PV | (L) Regulatory approvals pending. Not under construction | 400 | TRUE | 0
1 | 2027 | 12 | 66681 | EAGL bn, LLC | IPP | Eagle Eye Solar and Storage | AZ | 68287 | EAGL2 | 400 | Batteries | MWH | BA | (L) Regulatory approvals pending. Not under construction | 400 | TRUE | 0
1 | 2027 | 12 | 64452 | EDF Renewables Development, Inc. | IPP | Bonanza Solar and Storage Project | NV | 66908 | BZES | 195 | Batteries | MWH | BA | (L) Regulatory approvals pending. Not under construction | 195 | TRUE | 0
1 | 2027 | 12 | 64452 | EDF Renewables Development, Inc. | IPP | Bonanza Solar and Storage Project | NV | 66908 | BZPV | 300 | Solar Photovoltaic | SUN | PV | (L) Regulatory approvals pending. Not under construction | 300 | TRUE | 0
1 | 2027 | 12 | 64452 | EDF Renewables Development, Inc. | IPP | Lycan Solar Project | CA | 66805 | LYCAN | 400 | Solar Photovoltaic | SUN | PV | (L) Regulatory approvals pending. Not under construction | 400 | TRUE | 0
1 | 2027 | 12 | 65762 | Elevate Middletown, LLC | IPP | Elevate Middletown | CT | 66786 | ELVMT | 275 | Batteries | MWH | BA | (P) Planned for installation, but regulatory approvals not initiated | 275 | TRUE | 0
1 | 2027 | 12 | 66412 | Emeren US, LLC | IPP | Gibson Solar Project - Hybrid | CA | 67836 | GSP1 | 13 | Solar Photovoltaic | SUN | PV | (T) Regulatory approvals received. Not under construction | 13 | TRUE | 1
1 | 2027 | 12 | 66412 | Emeren US, LLC | IPP | Gibson Solar Project - Hybrid | CA | 67836 | GSP2 | 13 | Batteries | MWH | BA | (T) Regulatory approvals received. Not under construction | 13 | TRUE | 1
1 | 2027 | 12 | 58765 | FGE Texas I LLC | IPP | FGE Texas I | TX | 58931 | CA1 | 249.9 | Natural Gas Fired Combined Cycle | NG | CA | (T) Regulatory approvals received. Not under construction | 265.2 | TRUE | 1
1 | 2027 | 12 | 58765 | FGE Texas I LLC | IPP | FGE Texas I | TX | 58931 | GT1 | 226.7 | Natural Gas Fired Combined Cycle | NG | CT | (T) Regulatory approvals received. Not under construction | 238.9 | TRUE | 1
1 | 2027 | 12 | 58765 | FGE Texas I LLC | IPP | FGE Texas I | TX | 58931 | GT2 | 226.7 | Natural Gas Fired Combined Cycle | NG | CT | (T) Regulatory approvals received. Not under construction | 238.9 | TRUE | 1
1 | 2027 | 12 | 66685 | GGSO, LLC | IPP | Gage Solar | KY | 68292 | GGSO | 200 | Solar Photovoltaic | SUN | PV | (L) Regulatory approvals pending. Not under construction | 200 | TRUE | 0
1 | 2027 | 12 | 66738 | GRVA bn, LLC | IPP | Grand Valley Solar Generation and BESS | CO | 68343 | GRVA1 | 100 | Solar Photovoltaic | SUN | PV | (L) Regulatory approvals pending. Not under construction | 100 | TRUE | 0
1 | 2027 | 12 | 66738 | GRVA bn, LLC | IPP | Grand Valley Solar Generation and BESS | CO | 68343 | GRVA2 | 100 | Batteries | MWH | BA | (L) Regulatory approvals pending. Not under construction | 100 | TRUE | 0
1 | 2027 | 12 | 7140 | Georgia Power Co | Electric Utility | Yates | GA | 728 | 10 | 418.4 | Natural Gas Fired Combustion Turbine | NG | GT | (P) Planned for installation, but regulatory approvals not initiated | 482.8 | TRUE | 0
1 | 2027 | 12 | 7140 | Georgia Power Co | Electric Utility | Yates | GA | 728 | 9 | 418.4 | Natural Gas Fired Combustion Turbine | NG | GT | (P) Planned for installation, but regulatory approvals not initiated | 482.8 | TRUE | 0
1 | 2027 | 12 | 66378 | Gransolar Texas Seven LLC | IPP | Lampe Solar | TX | 67781 | GRS7 | 60.2 | Solar Photovoltaic | SUN | PV | (L) Regulatory approvals pending. Not under construction | 60.2 | TRUE | 0
1 | 2027 | 12 | 63832 | Hecate Energy Harley Hand Solar LLC | IPP | Hecate Energy Harley Hand Solar LLC | TX | 64234 | 19936 | 514 | Solar Photovoltaic | SUN | PV | (P) Planned for installation, but regulatory approvals not initiated | 514 | TRUE | 0
1 | 2027 | 12 | 66521 | Hodson Greendefine Jay Desoto LLC | IPP | New Jay PV & BESS | IN | 67966 | NEWJ1 | 39 | Solar Photovoltaic | SUN | PV | (P) Planned for installation, but regulatory approvals not initiated | 39 | TRUE | 0
1 | 2027 | 12 | 66640 | IP Meitner, LLC | IPP | IP Meitner Solar | TX | 68203 | MEITS | 340 | Solar Photovoltaic | SUN | PV | (P) Planned for installation, but regulatory approvals not initiated | 340 | TRUE | 0
1 | 2027 | 12 | 66640 | IP Meitner, LLC | IPP | IP Meitner Wind | TX | 68204 | MEITW | 460 | Onshore Wind Turbine | WND | WT | (P) Planned for installation, but regulatory approvals not initiated | 460 | TRUE | 0
1 | 2027 | 12 | 49893 | Invenergy Services LLC | IPP | Powell Solar | OR | 67157 | BESS1 | 20.5 | Batteries | MWH | BA | (T) Regulatory approvals received. Not under construction | 20.5 | TRUE | 1
1 | 2027 | 12 | 49893 | Invenergy Services LLC | IPP | Powell Solar | OR | 67157 | PV1 | 55.9 | Solar Photovoltaic | SUN | PV | (T) Regulatory approvals received. Not under construction | 55.9 | TRUE | 1
1 | 2027 | 12 | 60223 | Ketchikan Electric Company | Electric Utility | Mahoney Lake Hydroelectric | AK | 59027 | GEN 1 | 9.6 | Conventional Hydroelectric | WAT | HY | (P) Planned for installation, but regulatory approvals not initiated | 9.6 | TRUE | 0
1 | 2027 | 12 | 63289 | Key Capture Energy | IPP | KCE NY 35, LLC | NY | 67840 | NY35 | 200 | Batteries | MWH | BA | (P) Planned for installation, but regulatory approvals not initiated | 200 | TRUE | 0
1 | 2027 | 12 | 63289 | Key Capture Energy | IPP | KCE NY 36, LLC | NY | 67841 | NY36 | 150 | Batteries | MWH | BA | (P) Planned for installation, but regulatory approvals not initiated | 150 | TRUE | 0
1 | 2027 | 12 | 66714 | Lake Trout Solar | IPP | Lake Trout Solar | IN | 68302 | LAKET | 245 | Solar Photovoltaic | SUN | PV | (P) Planned for installation, but regulatory approvals not initiated | 245 | TRUE | 0
1 | 2027 | 12 | 66187 | Lake Whitney Solar, LLC | IPP | Lake Whitney Solar | TX | 67358 | 4670 | 150 | Solar Photovoltaic | SUN | PV | (P) Planned for installation, but regulatory approvals not initiated | 150 | TRUE | 0
1 | 2027 | 12 | 50123 | Leeward Asset Management, LLC | IPP | Mayes County Solar | OK | 68006 | MYS | 101.5 | Solar Photovoltaic | SUN | PV | (P) Planned for installation, but regulatory approvals not initiated | 101.5 | TRUE | 0
1 | 2027 | 12 | 50123 | Leeward Asset Management, LLC | IPP | Rose Gold Solar | IN | 65471 | RGS01 | 150 | Solar Photovoltaic | SUN | PV | (L) Regulatory approvals pending. Not under construction | 150 | TRUE | 0
1 | 2027 | 12 | 50123 | Leeward Asset Management, LLC | IPP | Rose Gold Solar | IN | 65471 | RGS23 | 100 | Solar Photovoltaic | SUN | PV | (P) Planned for installation, but regulatory approvals not initiated | 100 | TRUE | 0
1 | 2027 | 12 | 66178 | Liberty Renewables Incorporated | IPP | Agricola Wind | NY | 68228 | Q1448 | 99 | Onshore Wind Turbine | WND | WT | (P) Planned for installation, but regulatory approvals not initiated | 99 | TRUE | 0
1 | 2027 | 12 | 62842 | Lightsource Renewable Energy Asset Management, LLC | IPP | Big Elk Solar | NE | 66113 | NEBE1 | 100 | Solar Photovoltaic | SUN | PV | (L) Regulatory approvals pending. Not under construction | 100 | TRUE | 0
1 | 2027 | 12 | 61596 | Lincoln Land Energy Center LLC | IPP | Lincoln Land Energy Center | IL | 62022 | GEN1 | 520 | Natural Gas Fired Combined Cycle | NG | CS | (P) Planned for installation, but regulatory approvals not initiated | 638.4 | TRUE | 0
1 | 2027 | 12 | 65812 | Lumberton PV I, LLC | IPP | Lumberton PV I, LLC | TX | 66904 | LBTN | 200 | Solar Photovoltaic | SUN | PV | (P) Planned for installation, but regulatory approvals not initiated | 200 | TRUE | 0
1 | 2027 | 12 | 66508 | Moonlight Flats Solar Power, LLC | IPP | Moonlight Flats Solar Power 2 | PA | 67951 | MFS2 | 126.5 | Solar Photovoltaic | SUN | PV | (P) Planned for installation, but regulatory approvals not initiated | 126.5 | TRUE | 0
1 | 2027 | 12 | 66508 | Moonlight Flats Solar Power, LLC | IPP | Moonlight Flats Solar Power 3 | PA | 67953 | MFS3 | 202.4 | Solar Photovoltaic | SUN | PV | (P) Planned for installation, but regulatory approvals not initiated | 202.4 | TRUE | 0
1 | 2027 | 12 | 65493 | Navajo Transitional Energy Company | Electric Utility | NTEC Gas Plant | NM | 66478 | GEN10 | 37.6 | Natural Gas Fired Combustion Turbine | NG | GT | (L) Regulatory approvals pending. Not under construction | 60.5 | TRUE | 0
1 | 2027 | 12 | 65493 | Navajo Transitional Energy Company | Electric Utility | NTEC Gas Plant | NM | 66478 | GEN11 | 37.6 | Natural Gas Fired Combustion Turbine | NG | GT | (L) Regulatory approvals pending. Not under construction | 60.5 | TRUE | 0
1 | 2027 | 12 | 65493 | Navajo Transitional Energy Company | Electric Utility | NTEC Gas Plant | NM | 66478 | GEN12 | 37.6 | Natural Gas Fired Combustion Turbine | NG | GT | (L) Regulatory approvals pending. Not under construction | 60.5 | TRUE | 0
1 | 2027 | 12 | 65493 | Navajo Transitional Energy Company | Electric Utility | NTEC Gas Plant | NM | 66478 | GEN7 | 37.6 | Natural Gas Fired Combustion Turbine | NG | GT | (L) Regulatory approvals pending. Not under construction | 60.5 | TRUE | 0
1 | 2027 | 12 | 65493 | Navajo Transitional Energy Company | Electric Utility | NTEC Gas Plant | NM | 66478 | GEN8 | 37.6 | Natural Gas Fired Combustion Turbine | NG | GT | (L) Regulatory approvals pending. Not under construction | 60.5 | TRUE | 0
1 | 2027 | 12 | 65493 | Navajo Transitional Energy Company | Electric Utility | NTEC Gas Plant | NM | 66478 | GEN9 | 37.6 | Natural Gas Fired Combustion Turbine | NG | GT | (L) Regulatory approvals pending. Not under construction | 60.5 | TRUE | 0
1 | 2027 | 12 | 64800 | Nolin Hills Wind, LLC | IPP | Nolin Hills | OR | 60070 | GEN | 300 | Onshore Wind Turbine | WND | WT | (P) Planned for installation, but regulatory approvals not initiated | 300 | TRUE | 0
1 | 2027 | 12 | 64800 | Nolin Hills Wind, LLC | IPP | Nolin Hills | OR | 60070 | GEN2 | 300 | Solar Photovoltaic | SUN | PV | (P) Planned for installation, but regulatory approvals not initiated | 300 | TRUE | 0
1 | 2027 | 12 | 66774 | Old Town Wind LLC | IPP | Old Town Wind | IL | 68413 | OT | 178 | Onshore Wind Turbine | WND | WT | (P) Planned for installation, but regulatory approvals not initiated | 178 | TRUE | 0
1 | 2027 | 12 | 66448 | Parks Valley Energy LLC | IPP | Parks Valley Energy LLC | WV | 67874 | ENX32 | 150 | Batteries | MWH | BA | (P) Planned for installation, but regulatory approvals not initiated | 150 | TRUE | 0
1 | 2027 | 12 | 66707 | Puuloa Energy LLC | IPP | Puuloa Energy | HI | 68284 | PE-1 | 9.4 | Other Waste Biomass | OBL | IC | (P) Planned for installation, but regulatory approvals not initiated | 9.4 | TRUE | 0
1 | 2027 | 12 | 66707 | Puuloa Energy LLC | IPP | Puuloa Energy | HI | 68284 | PE-10 | 9.4 | Other Waste Biomass | OBL | IC | (P) Planned for installation, but regulatory approvals not initiated | 9.4 | TRUE | 0
1 | 2027 | 12 | 66707 | Puuloa Energy LLC | IPP | Puuloa Energy | HI | 68284 | PE-11 | 9.4 | Other Waste Biomass | OBL | IC | (P) Planned for installation, but regulatory approvals not initiated | 9.4 | TRUE | 0
1 | 2027 | 12 | 66707 | Puuloa Energy LLC | IPP | Puuloa Energy | HI | 68284 | PE-2 | 9.4 | Other Waste Biomass | OBL | IC | (P) Planned for installation, but regulatory approvals not initiated | 9.4 | TRUE | 0
1 | 2027 | 12 | 66707 | Puuloa Energy LLC | IPP | Puuloa Energy | HI | 68284 | PE-3 | 9.4 | Other Waste Biomass | OBL | IC | (P) Planned for installation, but regulatory approvals not initiated | 9.4 | TRUE | 0
1 | 2027 | 12 | 66707 | Puuloa Energy LLC | IPP | Puuloa Energy | HI | 68284 | PE-4 | 9.4 | Other Waste Biomass | OBL | IC | (P) Planned for installation, but regulatory approvals not initiated | 9.4 | TRUE | 0
1 | 2027 | 12 | 66707 | Puuloa Energy LLC | IPP | Puuloa Energy | HI | 68284 | PE-5 | 9.4 | Other Waste Biomass | OBL | IC | (P) Planned for installation, but regulatory approvals not initiated | 9.4 | TRUE | 0
1 | 2027 | 12 | 66707 | Puuloa Energy LLC | IPP | Puuloa Energy | HI | 68284 | PE-6 | 9.4 | Other Waste Biomass | OBL | IC | (P) Planned for installation, but regulatory approvals not initiated | 9.4 | TRUE | 0
1 | 2027 | 12 | 66707 | Puuloa Energy LLC | IPP | Puuloa Energy | HI | 68284 | PE-7 | 9.4 | Other Waste Biomass | OBL | IC | (P) Planned for installation, but regulatory approvals not initiated | 9.4 | TRUE | 0
1 | 2027 | 12 | 66707 | Puuloa Energy LLC | IPP | Puuloa Energy | HI | 68284 | PE-8 | 9.4 | Other Waste Biomass | OBL | IC | (P) Planned for installation, but regulatory approvals not initiated | 9.4 | TRUE | 0
1 | 2027 | 12 | 66707 | Puuloa Energy LLC | IPP | Puuloa Energy | HI | 68284 | PE-9 | 9.4 | Other Waste Biomass | OBL | IC | (P) Planned for installation, but regulatory approvals not initiated | 9.4 | TRUE | 0
1 | 2027 | 12 | 65265 | Repsol Renewables NA | IPP | Ritter Solar | OH | 68510 | CFC1 | 199 | Solar Photovoltaic | SUN | PV | (P) Planned for installation, but regulatory approvals not initiated | 199 | TRUE | 0
1 | 2027 | 12 | 61906 | Rye Development | IPP | Allegheny L&D2 Hydroelectric Project | PA | 62401 | NA2 | 2.5 | Conventional Hydroelectric | WAT | HY | (P) Planned for installation, but regulatory approvals not initiated | 4.5 | TRUE | 0
1 | 2027 | 12 | 61906 | Rye Development | IPP | Emsworth BC Hydroelectric Project | PA | 62434 | NA2 | 4 | Conventional Hydroelectric | WAT | HY | (P) Planned for installation, but regulatory approvals not initiated | 6 | TRUE | 0
1 | 2027 | 12 | 61906 | Rye Development | IPP | Emsworth BC Hydroelectric Project | PA | 62434 | NA3 | 5 | Conventional Hydroelectric | WAT | HY | (P) Planned for installation, but regulatory approvals not initiated | 6.8 | TRUE | 0
1 | 2027 | 12 | 61906 | Rye Development | IPP | Emsworth L&D Hydroelectric Project | PA | 62433 | NA3 | 5 | Conventional Hydroelectric | WAT | HY | (P) Planned for installation, but regulatory approvals not initiated | 6.8 | TRUE | 0
1 | 2027 | 12 | 66588 | SR Copeland, LLC | IPP | SR Copeland | TN | 68099 | COPE | 110 | Solar Photovoltaic | SUN | PV | (T) Regulatory approvals received. Not under construction | 110 | TRUE | 1
1 | 2027 | 12 | 66602 | SR Hope Hull, LLC | IPP | SR Hope Hull | AL | 68104 | HPHUL | 80 | Solar Photovoltaic | SUN | PV | (T) Regulatory approvals received. Not under construction | 80 | TRUE | 1
1 | 2027 | 12 | 17698 | Southwestern Electric Power Co | Electric Utility | Hallsville | TX | 68417 | 1 | 200 | Natural Gas Fired Combustion Turbine | NG | GT | (P) Planned for installation, but regulatory approvals not initiated | 225 | TRUE | 0
1 | 2027 | 12 | 17698 | Southwestern Electric Power Co | Electric Utility | Hallsville | TX | 68417 | 2 | 200 | Natural Gas Fired Combustion Turbine | NG | GT | (P) Planned for installation, but regulatory approvals not initiated | 225 | TRUE | 0
1 | 2027 | 12 | 64606 | Steward Creek Solar, LLC | IPP | Steward Creek Solar Phase 1 | IL | 65301 | SC1 | 1200 | Solar Photovoltaic | SUN | PV | (P) Planned for installation, but regulatory approvals not initiated | 1200 | TRUE | 0
1 | 2027 | 12 | 65815 | Sunraycer Assets I LLC | IPP | Albatross Solar, LLC | TX | 66894 | ALBBA | 50.4 | Batteries | MWH | BA | (P) Planned for installation, but regulatory approvals not initiated | 50.4 | TRUE | 0
1 | 2027 | 12 | 65815 | Sunraycer Assets I LLC | IPP | Albatross Solar, LLC | TX | 66894 | ALBPV | 101 | Solar Photovoltaic | SUN | PV | (P) Planned for installation, but regulatory approvals not initiated | 101 | TRUE | 0
1 | 2027 | 12 | 65815 | Sunraycer Assets I LLC | IPP | Lupinus Solar 2, LLC | TX | 66896 | LP2BA | 122.9 | Batteries | MWH | BA | (P) Planned for installation, but regulatory approvals not initiated | 122.9 | TRUE | 0
1 | 2027 | 12 | 65815 | Sunraycer Assets I LLC | IPP | Lupinus Solar 2, LLC | TX | 66896 | LP2PV | 244 | Solar Photovoltaic | SUN | PV | (P) Planned for installation, but regulatory approvals not initiated | 244 | TRUE | 0
1 | 2027 | 12 | 66778 | Sunstone Solar, LLC | IPP | Sunstone Solar | OR | 68396 | PGB45 | 1200 | Batteries | MWH | BA | (L) Regulatory approvals pending. Not under construction | 1200 | TRUE | 0
1 | 2027 | 12 | 66778 | Sunstone Solar, LLC | IPP | Sunstone Solar | OR | 68396 | PGR45 | 1200 | Solar Photovoltaic | SUN | PV | (L) Regulatory approvals pending. Not under construction | 1200 | TRUE | 0
1 | 2027 | 12 | 66705 | TUAL bn, LLC | IPP | Tualatin Battery Energy Storage System | OR | 68299 | TUAL | 1200 | Batteries | MWH | BA | (P) Planned for installation, but regulatory approvals not initiated | 1200 | TRUE | 0
1 | 2027 | 12 | 18642 | Tennessee Valley Authority | Electric Utility | Lawrence County Solar | AL | 67233 | SOL1 | 193 | Solar Photovoltaic | SUN | PV | (P) Planned for installation, but regulatory approvals not initiated | 193 | TRUE | 0
1 | 2027 | 12 | 63759 | Triple Oak Power LLC | IPP | Jawbone Wind Project | MT | 58175 | JWPI | 80 | Onshore Wind Turbine | WND | WT | (U) Under construction, less than or equal to 50 percent complete | 80 | TRUE | 1
1 | 2027 | 12 | 65777 | Urban Grid Solar | IPP | Fairview Solar (AR) | AR | 66851 | FAIR1 | 75 | Solar Photovoltaic | SUN | PV | (L) Regulatory approvals pending. Not under construction | 75 | TRUE | 0
1 | 2027 | 12 | 65104 | Vermillion Rise Solar, LLC | IPP | Vermillion Rise Solar | IN | 65935 | BAT | 40 | Batteries | MWH | BA | (P) Planned for installation, but regulatory approvals not initiated | 40 | TRUE | 0
1 | 2027 | 12 | 64545 | Vesper Energy Development LLC | IPP | Firefly Solar PA | PA | 67984 | FFLPA | 401.6 | Solar Photovoltaic | SUN | PV | (L) Regulatory approvals pending. Not under construction | 401.6 | TRUE | 0
1 | 2027 | 12 | 64545 | Vesper Energy Development LLC | IPP | Sunrose Renewable Energy | TX | 68033 | SNRSE | 300 | Solar Photovoltaic | SUN | PV | (P) Planned for installation, but regulatory approvals not initiated | 300 | TRUE | 0
1 | 2027 | 12 | 64545 | Vesper Energy Development LLC | IPP | Sunrose Renewable Energy | TX | 68033 | SRSEB | 300 | Batteries | MWH | BA | (P) Planned for installation, but regulatory approvals not initiated | 300 | TRUE | 0
1 | 2027 | 12 | 66190 | Waco Solar II, LLC | IPP | Waco Solar II | TX | 67354 | 5698 | 190 | Solar Photovoltaic | SUN | PV | (P) Planned for installation, but regulatory approvals not initiated | 190 | TRUE | 0
1 | 2028 | 1 | 66731 | BrightNight Power | IPP | Salmonfly Solar and Storage | OR | 68370 | SALM | 247 | Solar Photovoltaic | SUN | PV | (L) Regulatory approvals pending. Not under construction | 247 | TRUE | 0
1 | 2028 | 1 | 66731 | BrightNight Power | IPP | Salmonfly Solar and Storage | OR | 68370 | SALM2 | 247 | Batteries | MWH | BA | (L) Regulatory approvals pending. Not under construction | 247 | TRUE | 0
1 | 2028 | 1 | 58468 | Dominion Renewable Energy | IPP | Rocky Run Solar | VA | 68076 | ROCKY | 300 | Solar Photovoltaic | SUN | PV | (P) Planned for installation, but regulatory approvals not initiated | 300 | TRUE | 0
0 | 2028 | 1 | 6738 | Franklin Heating Station | Commercial | Franklin Heating Station | MN | 54224 | DG9 | 3.1 | Petroleum Liquids | DFO | IC | (T) Regulatory approvals received. Not under construction | 3.1 | FALSE | 1
1 | 2028 | 1 | 65478 | Gransolar Texas Fourteen, LLC | IPP | Eytcheson Solar | TX | 66398 | EYTCH | 76.2 | Solar Photovoltaic | SUN | PV | (P) Planned for installation, but regulatory approvals not initiated | 76.4 | TRUE | 0
1 | 2028 | 1 | 66375 | Gransolar Texas Sixteen, LLC | IPP | Findley PV and BESS | TX | 67778 | GR16B | 50.3 | Batteries | MWH | BA | (L) Regulatory approvals pending. Not under construction | 50.3 | TRUE | 0
1 | 2028 | 1 | 66375 | Gransolar Texas Sixteen, LLC | IPP | Findley PV and BESS | TX | 67778 | GR16P | 50.3 | Solar Photovoltaic | SUN | PV | (L) Regulatory approvals pending. Not under construction | 50.3 | TRUE | 0
1 | 2028 | 1 | 66258 | Greenalia Solar Power Ratcliff, LLC | IPP | Ratcliff Solar Park | TX | 67563 | RAGSP | 78.8 | Solar Photovoltaic | SUN | PV | (T) Regulatory approvals received. Not under construction | 78.8 | TRUE | 1
1 | 2028 | 1 | 66262 | Greenalia Solar Power Wensowitch, LLC | IPP | Wensowitch Solar Park | TX | 67567 | WEGSP | 145.6 | Solar Photovoltaic | SUN | PV | (T) Regulatory approvals received. Not under construction | 145.6 | TRUE | 1
1 | 2028 | 1 | 66564 | Rodatherm Energy Corporation | Electric CHP | Rodatherm Milford 1 | UT | 68044 | RODA1 | 1.8 | Geothermal | GEO | BT | (U) Under construction, less than or equal to 50 percent complete | 1.8 | TRUE | 1
1 | 2028 | 1 | 65091 | Rosebud Solar, LLC | IPP | Rosebud Solar, LLC | TX | 65899 | ROSEB | 132 | Solar Photovoltaic | SUN | PV | (P) Planned for installation, but regulatory approvals not initiated | 132 | TRUE | 0
1 | 2028 | 2 | 61596 | Lincoln Land Energy Center LLC | IPP | Lincoln Land Energy Center | IL | 62022 | GEN2 | 520 | Natural Gas Fired Combined Cycle | NG | CS | (P) Planned for installation, but regulatory approvals not initiated | 638.4 | TRUE | 0
1 | 2028 | 2 | 65777 | Urban Grid Solar | IPP | Spring Valley Solar 2 | AL | 66858 | SPRV2 | 200 | Solar Photovoltaic | SUN | PV | (L) Regulatory approvals pending. Not under construction | 200 | TRUE | 0
1 | 2028 | 3 | 65410 | ACTX BESS Project LLC | IPP | Ash Creek BESS | TX | 66391 | BESS | 306 | Batteries | MWH | BA | (P) Planned for installation, but regulatory approvals not initiated | 306 | TRUE | 0
1 | 2028 | 3 | 63697 | BD Solar Auburn LLC | IPP | Auburn PV - BD Solar Auburn LLC | ME | 64067 | AUBPV | 5 | Solar Photovoltaic | SUN | PV | (L) Regulatory approvals pending. Not under construction | 5 | TRUE | 0
1 | 2028 | 3 | 63701 | BD Solar Lewiston Junction LLC | IPP | Lewiston Jn PV - BD Solar Lewiston Jn LL | ME | 64071 | LJNPV | 5 | Solar Photovoltaic | SUN | PV | (L) Regulatory approvals pending. Not under construction | 5 | TRUE | 0
1 | 2028 | 3 | 59686 | Coronado Power Ventures LLC | IPP | Aegle Power | TX | 59924 | CTG-1 | 430 | Natural Gas Fired Combined Cycle | NG | CT | (P) Planned for installation, but regulatory approvals not initiated | 430 | TRUE | 0
1 | 2028 | 3 | 59686 | Coronado Power Ventures LLC | IPP | Aegle Power | TX | 59924 | CTG-2 | 430 | Natural Gas Fired Combined Cycle | NG | CT | (P) Planned for installation, but regulatory approvals not initiated | 430 | TRUE | 0
1 | 2028 | 3 | 59686 | Coronado Power Ventures LLC | IPP | Aegle Power | TX | 59924 | STG-1 | 422 | Natural Gas Fired Combined Cycle | NG | CA | (P) Planned for installation, but regulatory approvals not initiated | 422 | TRUE | 0
1 | 2028 | 3 | 12685 | Entergy Mississippi LLC | Electric Utility | Penton Solar Plant | MS | 68029 | PSP | 190 | Solar Photovoltaic | SUN | PV | (P) Planned for installation, but regulatory approvals not initiated | 190 | TRUE | 0
1 | 2028 | 3 | 66710 | Industrial Kilo Project, LLC | IPP | Noor Solar | TX | 68411 | NORPV | 185 | Solar Photovoltaic | SUN | PV | (L) Regulatory approvals pending. Not under construction | 188.2 | TRUE | 0
1 | 2028 | 3 | 15143 | Platte River Power Authority | Electric Utility | Rawhide | CO | 6761 | G | 44.6 | Natural Gas Fired Combustion Turbine | NG | GT | (P) Planned for installation, but regulatory approvals not initiated | 44.6 | TRUE | 0
1 | 2028 | 3 | 15143 | Platte River Power Authority | Electric Utility | Rawhide | CO | 6761 | H | 44.6 | Natural Gas Fired Combustion Turbine | NG | GT | (P) Planned for installation, but regulatory approvals not initiated | 44.6 | TRUE | 0
1 | 2028 | 3 | 66841 | SL Energy Power Plant I, LLC | IPP | Sandow Lakes Energy Station | TX | 68504 | SLES1 | 590 | Natural Gas Fired Combined Cycle | NG | CS | (P) Planned for installation, but regulatory approvals not initiated | 645 | TRUE | 0
1 | 2028 | 4 | 66822 | Bob Creek Wind, LLC | IPP | Bob Creek Wind, LLC | TX | 68459 | 5961 | 175 | Onshore Wind Turbine | WND | WT | (P) Planned for installation, but regulatory approvals not initiated | 175 | TRUE | 0
1 | 2028 | 4 | 61060 | Cypress Creek Renewables | IPP | Malala | TX | 67660 | MALAL | 200 | Batteries | MWH | BA | (L) Regulatory approvals pending. Not under construction | 200 | TRUE | 0
1 | 2028 | 4 | 11241 | Entergy Louisiana LLC | Electric Utility | Bayou Power Station | LA | 67541 | RICE1 | 18.8 | Natural Gas Internal Combustion Engine | NG | IC | (L) Regulatory approvals pending. Not under construction | 18.8 | TRUE | 0
1 | 2028 | 4 | 11241 | Entergy Louisiana LLC | Electric Utility | Bayou Power Station | LA | 67541 | RICE2 | 18.8 | Natural Gas Internal Combustion Engine | NG | IC | (L) Regulatory approvals pending. Not under construction | 18.8 | TRUE | 0
1 | 2028 | 4 | 11241 | Entergy Louisiana LLC | Electric Utility | Bayou Power Station | LA | 67541 | RICE3 | 18.8 | Natural Gas Internal Combustion Engine | NG | IC | (L) Regulatory approvals pending. Not under construction | 18.8 | TRUE | 0
1 | 2028 | 4 | 11241 | Entergy Louisiana LLC | Electric Utility | Bayou Power Station | LA | 67541 | RICE4 | 18.8 | Natural Gas Internal Combustion Engine | NG | IC | (L) Regulatory approvals pending. Not under construction | 18.8 | TRUE | 0
1 | 2028 | 4 | 11241 | Entergy Louisiana LLC | Electric Utility | Bayou Power Station | LA | 67541 | RICE5 | 18.8 | Natural Gas Internal Combustion Engine | NG | IC | (L) Regulatory approvals pending. Not under construction | 18.8 | TRUE | 0
1 | 2028 | 4 | 11241 | Entergy Louisiana LLC | Electric Utility | Bayou Power Station | LA | 67541 | RICE6 | 18.8 | Natural Gas Internal Combustion Engine | NG | IC | (L) Regulatory approvals pending. Not under construction | 18.8 | TRUE | 0
1 | 2028 | 4 | 63553 | Haymaker Energy Project LLC | IPP | Haymaker Hybrid | MT | 63878 | HAY | 630 | Onshore Wind Turbine | WND | WT | (P) Planned for installation, but regulatory approvals not initiated | 630 | TRUE | 0
1 | 2028 | 4 | 66255 | RIC Development, LLC | IPP | Blackcat BESS | TX | 67558 | RIC96 | 200.6 | Batteries | MWH | BA | (P) Planned for installation, but regulatory approvals not initiated | 200.6 | TRUE | 0
1 | 2028 | 4 | 66255 | RIC Development, LLC | IPP | Menard Solar | TX | 67561 | RIC93 | 90 | Solar Photovoltaic | SUN | PV | (P) Planned for installation, but regulatory approvals not initiated | 90 | TRUE | 0
1 | 2028 | 4 | 66255 | RIC Development, LLC | IPP | Serrano BESS | TX | 67556 | RIC97 | 185.6 | Batteries | MWH | BA | (P) Planned for installation, but regulatory approvals not initiated | 185.6 | TRUE | 0
1 | 2028 | 4 | 61906 | Rye Development | IPP | Grenada Lake Hydroelectric Project | MS | 62430 | NA1 | 4 | Conventional Hydroelectric | WAT | HY | (P) Planned for installation, but regulatory approvals not initiated | 5 | TRUE | 0
1 | 2028 | 4 | 66706 | SINC bn, LLC | IPP | Sinclair BESS | WA | 68300 | SINC | 200 | Batteries | MWH | BA | (L) Regulatory approvals pending. Not under construction | 200 | TRUE | 0
1 | 2028 | 4 | 64545 | Vesper Energy Development LLC | IPP | Aurora Renewable Energy (Hybrid) | CA | 67983 | AURRB | 50 | Batteries | MWH | BA | (P) Planned for installation, but regulatory approvals not initiated | 50 | TRUE | 0
1 | 2028 | 4 | 64545 | Vesper Energy Development LLC | IPP | Aurora Renewable Energy (Hybrid) | CA | 67983 | AURRE | 50 | Solar Photovoltaic | SUN | PV | (P) Planned for installation, but regulatory approvals not initiated | 50 | TRUE | 0
1 | 2028 | 5 | 66697 | Alpin Holding LLC | IPP | Echelon Solar | OH | 68312 | ECHE | 80 | Solar Photovoltaic | SUN | PV | (P) Planned for installation, but regulatory approvals not initiated | 80 | TRUE | 0
1 | 2028 | 5 | 66697 | Alpin Holding LLC | IPP | Echelon Solar | OH | 68312 | ECHEB | 80 | Batteries | MWH | BA | (P) Planned for installation, but regulatory approvals not initiated | 80 | TRUE | 0
1 | 2028 | 5 | 66697 | Alpin Holding LLC | IPP | Iris Solar | VA | 68310 | IRIS | 90 | Solar Photovoltaic | SUN | PV | (P) Planned for installation, but regulatory approvals not initiated | 90 | TRUE | 0
1 | 2028 | 5 | 66697 | Alpin Holding LLC | IPP | Iris Solar | VA | 68310 | IRISB | 90 | Batteries | MWH | BA | (P) Planned for installation, but regulatory approvals not initiated | 90 | TRUE | 0
1 | 2028 | 5 | 66697 | Alpin Holding LLC | IPP | Issa Solar | VA | 68314 | ISSA | 150 | Solar Photovoltaic | SUN | PV | (P) Planned for installation, but regulatory approvals not initiated | 150 | TRUE | 0
1 | 2028 | 5 | 66697 | Alpin Holding LLC | IPP | Issa Solar | VA | 68314 | ISSAP | 150 | Batteries | MWH | BA | (P) Planned for installation, but regulatory approvals not initiated | 150 | TRUE | 0
1 | 2028 | 5 | 66697 | Alpin Holding LLC | IPP | Matador Solar | OH | 68307 | MATAB | 150 | Batteries | MWH | BA | (P) Planned for installation, but regulatory approvals not initiated | 150 | TRUE | 0
1 | 2028 | 5 | 66697 | Alpin Holding LLC | IPP | Matador Solar | OH | 68307 | MATAD | 150 | Solar Photovoltaic | SUN | PV | (P) Planned for installation, but regulatory approvals not initiated | 150 | TRUE | 0
1 | 2028 | 5 | 66697 | Alpin Holding LLC | IPP | May Solar | VA | 68313 | MAY | 150 | Solar Photovoltaic | SUN | PV | (P) Planned for installation, but regulatory approvals not initiated | 150 | TRUE | 0
1 | 2028 | 5 | 66697 | Alpin Holding LLC | IPP | Sunday Solar | VA | 68309 | SUN | 140 | Solar Photovoltaic | SUN | PV | (P) Planned for installation, but regulatory approvals not initiated | 140 | TRUE | 0
1 | 2028 | 5 | 66697 | Alpin Holding LLC | IPP | Sunday Solar | VA | 68309 | SUNB | 140 | Batteries | MWH | BA | (P) Planned for installation, but regulatory approvals not initiated | 140 | TRUE | 0
1 | 2028 | 5 | 66697 | Alpin Holding LLC | IPP | Twins Solar | VA | 68311 | TWINB | 150 | Batteries | MWH | BA | (P) Planned for installation, but regulatory approvals not initiated | 150 | TRUE | 0
1 | 2028 | 5 | 66697 | Alpin Holding LLC | IPP | Twins Solar | VA | 68311 | TWINS | 150 | Solar Photovoltaic | SUN | PV | (P) Planned for installation, but regulatory approvals not initiated | 150 | TRUE | 0
1 | 2028 | 5 | 66697 | Alpin Holding LLC | IPP | Wolf Creek Solar | OH | 68308 | WOLF | 150 | Solar Photovoltaic | SUN | PV | (P) Planned for installation, but regulatory approvals not initiated | 150 | TRUE | 0
1 | 2028 | 5 | 66697 | Alpin Holding LLC | IPP | Wolf Creek Solar | OH | 68308 | WOLFB | 150 | Batteries | MWH | BA | (P) Planned for installation, but regulatory approvals not initiated | 150 | TRUE | 0
1 | 2028 | 5 | 12685 | Entergy Mississippi LLC | Electric Utility | Delta Blues Advanced Power Station | MS | 67914 | 1A | 422.2 | Natural Gas Fired Combined Cycle | NG | CT | (L) Regulatory approvals pending. Not under construction | 477 | TRUE | 0
1 | 2028 | 5 | 12685 | Entergy Mississippi LLC | Electric Utility | Delta Blues Advanced Power Station | MS | 67914 | 1C | 291.5 | Natural Gas Fired Combined Cycle | NG | CA | (L) Regulatory approvals pending. Not under construction | 341.7 | TRUE | 0
1 | 2028 | 5 | 65493 | Navajo Transitional Energy Company | Electric Utility | NTEC Gas Plant | NM | 66478 | GEN13 | 37.6 | Natural Gas Fired Combustion Turbine | NG | GT | (L) Regulatory approvals pending. Not under construction | 60.5 | TRUE | 0
1 | 2028 | 5 | 65493 | Navajo Transitional Energy Company | Electric Utility | NTEC Gas Plant | NM | 66478 | GEN14 | 37.6 | Natural Gas Fired Combustion Turbine | NG | GT | (L) Regulatory approvals pending. Not under construction | 60.5 | TRUE | 0
1 | 2028 | 5 | 65493 | Navajo Transitional Energy Company | Electric Utility | NTEC Gas Plant | NM | 66478 | GEN15 | 37.6 | Natural Gas Fired Combustion Turbine | NG | GT | (L) Regulatory approvals pending. Not under construction | 60.5 | TRUE | 0
1 | 2028 | 5 | 65493 | Navajo Transitional Energy Company | Electric Utility | NTEC Gas Plant | NM | 66478 | GEN16 | 37.6 | Natural Gas Fired Combustion Turbine | NG | GT | (L) Regulatory approvals pending. Not under construction | 60.5 | TRUE | 0
1 | 2028 | 5 | 65493 | Navajo Transitional Energy Company | Electric Utility | NTEC Gas Plant | NM | 66478 | GEN17 | 37.6 | Natural Gas Fired Combustion Turbine | NG | GT | (L) Regulatory approvals pending. Not under construction | 60.5 | TRUE | 0
1 | 2028 | 5 | 65493 | Navajo Transitional Energy Company | Electric Utility | NTEC Gas Plant | NM | 66478 | GEN18 | 37.6 | Natural Gas Fired Combustion Turbine | NG | GT | (L) Regulatory approvals pending. Not under construction | 60.5 | TRUE | 0
1 | 2028 | 5 | 66688 | Rich Road Solar Energy Center | IPP | Rich Road Solar Energy Center | NY | 68264 | 12345 | 240 | Solar Photovoltaic | SUN | PV | (L) Regulatory approvals pending. Not under construction | 240 | TRUE | 0
1 | 2028 | 5 | 61906 | Rye Development | IPP | Grenada Lake Hydroelectric Project | MS | 62430 | NA2 | 4 | Conventional Hydroelectric | WAT | HY | (P) Planned for installation, but regulatory approvals not initiated | 5 | TRUE | 0
1 | 2028 | 5 | 66694 | Sandman Solar LLC | IPP | Sandman Solar | TX | 68304 | SAND | 100 | Batteries | MWH | BA | (P) Planned for installation, but regulatory approvals not initiated | 100 | TRUE | 0
1 | 2028 | 6 | 63520 | 326FW 8me LLC | IPP | Arida Solar (Hybrid) | NV | 63841 | ARIDA | 370 | Solar Photovoltaic | SUN | PV | (P) Planned for installation, but regulatory approvals not initiated | 370 | TRUE | 0
1 | 2028 | 6 | 63520 | 326FW 8me LLC | IPP | Arida Solar (Hybrid) | NV | 63841 | BESS | 370 | Batteries | MWH | BA | (P) Planned for installation, but regulatory approvals not initiated | 370 | TRUE | 0
1 | 2028 | 6 | 62161 | Cubico USA, LLC | IPP | Centaurus Solar - GA | GA | 67787 | CENTA | 400 | Solar Photovoltaic | SUN | PV | (L) Regulatory approvals pending. Not under construction | 400 | TRUE | 0
1 | 2028 | 6 | 66684 | JUGU bn, LLC | IPP | Juniper Gulch Solar and Storage | ID | 68291 | JUGU1 | 200 | Solar Photovoltaic | SUN | PV | (L) Regulatory approvals pending. Not under construction | 200 | TRUE | 0
1 | 2028 | 6 | 66684 | JUGU bn, LLC | IPP | Juniper Gulch Solar and Storage | ID | 68291 | JUGU2 | 200 | Batteries | MWH | BA | (L) Regulatory approvals pending. Not under construction | 200 | TRUE | 0
1 | 2028 | 6 | 66739 | LOSN, LLC | IPP | Lower Snake Solar Generation BESS | WA | 68344 | LOSN1 | 300 | Solar Photovoltaic | SUN | PV | (L) Regulatory approvals pending. Not under construction | 300 | TRUE | 0
1 | 2028 | 6 | 66739 | LOSN, LLC | IPP | Lower Snake Solar Generation BESS | WA | 68344 | LOSN2 | 300 | Batteries | MWH | BA | (L) Regulatory approvals pending. Not under construction | 300 | TRUE | 0
1 | 2028 | 6 | 50123 | Leeward Asset Management, LLC | IPP | Owens Creek Solar | IL | 65446 | OCS | 500 | Solar Photovoltaic | SUN | PV | (P) Planned for installation, but regulatory approvals not initiated | 500 | TRUE | 0
1 | 2028 | 6 | 63576 | MEC North | IPP | MEC North | MI | 63911 | MECN | 500 | Natural Gas Fired Combined Cycle | NG | CS | (T) Regulatory approvals received. Not under construction | 500 | TRUE | 1
1 | 2028 | 6 | 63577 | MEC South | IPP | MEC South | MI | 63912 | MECS | 500 | Natural Gas Fired Combined Cycle | NG | CS | (L) Regulatory approvals pending. Not under construction | 500 | TRUE | 0
1 | 2028 | 6 | 66527 | May Renewables LLC | IPP | May Renewables | SC | 67981 | MAY | 100 | Solar Photovoltaic | SUN | PV | (P) Planned for installation, but regulatory approvals not initiated | 100 | TRUE | 0
1 | 2028 | 6 | 13902 | NorthWestern Energy (MT Hydro) | Electric Utility | Hauser | MT | 2185 | HAU9 | 3.5 | Conventional Hydroelectric | WAT | HY | (P) Planned for installation, but regulatory approvals not initiated | 3.5 | TRUE | 0
1 | 2028 | 6 | 61906 | Rye Development | IPP | Arkabutla Lake Hydroelectric Project | MS | 62402 | NA1 | 1.5 | Conventional Hydroelectric | WAT | HY | (P) Planned for installation, but regulatory approvals not initiated | 2.5 | TRUE | 0
1 | 2028 | 6 | 61906 | Rye Development | IPP | Grays Landing L&D Hydroelectric Project | PA | 62388 | NA1 | 4.5 | Conventional Hydroelectric | WAT | HY | (P) Planned for installation, but regulatory approvals not initiated | 6 | TRUE | 0
1 | 2028 | 6 | 61906 | Rye Development | IPP | Overton Hydroelectric Project | LA | 62391 | NA1 | 5.5 | Conventional Hydroelectric | WAT | HY | (P) Planned for installation, but regulatory approvals not initiated | 8.1 | TRUE | 0
1 | 2028 | 6 | 61906 | Rye Development | IPP | Overton Hydroelectric Project | LA | 62391 | NA2 | 5.5 | Conventional Hydroelectric | WAT | HY | (P) Planned for installation, but regulatory approvals not initiated | 8.1 | TRUE | 0
1 | 2028 | 6 | 64545 | Vesper Energy Development LLC | IPP | Athens Solar I (Hybrid) | CA | 67982 | ATHS1 | 250 | Solar Photovoltaic | SUN | PV | (P) Planned for installation, but regulatory approvals not initiated | 250 | TRUE | 0
1 | 2028 | 6 | 64545 | Vesper Energy Development LLC | IPP | Athens Solar I (Hybrid) | CA | 67982 | ATHSB | 250 | Batteries | MWH | BA | (P) Planned for installation, but regulatory approvals not initiated | 250 | TRUE | 0
1 | 2028 | 6 | 64545 | Vesper Energy Development LLC | IPP | Cooper Canyon Renewable Energy | NV | 68017 | CCREB | 100 | Batteries | MWH | BA | (P) Planned for installation, but regulatory approvals not initiated | 100 | TRUE | 0
1 | 2028 | 6 | 64545 | Vesper Energy Development LLC | IPP | Skylight Renewable Energy | CA | 68032 | SKLRE | 100 | Solar Photovoltaic | SUN | PV | (P) Planned for installation, but regulatory approvals not initiated | 100 | TRUE | 0
1 | 2028 | 6 | 64545 | Vesper Energy Development LLC | IPP | Skylight Renewable Energy | CA | 68032 | SKREB | 100 | Batteries | MWH | BA | (P) Planned for installation, but regulatory approvals not initiated | 100 | TRUE | 0
1 | 2028 | 7 | 55937 | Entergy Texas Inc. | Electric Utility | Legend Power Station | TX | 68053 | LEG | 723 | Natural Gas Fired Combined Cycle | NG | CC | (L) Regulatory approvals pending. Not under construction | 754 | TRUE | 0
1 | 2028 | 7 | 65821 | Hecate Grid Intrepid 1 LLC | IPP | Hecate Grid Intrepid | NY | 66911 | HGIN1 | 250 | Batteries | MWH | BA | (P) Planned for installation, but regulatory approvals not initiated | 250 | TRUE | 0
1 | 2028 | 7 | 65821 | Hecate Grid Intrepid 1 LLC | IPP | Hecate Grid Intrepid | NY | 66911 | HGIN6 | 50 | Batteries | MWH | BA | (P) Planned for installation, but regulatory approvals not initiated | 50 | TRUE | 0
1 | 2028 | 7 | 66687 | MS1 | IPP | Sun Bear | CO | 68261 | SNBR1 | 756 | Solar Photovoltaic | SUN | PV | (L) Regulatory approvals pending. Not under construction | 756 | TRUE | 0
1 | 2028 | 7 | 66687 | MS1 | IPP | Sun Bear | CO | 68261 | SNBR2 | 150 | Batteries | MWH | BA | (L) Regulatory approvals pending. Not under construction | 150 | TRUE | 0
1 | 2028 | 7 | 65690 | Premium Energy Holdings | IPP | Haiwee Pumped Storage Project | CA | 66686 | HL001 | 250 | Hydroelectric Pumped Storage | WAT | PS | (P) Planned for installation, but regulatory approvals not initiated | 250 | TRUE | 0
1 | 2028 | 7 | 65690 | Premium Energy Holdings | IPP | Haiwee Pumped Storage Project | CA | 66686 | HL002 | 250 | Hydroelectric Pumped Storage | WAT | PS | (P) Planned for installation, but regulatory approvals not initiated | 250 | TRUE | 0
1 | 2028 | 7 | 65690 | Premium Energy Holdings | IPP | Haiwee Pumped Storage Project | CA | 66686 | HL003 | 250 | Hydroelectric Pumped Storage | WAT | PS | (P) Planned for installation, but regulatory approvals not initiated | 250 | TRUE | 0
1 | 2028 | 7 | 65690 | Premium Energy Holdings | IPP | Haiwee Pumped Storage Project | CA | 66686 | HL004 | 250 | Hydroelectric Pumped Storage | WAT | PS | (P) Planned for installation, but regulatory approvals not initiated | 250 | TRUE | 0
1 | 2028 | 7 | 65690 | Premium Energy Holdings | IPP | Intermountain Pumped Storage Project | UT | 66684 | HL001 | 250 | Hydroelectric Pumped Storage | WAT | PS | (P) Planned for installation, but regulatory approvals not initiated | 250 | TRUE | 0
1 | 2028 | 7 | 65690 | Premium Energy Holdings | IPP | Intermountain Pumped Storage Project | UT | 66684 | HL002 | 250 | Hydroelectric Pumped Storage | WAT | PS | (P) Planned for installation, but regulatory approvals not initiated | 250 | TRUE | 0
1 | 2028 | 7 | 65690 | Premium Energy Holdings | IPP | Intermountain Pumped Storage Project | UT | 66684 | HL003 | 250 | Hydroelectric Pumped Storage | WAT | PS | (P) Planned for installation, but regulatory approvals not initiated | 250 | TRUE | 0
1 | 2028 | 7 | 65690 | Premium Energy Holdings | IPP | Intermountain Pumped Storage Project | UT | 66684 | HL004 | 250 | Hydroelectric Pumped Storage | WAT | PS | (P) Planned for installation, but regulatory approvals not initiated | 250 | TRUE | 0
1 | 2028 | 7 | 61906 | Rye Development | IPP | Arkabutla Lake Hydroelectric Project | MS | 62402 | NA2 | 1.5 | Conventional Hydroelectric | WAT | HY | (P) Planned for installation, but regulatory approvals not initiated | 2.5 | TRUE | 0
1 | 2028 | 7 | 61906 | Rye Development | IPP | Grays Landing L&D Hydroelectric Project | PA | 62388 | NA2 | 4.5 | Conventional Hydroelectric | WAT | HY | (P) Planned for installation, but regulatory approvals not initiated | 6 | TRUE | 0
1 | 2028 | 7 | 61906 | Rye Development | IPP | Overton Hydroelectric Project | LA | 62391 | NA3 | 5.5 | Conventional Hydroelectric | WAT | HY | (P) Planned for installation, but regulatory approvals not initiated | 8.1 | TRUE | 0
1 | 2028 | 7 | 61906 | Rye Development | IPP | Overton Hydroelectric Project | LA | 62391 | NA4 | 5.5 | Conventional Hydroelectric | WAT | HY | (P) Planned for installation, but regulatory approvals not initiated | 8.1 | TRUE | 0
1 | 2028 | 7 | 66596 | SR Milan, LLC | IPP | SR Milan | TN | 68110 | MILAN | 2.8 | Solar Photovoltaic | SUN | PV | (T) Regulatory approvals received. Not under construction | 2.8 | TRUE | 1
1 | 2028 | 7 | 66766 | Sun Angel ESS LLC | IPP | Sun Angel ESS | TX | 68362 | SABS1 | 200 | Batteries | MWH | BA | (P) Planned for installation, but regulatory approvals not initiated | 200 | TRUE | 0
1 | 2028 | 8 | 66734 | CVSO, LLC | IPP | Caverns Solar | FL | 68331 | CVSO | 75 | Solar Photovoltaic | SUN | PV | (L) Regulatory approvals pending. Not under construction | 75 | TRUE | 0
1 | 2028 | 8 | 66713 | DUTC bn, LLC | IPP | Dutchman Solar generation and BESS | WY | 68317 | DUTC1 | 499 | Solar Photovoltaic | SUN | PV | (L) Regulatory approvals pending. Not under construction | 499 | TRUE | 0
1 | 2028 | 8 | 66713 | DUTC bn, LLC | IPP | Dutchman Solar generation and BESS | WY | 68317 | DUTC2 | 499 | Batteries | MWH | BA | (L) Regulatory approvals pending. Not under construction | 499 | TRUE | 0
1 | 2028 | 8 | 14232 | Otter Tail Power Co | Electric Utility | Abercrombie Solar | ND | 68339 | 1 | 295.1 | Solar Photovoltaic | SUN | PV | (L) Regulatory approvals pending. Not under construction | 295.1 | TRUE | 0
1 | 2028 | 8 | 65457 | Panther Branch Solar, LLC | IPP | Panther Branch Solar, LLC | NC | 66385 | GEN1 | 80 | Solar Photovoltaic | SUN | PV | (L) Regulatory approvals pending. Not under construction | 80 | TRUE | 0
1 | 2028 | 8 | 61906 | Rye Development | IPP | Morgantown L&D Hydroelectric Project | WV | 62387 | NA1 | 1.5 | Conventional Hydroelectric | WAT | HY | (P) Planned for installation, but regulatory approvals not initiated | 2.5 | TRUE | 0
1 | 2028 | 8 | 61906 | Rye Development | IPP | Opekiska L&D Hydroelectric Project | WV | 62386 | NA1 | 2 | Conventional Hydroelectric | WAT | HY | (P) Planned for installation, but regulatory approvals not initiated | 3 | TRUE | 0
1 | 2028 | 8 | 61906 | Rye Development | IPP | Overton Hydroelectric Project | LA | 62391 | NA5 | 5.5 | Conventional Hydroelectric | WAT | HY | (P) Planned for installation, but regulatory approvals not initiated | 8.1 | TRUE | 0
1 | 2028 | 8 | 61906 | Rye Development | IPP | Overton Hydroelectric Project | LA | 62391 | NA6 | 5.5 | Conventional Hydroelectric | WAT | HY | (P) Planned for installation, but regulatory approvals not initiated | 8.1 | TRUE | 0
1 | 2028 | 9 | 66560 | Elliot Solar LLC | IPP | Elliot Solar LLC | IN | 64904 | 1 | 200 | Solar Photovoltaic | SUN | PV | (U) Under construction, less than or equal to 50 percent complete | 200 | TRUE | 1
1 | 2028 | 9 | 66381 | Gransolar Texas Twelve LLC | IPP | Ventures BESS | TX | 67783 | GRS12 | 226.8 | Batteries | MWH | BA | (L) Regulatory approvals pending. Not under construction | 226.8 | TRUE | 0
1 | 2028 | 9 | 61906 | Rye Development | IPP | Morgantown L&D Hydroelectric Project | WV | 62387 | NA2 | 1.5 | Conventional Hydroelectric | WAT | HY | (P) Planned for installation, but regulatory approvals not initiated | 2.5 | TRUE | 0
1 | 2028 | 9 | 61906 | Rye Development | IPP | Opekiska L&D Hydroelectric Project | WV | 62386 | NA2 | 2 | Conventional Hydroelectric | WAT | HY | (P) Planned for installation, but regulatory approvals not initiated | 3 | TRUE | 0
1 | 2028 | 10 | 58468 | Dominion Renewable Energy | IPP | Redbud Run Solar | VA | 65930 | 10 | 30 | Solar Photovoltaic | SUN | PV | (P) Planned for installation, but regulatory approvals not initiated | 30 | TRUE | 0
1 | 2028 | 10 | 66253 | Greenalia Solar Power Donegal, LLC | IPP | Donegal Solar Project | TX | 67543 | DOGSP | 204.2 | Solar Photovoltaic | SUN | PV | (T) Regulatory approvals received. Not under construction | 204.2 | TRUE | 1
1 | 2028 | 10 | 63289 | Key Capture Energy | IPP | KCE CT 1, LLC | CT | 66879 | CT1 | 105 | Batteries | MWH | BA | (P) Planned for installation, but regulatory approvals not initiated | 105 | TRUE | 0
1 | 2028 | 10 | 61906 | Rye Development | IPP | Beverly L&D Hydroelectric Project | OH | 62403 | NA1 | 1.2 | Conventional Hydroelectric | WAT | HY | (P) Planned for installation, but regulatory approvals not initiated | 1.5 | TRUE | 0
1 | 2028 | 10 | 61906 | Rye Development | IPP | Devola L&D Hydroelectric Project | OH | 62435 | NA1 | 1 | Conventional Hydroelectric | WAT | HY | (P) Planned for installation, but regulatory approvals not initiated | 2 | TRUE | 0
1 | 2028 | 10 | 61906 | Rye Development | IPP | Enid Lake Hydroelectric Project | MS | 62432 | NA1 | 1.5 | Conventional Hydroelectric | WAT | HY | (P) Planned for installation, but regulatory approvals not initiated | 2.5 | TRUE | 0
1 | 2028 | 10 | 61906 | Rye Development | IPP | KY No. 11 L&D Hydroelectric Project | KY | 62390 | NA1 | 0.3 | Conventional Hydroelectric | WAT | HY | (P) Planned for installation, but regulatory approvals not initiated | 0.5 | TRUE | 0
1 | 2028 | 10 | 61906 | Rye Development | IPP | Lowell L&D Hydroelectric Project | OH | 62429 | NA1 | 2 | Conventional Hydroelectric | WAT | HY | (P) Planned for installation, but regulatory approvals not initiated | 2.5 | TRUE | 0
1 | 2028 | 10 | 61906 | Rye Development | IPP | Monongahela L&D4 Hydroelectric Project | PA | 62404 | NA1 | 4.5 | Conventional Hydroelectric | WAT | HY | (P) Planned for installation, but regulatory approvals not initiated | 6 | TRUE | 0
1 | 2028 | 10 | 61906 | Rye Development | IPP | Montgomery L&D Hydroelectric Project | PA | 62400 | NA1 | 5.5 | Conventional Hydroelectric | WAT | HY | (P) Planned for installation, but regulatory approvals not initiated | 6.8 | TRUE | 0
1 | 2028 | 10 | 61906 | Rye Development | IPP | Philo L&D Hydroelectric Project | OH | 62427 | NA1 | 1.2 | Conventional Hydroelectric | WAT | HY | (P) Planned for installation, but regulatory approvals not initiated | 1.5 | TRUE | 0
1 | 2028 | 10 | 61906 | Rye Development | IPP | Rokeby L&D Hydroelectric Project | OH | 62426 | NA1 | 1.5 | Conventional Hydroelectric | WAT | HY | (P) Planned for installation, but regulatory approvals not initiated | 2 | TRUE | 0
1 | 2028 | 10 | 61906 | Rye Development | IPP | Sardis Lake Hydroelectric Project | MS | 62425 | NA1 | 5.5 | Conventional Hydroelectric | WAT | HY | (P) Planned for installation, but regulatory approvals not initiated | 7.5 | TRUE | 0
1 | 2028 | 10 | 63626 | Two Rivers Wind LLC | IPP | Two Rivers Wind Facility | WY | 63972 | TR1 | 6.1 | Onshore Wind Turbine | WND | WT | (L) Regulatory approvals pending. Not under construction | 6.1 | TRUE | 0
1 | 2028 | 10 | 64545 | Vesper Energy Development LLC | IPP | Sunscape Renewable Energy | TX | 68034 | SNSCB | 500 | Batteries | MWH | BA | (P) Planned for installation, but regulatory approvals not initiated | 500 | TRUE | 0
1 | 2028 | 10 | 64545 | Vesper Energy Development LLC | IPP | Sunscape Renewable Energy | TX | 68034 | SNSCP | 500 | Solar Photovoltaic | SUN | PV | (P) Planned for installation, but regulatory approvals not initiated | 500 | TRUE | 0
1 | 2028 | 11 | 58880 | Gallegos Wind Farm LLC | IPP | Gallegos Wind Farm, Phase 1 | NM | 59047 | GEN 1 | 190 | Onshore Wind Turbine | WND | WT | (P) Planned for installation, but regulatory approvals not initiated | 190 | TRUE | 0
1 | 2028 | 11 | 61906 | Rye Development | IPP | Beverly L&D Hydroelectric Project | OH | 62403 | NA2 | 1.2 | Conventional Hydroelectric | WAT | HY | (P) Planned for installation, but regulatory approvals not initiated | 1.5 | TRUE | 0
1 | 2028 | 11 | 61906 | Rye Development | IPP | Devola L&D Hydroelectric Project | OH | 62435 | NA2 | 1 | Conventional Hydroelectric | WAT | HY | (P) Planned for installation, but regulatory approvals not initiated | 2 | TRUE | 0
1 | 2028 | 11 | 61906 | Rye Development | IPP | Enid Lake Hydroelectric Project | MS | 62432 | NA2 | 1.5 | Conventional Hydroelectric | WAT | HY | (P) Planned for installation, but regulatory approvals not initiated | 2.5 | TRUE | 0
1 | 2028 | 11 | 61906 | Rye Development | IPP | KY No. 11 L&D Hydroelectric Project | KY | 62390 | NA2 | 0.3 | Conventional Hydroelectric | WAT | HY | (P) Planned for installation, but regulatory approvals not initiated | 0.5 | TRUE | 0
1 | 2028 | 11 | 61906 | Rye Development | IPP | KY No. 11 L&D Hydroelectric Project | KY | 62390 | NA3 | 0.3 | Conventional Hydroelectric | WAT | HY | (P) Planned for installation, but regulatory approvals not initiated | 0.5 | TRUE | 0
1 | 2028 | 11 | 61906 | Rye Development | IPP | KY No. 11 L&D Hydroelectric Project | KY | 62390 | NA4 | 0.3 | Conventional Hydroelectric | WAT | HY | (P) Planned for installation, but regulatory approvals not initiated | 0.5 | TRUE | 0
1 | 2028 | 11 | 61906 | Rye Development | IPP | KY No. 11 L&D Hydroelectric Project | KY | 62390 | NA5 | 0.3 | Conventional Hydroelectric | WAT | HY | (P) Planned for installation, but regulatory approvals not initiated | 0.5 | TRUE | 0
1 | 2028 | 11 | 61906 | Rye Development | IPP | Lowell L&D Hydroelectric Project | OH | 62429 | NA2 | 2 | Conventional Hydroelectric | WAT | HY | (P) Planned for installation, but regulatory approvals not initiated | 2.5 | TRUE | 0
1 | 2028 | 11 | 61906 | Rye Development | IPP | Malta L&D Hydroelectric Project | OH | 62428 | NA1 | 1 | Conventional Hydroelectric | WAT | HY | (P) Planned for installation, but regulatory approvals not initiated | 2 | TRUE | 0
1 | 2028 | 11 | 61906 | Rye Development | IPP | Malta L&D Hydroelectric Project | OH | 62428 | NA2 | 1 | Conventional Hydroelectric | WAT | HY | (P) Planned for installation, but regulatory approvals not initiated | 2 | TRUE | 0
1 | 2028 | 11 | 61906 | Rye Development | IPP | Maxwell L&D Hydroelectric Project | PA | 62385 | NA1 | 4.5 | Conventional Hydroelectric | WAT | HY | (P) Planned for installation, but regulatory approvals not initiated | 6 | TRUE | 0
1 | 2028 | 11 | 61906 | Rye Development | IPP | Monongahela L&D4 Hydroelectric Project | PA | 62404 | NA2 | 4.5 | Conventional Hydroelectric | WAT | HY | (P) Planned for installation, but regulatory approvals not initiated | 6 | TRUE | 0
1 | 2028 | 11 | 61906 | Rye Development | IPP | Montgomery L&D Hydroelectric Project | PA | 62400 | NA2 | 5.5 | Conventional Hydroelectric | WAT | HY | (P) Planned for installation, but regulatory approvals not initiated | 6.8 | TRUE | 0
1 | 2028 | 11 | 61906 | Rye Development | IPP | Philo L&D Hydroelectric Project | OH | 62427 | NA2 | 1.2 | Conventional Hydroelectric | WAT | HY | (P) Planned for installation, but regulatory approvals not initiated | 1.5 | TRUE | 0
1 | 2028 | 11 | 61906 | Rye Development | IPP | Point Marion L&D Hydroelectric Project | PA | 62384 | NA1 | 1.5 | Conventional Hydroelectric | WAT | HY | (P) Planned for installation, but regulatory approvals not initiated | 2.5 | TRUE | 0
1 | 2028 | 11 | 61906 | Rye Development | IPP | Rokeby L&D Hydroelectric Project | OH | 62426 | NA2 | 1.5 | Conventional Hydroelectric | WAT | HY | (P) Planned for installation, but regulatory approvals not initiated | 2 | TRUE | 0
1 | 2028 | 11 | 61906 | Rye Development | IPP | Sardis Lake Hydroelectric Project | MS | 62425 | NA2 | 5.5 | Conventional Hydroelectric | WAT | HY | (P) Planned for installation, but regulatory approvals not initiated | 7.5 | TRUE | 0
1 | 2028 | 12 | 66856 | 22SV 8ME LLC | IPP | Rexford 2 Solar Farm | CA | 68485 | 22SVA | 200 | Solar Photovoltaic | SUN | PV | (P) Planned for installation, but regulatory approvals not initiated | 200 | TRUE | 0
1 | 2028 | 12 | 66856 | 22SV 8ME LLC | IPP | Rexford 2 Solar Farm | CA | 68485 | 22SVB | 200 | Batteries | MWH | BA | (P) Planned for installation, but regulatory approvals not initiated | 200 | TRUE | 0
1 | 2028 | 12 | 60799 | 33UI 8me LLC | IPP | Gale 1 Solar | UT | 61170 | 33UI8 | 300 | Solar Photovoltaic | SUN | PV | (P) Planned for installation, but regulatory approvals not initiated | 300 | TRUE | 0
1 | 2028 | 12 | 60799 | 33UI 8me LLC | IPP | Gale 1 Solar | UT | 61170 | 33UI9 | 150 | Batteries | MWH | BA | (P) Planned for installation, but regulatory approvals not initiated | 150 | TRUE | 0
1 | 2028 | 12 | 64246 | 99MT 8me, LLC | IPP | Sienna Solar Farm | CA | 64632 | 99MT8 | 200 | Solar Photovoltaic | SUN | PV | (P) Planned for installation, but regulatory approvals not initiated | 200 | TRUE | 0
1 | 2028 | 12 | 64246 | 99MT 8me, LLC | IPP | Sienna Solar Farm | CA | 64632 | 99MTB | 200 | Batteries | MWH | BA | (P) Planned for installation, but regulatory approvals not initiated | 200 | TRUE | 0
1 | 2028 | 12 | 64904 | AES Clean Energy | IPP | Robeson Solar I | NC | 68043 | ROBES | 80 | Solar Photovoltaic | SUN | PV | (P) Planned for installation, but regulatory approvals not initiated | 80 | TRUE | 0
1 | 2028 | 12 | 807 | Arkansas Electric Coop Corp | Electric Utility | Naples Power Plant | TX | 68273 | 1 | 450 | Natural Gas Fired Combustion Turbine | NG | GT | (P) Planned for installation, but regulatory approvals not initiated | 450 | TRUE | 0
1 | 2028 | 12 | 807 | Arkansas Electric Coop Corp | Electric Utility | Naples Power Plant | TX | 68273 | 2 | 450 | Natural Gas Fired Combustion Turbine | NG | GT | (P) Planned for installation, but regulatory approvals not initiated | 450 | TRUE | 0
1 | 2028 | 12 | 15399 | Avangrid Renewables LLC | IPP | Sunset Solar | OR | 65326 | SS1 | 103 | Solar Photovoltaic | SUN | PV | (T) Regulatory approvals received. Not under construction | 103 | TRUE | 1
1 | 2028 | 12 | 66607 | Belltown Power Texas 2, LLC | IPP | Augite Storage | TX | 68164 | AUGBA | 151.4 | Batteries | MWH | BA | (L) Regulatory approvals pending. Not under construction | 151.4 | TRUE | 0
1 | 2028 | 12 | 66731 | BrightNight Power | IPP | Mayfield Solar and Storage | KY | 68368 | MYSO | 200 | Solar Photovoltaic | SUN | PV | (L) Regulatory approvals pending. Not under construction | 200 | TRUE | 0
1 | 2028 | 12 | 66731 | BrightNight Power | IPP | Pepper Hammock Solar and Storage | GA | 68367 | PEHA | 400 | Solar Photovoltaic | SUN | PV | (L) Regulatory approvals pending. Not under construction | 400 | TRUE | 0
1 | 2028 | 12 | 66701 | CENT bn, LLC | IPP | Centralia Battery Energy Storage System | WA | 68282 | CENT | 200 | Batteries | MWH | BA | (L) Regulatory approvals pending. Not under construction | 200 | TRUE | 0
1 | 2028 | 12 | 64578 | Caden Energix Piney River LLC | IPP | Caden Energix Piney River LLC | VA | 65286 | ENX18 | 50 | Solar Photovoltaic | SUN | PV | (L) Regulatory approvals pending. Not under construction | 50 | TRUE | 0
1 | 2028 | 12 | 61817 | Collard Holdings, LLC | IPP | Collard Holdings Solar | NC | 62317 | PV | 10 | Solar Photovoltaic | SUN | PV | (L) Regulatory approvals pending. Not under construction | 10 | TRUE | 0
1 | 2028 | 12 | 64388 | ConnectGen Montgomery County LLC | IPP | Mill Point Solar | NY | 64912 | CMPS1 | 250 | Solar Photovoltaic | SUN | PV | (P) Planned for installation, but regulatory approvals not initiated | 250 | TRUE | 0
1 | 2028 | 12 | 66733 | Crossroads bn, LLC | IPP | Crossroads Solar - GA | GA | 68333 | CROS | 150 | Solar Photovoltaic | SUN | PV | (L) Regulatory approvals pending. Not under construction | 150 | TRUE | 0
1 | 2028 | 12 | 66735 | DEGA bn, LLC | IPP | Dega Solar and Storage | AL | 68332 | DEGA1 | 200 | Solar Photovoltaic | SUN | PV | (L) Regulatory approvals pending. Not under construction | 200 | TRUE | 0
1 | 2028 | 12 | 66735 | DEGA bn, LLC | IPP | Dega Solar and Storage | AL | 68332 | DEGA2 | 200 | Batteries | MWH | BA | (L) Regulatory approvals pending. Not under construction | 200 | TRUE | 0
1 | 2028 | 12 | 66702 | DESA bn, LLC | IPP | Desert Sand BESS | AZ | 68283 | DESA | 300 | Batteries | MWH | BA | (L) Regulatory approvals pending. Not under construction | 300 | TRUE | 0
1 | 2028 | 12 | 66771 | Dos Rios Wind Farm, LLC | IPP | Dos Rios Wind | OK | 68381 | DR | 220 | Onshore Wind Turbine | WND | WT | (P) Planned for installation, but regulatory approvals not initiated | 220 | TRUE | 0
1 | 2028 | 12 | 56201 | Engie North America | IPP | Octans | TX | 65590 | OCTNS | 125 | Batteries | MWH | BA | (U) Under construction, less than or equal to 50 percent complete | 125 | TRUE | 1
1 | 2028 | 12 | 11241 | Entergy Louisiana LLC | Electric Utility | Titanium Advanced Power Station | LA | 68214 | 1A | 435.4 | Natural Gas Fired Combined Cycle | NG | CT | (L) Regulatory approvals pending. Not under construction | 469.3 | TRUE | 0
1 | 2028 | 12 | 11241 | Entergy Louisiana LLC | Electric Utility | Titanium Advanced Power Station | LA | 68214 | 1B | 302.8 | Natural Gas Fired Combined Cycle | NG | CA | (L) Regulatory approvals pending. Not under construction | 311 | TRUE | 0
1 | 2028 | 12 | 11241 | Entergy Louisiana LLC | Electric Utility | Titanium Advanced Power Station | LA | 68214 | 2A | 435.4 | Natural Gas Fired Combined Cycle | NG | CT | (L) Regulatory approvals pending. Not under construction | 469.3 | TRUE | 0
1 | 2028 | 12 | 11241 | Entergy Louisiana LLC | Electric Utility | Titanium Advanced Power Station | LA | 68214 | 2B | 302.8 | Natural Gas Fired Combined Cycle | NG | CA | (L) Regulatory approvals pending. Not under construction | 311 | TRUE | 0
1 | 2028 | 12 | 66185 | Erath County Solar LLC | IPP | Erath County Solar | TX | 67353 | 4666 | 204 | Solar Photovoltaic | SUN | PV | (P) Planned for installation, but regulatory approvals not initiated | 204 | TRUE | 0
1 | 2028 | 12 | 66756 | Girasol Solar Farm LLC | IPP | Girasol Solar Farm | MS | 68352 | GIPV1 | 100 | Solar Photovoltaic | SUN | PV | (P) Planned for installation, but regulatory approvals not initiated | 100 | TRUE | 0
1 | 2028 | 12 | 66737 | HOHI bn, LLC | IPP | Hop Hill Solar Generation and BESS | WA | 68342 | HOHI1 | 1400 | Solar Photovoltaic | SUN | PV | (L) Regulatory approvals pending. Not under construction | 1400 | TRUE | 0
1 | 2028 | 12 | 66737 | HOHI bn, LLC | IPP | Hop Hill Solar Generation and BESS | WA | 68342 | HOHI2 | 1400 | Batteries | MWH | BA | (L) Regulatory approvals pending. Not under construction | 1400 | TRUE | 0
1 | 2028 | 12 | 65701 | Horsepen Branch Solar | IPP | Horsepen Branch Solar | VA | 66695 | HRSPN | 25 | Solar Photovoltaic | SUN | PV | (P) Planned for installation, but regulatory approvals not initiated | 25 | TRUE | 0
1 | 2028 | 12 | 66636 | IP Roman, LLC | IPP | IP Roman Solar | TX | 68201 | ROMS | 425 | Solar Photovoltaic | SUN | PV | (P) Planned for installation, but regulatory approvals not initiated | 425 | TRUE | 0
1 | 2028 | 12 | 66636 | IP Roman, LLC | IPP | IP Roman Wind | TX | 68202 | ROMW | 575 | Onshore Wind Turbine | WND | WT | (P) Planned for installation, but regulatory approvals not initiated | 575 | TRUE | 0
1 | 2028 | 12 | 66682 | MAHI bn, LLC | IPP | Flag Run Solar | IN | 68288 | MAHI | 200 | Solar Photovoltaic | SUN | PV | (L) Regulatory approvals pending. Not under construction | 200 | TRUE | 0
1 | 2028 | 12 | 66508 | Moonlight Flats Solar Power, LLC | IPP | Moonlight Flats Solar Power 1 | PA | 67950 | MFS1 | 250 | Solar Photovoltaic | SUN | PV | (P) Planned for installation, but regulatory approvals not initiated | 250 | TRUE | 0
0 | 2028 | 12 | 61956 | Mount Sinai South Nassau Hospital | Commercial | Mount Sinai South Nassau Hospital | NY | 62447 | 5 | 3.9 | Petroleum Liquids | DFO | IC | (V) Under construction, more than 50 percent complete | 3.9 | FALSE | 1
0 | 2028 | 12 | 61956 | Mount Sinai South Nassau Hospital | Commercial | Mount Sinai South Nassau Hospital | NY | 62447 | 6 | 3.9 | Petroleum Liquids | DFO | IC | (V) Under construction, more than 50 percent complete | 3.9 | FALSE | 1
1 | 2028 | 12 | 14354 | PacifiCorp | IPP | Arco Wind and Solar Project | ID | 66651 | C2-92 | 206 | Onshore Wind Turbine | WND | WT | (T) Regulatory approvals received. Not under construction | 206 | TRUE | 1
1 | 2028 | 12 | 66490 | Pigeon Run Solar, LLC | IPP | Pigeon Run Solar Project | VA | 64767 | TC001 | 60 | Solar Photovoltaic | SUN | PV | (P) Planned for installation, but regulatory approvals not initiated | 60 | TRUE | 0
1 | 2028 | 12 | 65265 | Repsol Renewables NA | IPP | Henry Solar | OH | 68511 | CHC1 | 206 | Solar Photovoltaic | SUN | PV | (P) Planned for installation, but regulatory approvals not initiated | 206 | TRUE | 0
1 | 2028 | 12 | 61906 | Rye Development | IPP | Maxwell L&D Hydroelectric Project | PA | 62385 | NA2 | 4.5 | Conventional Hydroelectric | WAT | HY | (P) Planned for installation, but regulatory approvals not initiated | 6 | TRUE | 0
1 | 2028 | 12 | 61906 | Rye Development | IPP | Montgomery L&D Hydroelectric Project | PA | 62400 | NA3 | 5.5 | Conventional Hydroelectric | WAT | HY | (P) Planned for installation, but regulatory approvals not initiated | 6.8 | TRUE | 0
1 | 2028 | 12 | 61906 | Rye Development | IPP | Point Marion L&D Hydroelectric Project | PA | 62384 | NA2 | 1.5 | Conventional Hydroelectric | WAT | HY | (P) Planned for installation, but regulatory approvals not initiated | 2.5 | TRUE | 0
1 | 2028 | 12 | 65144 | Samsung C&T Renewables, LLC | IPP | Richwood Solar and Storage | OH | 68019 | RICBA | 50 | Batteries | MWH | BA | (P) Planned for installation, but regulatory approvals not initiated | 50 | TRUE | 0
1 | 2028 | 12 | 64540 | TransAlta Corporation | IPP | Prairie Violet Wind LLC | IL | 66343 | PVLET | 130 | Onshore Wind Turbine | WND | WT | (P) Planned for installation, but regulatory approvals not initiated | 130 | TRUE | 0
1 | 2028 | 12 | 66259 | Vista Sands Solar LLC | IPP | Vista Sands Solar | WI | 67551 | VISTA | 1182 | Solar Photovoltaic | SUN | PV | (L) Regulatory approvals pending. Not under construction | 1182 | TRUE | 0
1 | 2028 | 12 | 66491 | Zenith Solar, LLC | IPP | Zenith Solar | VA | 64768 | TC001 | 60 | Solar Photovoltaic | SUN | PV | (P) Planned for installation, but regulatory approvals not initiated | 60 | TRUE | 0
1 | 2029 | 1 | 66397 | CG Northwestern Solar I LLC | IPP | Robinson Solar | NV | 67819 | CRSB1 | 1000 | Batteries | MWH | BA | (P) Planned for installation, but regulatory approvals not initiated | 1000 | TRUE | 0
1 | 2029 | 1 | 66397 | CG Northwestern Solar I LLC | IPP | Robinson Solar | NV | 67819 | CRSS1 | 1000 | Solar Photovoltaic | SUN | PV | (P) Planned for installation, but regulatory approvals not initiated | 1000 | TRUE | 0
1 | 2029 | 1 | 22500 | Evergy Kansas Central, Inc | Electric Utility | Viola Generating Station | KS | 68294 | VIO1 | 693.2 | Natural Gas Fired Combined Cycle | NG | CS | (L) Regulatory approvals pending. Not under construction | 765 | TRUE | 0
1 | 2029 | 1 | 66865 | Freedom Pine Solar, LLC | IPP | Freedom Pine Solar | ME | 68491 | FPS | 250 | Solar Photovoltaic | SUN | PV | (P) Planned for installation, but regulatory approvals not initiated | 250 | TRUE | 0
0 | 2029 | 1 | 66907 | Laketricity USA Inc. | Commercial | Kama 3 LLC | CA | 68527 | 18 | 86 | Solar Photovoltaic | SUN | PV | (L) Regulatory approvals pending. Not under construction | 86 | FALSE | 0
1 | 2029 | 1 | 13994 | Oglethorpe Power Corporation | Electric Utility | Talbot County Energy | GA | 7916 | 7 | 241 | Natural Gas Fired Combustion Turbine | NG | GT | (P) Planned for installation, but regulatory approvals not initiated | 262 | TRUE | 0
1 | 2029 | 3 | 66857 | 44ST 8ME LLC | IPP | Sienna 2 Solar and Storage Project | CA | 68486 | 44STA | 55 | Solar Photovoltaic | SUN | PV | (P) Planned for installation, but regulatory approvals not initiated | 55 | TRUE | 0
1 | 2029 | 3 | 66857 | 44ST 8ME LLC | IPP | Sienna 2 Solar and Storage Project | CA | 68486 | 44STB | 55 | Batteries | MWH | BA | (P) Planned for installation, but regulatory approvals not initiated | 55 | TRUE | 0
1 | 2029 | 3 | 66827 | Wichita Solar I, LLC | IPP | Short Creek Solar | TX | 68479 | SHRT | 605 | Solar Photovoltaic | SUN | PV | (L) Regulatory approvals pending. Not under construction | 606.4 | TRUE | 0
1 | 2029 | 4 | 66430 | Kingstree East 230 LLC | IPP | Kingstree East 230 Solar Project | SC | 67862 | SOLAR | 249 | Solar Photovoltaic | SUN | PV | (T) Regulatory approvals received. Not under construction | 249 | TRUE | 1
1 | 2029 | 6 | 50123 | Leeward Asset Management, LLC | IPP | Stagecoach LRE | CO | 68079 | STAS1 | 300 | Solar Photovoltaic | SUN | PV | (T) Regulatory approvals received. Not under construction | 300 | TRUE | 1
1 | 2029 | 6 | 13994 | Oglethorpe Power Corporation | IPP | Smarr Combined Cycle Energy Facility | GA | 68546 | 1 | 407 | Natural Gas Fired Combined Cycle | NG | CC | (P) Planned for installation, but regulatory approvals not initiated | 459 | TRUE | 0
1 | 2029 | 6 | 13994 | Oglethorpe Power Corporation | IPP | Smarr Combined Cycle Energy Facility | GA | 68546 | 2 | 304 | Natural Gas Fired Combined Cycle | NG | CC | (P) Planned for installation, but regulatory approvals not initiated | 345 | TRUE | 0
1 | 2029 | 7 | 64904 | AES Clean Energy | IPP | Riverside Solar LLC | NY | 67325 | NYRIV | 100 | Solar Photovoltaic | SUN | PV | (P) Planned for installation, but regulatory approvals not initiated | 100 | TRUE | 0
1 | 2029 | 9 | 64970 | Hecate Grid Humidor Storage 1 LLC | IPP | Humidor Storage I | CA | 65703 | HEHUM | 300 | Batteries | MWH | BA | (L) Regulatory approvals pending. Not under construction | 300 | TRUE | 0
1 | 2029 | 10 | 61785 | EDP Renewables North America LLC | IPP | Saddle Mountain East Wind Farm | WA | 62263 | GEN1 | 126 | Onshore Wind Turbine | WND | WT | (P) Planned for installation, but regulatory approvals not initiated | 126 | TRUE | 0
1 | 2029 | 10 | 64457 | VCP Realty, LLC | IPP | Crooked Trail Solar | ME | 68416 | CTS1 | 68 | Solar Photovoltaic | SUN | PV | (P) Planned for installation, but regulatory approvals not initiated | 68 | TRUE | 0
1 | 2029 | 11 | 63966 | Emerick Wind, LLC | IPP | Emerick Wind | NE | 64344 | 9999 | 322 | Onshore Wind Turbine | WND | WT | (P) Planned for installation, but regulatory approvals not initiated | 322 | TRUE | 0
1 | 2029 | 12 | 65708 | Buffalo Branch Wind and Solar LLC | IPP | Buffalo Branch Wind and Solar LLC | MO | 66701 | BB1 | 247 | Onshore Wind Turbine | WND | WT | (P) Planned for installation, but regulatory approvals not initiated | 247 | TRUE | 0
1 | 2029 | 12 | 58842 | Power Company of Wyoming LLC | IPP | Chokecherry and Sierra Madre Wind | WY | 58987 | I-A | 892.8 | Onshore Wind Turbine | WND | WT | (U) Under construction, less than or equal to 50 percent complete | 892.8 | TRUE | 1
1 | 2029 | 12 | 58842 | Power Company of Wyoming LLC | IPP | Chokecherry and Sierra Madre Wind | WY | 58987 | I-B | 885.6 | Onshore Wind Turbine | WND | WT | (U) Under construction, less than or equal to 50 percent complete | 885.6 | TRUE | 1
1 | 2029 | 12 | 61784 | Rolling Upland Wind Farm LLC | IPP | Rolling Upland Wind Farm LLC | NY | 62262 | GEN1 | 71.4 | Onshore Wind Turbine | WND | WT | (P) Planned for installation, but regulatory approvals not initiated | 71.4 | TRUE | 0
1 | 2029 | 12 | 66593 | SR Jasper, LLC | IPP | SR Jasper | MS | 68105 | JASP | 150 | Solar Photovoltaic | SUN | PV | (T) Regulatory approvals received. Not under construction | 150 | TRUE | 1
0 | 2030 | 1 | 1182 | BASF Corporation | Industrial | Geismar | LA | 10319 | GEN4 | 42 | Natural Gas Fired Combustion Turbine | NG | GT | (P) Planned for installation, but regulatory approvals not initiated | 45 | FALSE | 0
0 | 2030 | 1 | 1182 | BASF Corporation | Industrial | Geismar | LA | 10319 | GEN5 | 25 | Natural Gas Steam Turbine | NG | ST | (P) Planned for installation, but regulatory approvals not initiated | 25 | FALSE | 0
1 | 2030 | 1 | 58468 | Dominion Renewable Energy | IPP | Bellflower Solar (VA) | VA | 68071 | BELLF | 600 | Solar Photovoltaic | SUN | PV | (P) Planned for installation, but regulatory approvals not initiated | 600 | TRUE | 0
1 | 2030 | 1 | 22500 | Evergy Kansas Central, Inc | Electric Utility | McNew Generating Station | KS | 68295 | MCN1 | 690.4 | Natural Gas Fired Combined Cycle | NG | CS | (L) Regulatory approvals pending. Not under construction | 765 | TRUE | 0
1 | 2030 | 1 | 12698 | Evergy Missouri West | Electric Utility | Mullin Creek #1 Generating Station | MO | 68296 | MC1 | 425.1 | Natural Gas Fired Combustion Turbine | NG | GT | (L) Regulatory approvals pending. Not under construction | 489.7 | TRUE | 0
1 | 2030 | 1 | 55983 | Luminant Generation Company LLC | IPP | Alira | TX | 63193 | UNIT1 | 222.8 | Solar Photovoltaic | SUN | PV | (L) Regulatory approvals pending. Not under construction | 222.8 | TRUE | 0
1 | 2030 | 4 | 66464 | 210MS 8me, LLC | IPP | Brittlebush Solar and Battery Storage | TX | 67895 | 21MSA | 400 | Solar Photovoltaic | SUN | PV | (P) Planned for installation, but regulatory approvals not initiated | 400 | TRUE | 0
1 | 2030 | 4 | 66464 | 210MS 8me, LLC | IPP | Brittlebush Solar and Battery Storage | TX | 67895 | 21MSB | 400 | Batteries | MWH | BA | (P) Planned for installation, but regulatory approvals not initiated | 400 | TRUE | 0
1 | 2030 | 4 | 64452 | EDF Renewables Development, Inc. | IPP | Lycan Solar Project | CA | 66805 | LYCN2 | 400 | Batteries | MWH | BA | (P) Planned for installation, but regulatory approvals not initiated | 400 | TRUE | 0
1 | 2030 | 10 | 65110 | Winding Stair Wind | IPP | Winding Stair Wind | IA | 65938 | WINDG | 212 | Onshore Wind Turbine | WND | WT | (L) Regulatory approvals pending. Not under construction | 212 | TRUE | 0
1 | 2030 | 12 | 58842 | Power Company of Wyoming LLC | IPP | Chokecherry and Sierra Madre Wind | WY | 58987 | II-A | 980.1 | Onshore Wind Turbine | WND | WT | (U) Under construction, less than or equal to 50 percent complete | 980.1 | TRUE | 1
0 | 2030 | 12 | 58105 | University of Redlands | Commercial | Energy Center | CA | 58168 | TURB4 | 0.3 | Natural Gas Fired Combustion Turbine | NG | GT | (P) Planned for installation, but regulatory approvals not initiated | 0.3 | FALSE | 0
0 | 2030 | 12 | 58105 | University of Redlands | Commercial | Energy Center | CA | 58168 | TURB5 | 0.3 | Natural Gas Fired Combustion Turbine | NG | GT | (P) Planned for installation, but regulatory approvals not initiated | 0.3 | FALSE | 0
0 | 2030 | 12 | 58105 | University of Redlands | Commercial | Energy Center | CA | 58168 | TURB6 | 0.3 | Natural Gas Fired Combustion Turbine | NG | GT | (P) Planned for installation, but regulatory approvals not initiated | 0.3 | FALSE | 0
1 | 2031 | 6 | 66527 | May Renewables LLC | IPP | May Renewables | SC | 67981 | MAYB | 100 | Batteries | MWH | BA | (P) Planned for installation, but regulatory approvals not initiated | 100 | TRUE | 0
1 | 2031 | 12 | 58842 | Power Company of Wyoming LLC | IPP | Chokecherry and Sierra Madre Wind | WY | 58987 | II-B | 792 | Onshore Wind Turbine | WND | WT | (U) Under construction, less than or equal to 50 percent complete | 792 | TRUE | 1
1 | 2039 | 12 | 56789 | TBE Montgomery LLC | IPP | TBE-Montgomery LLC | NY | 57472 | CTG | 11.6 | Other Waste Biomass | OBG | CT | (U) Under construction, less than or equal to 50 percent complete | 12 | TRUE | 1
1 | 2039 | 12 | 56789 | TBE Montgomery LLC | IPP | TBE-Montgomery LLC | NY | 57472 | STG | 7.4 | Other Waste Biomass | OBG | CA | (U) Under construction, less than or equal to 50 percent complete | 9 | TRUE | 1
1 | 5028 | 5 | 66697 | Alpin Holding LLC | IPP | May Solar | VA | 68313 | MAYB | 150 | Batteries | MWH | BA | (P) Planned for installation, but regulatory approvals not initiated | 150 | TRUE | 0
1 | 2028 | 10 | 61906 | Rye Development | IPP | Monongahela L&D4 Hydroelectric Project | PA | 62404 | NA1 | 4.5 | Conventional Hydroelectric | WAT | HY | (P) Planned for installation, but regulatory approvals not initiated | 6 | TRUE | 0
1 | 2028 | 10 | 61906 | Rye Development | IPP | Montgomery L&D Hydroelectric Project | PA | 62400 | NA1 | 5.5 | Conventional Hydroelectric | WAT | HY | (P) Planned for installation, but regulatory approvals not initiated | 6.8 | TRUE | 0
1 | 2028 | 10 | 61906 | Rye Development | IPP | Philo L&D Hydroelectric Project | OH | 62427 | NA1 | 1.2 | Conventional Hydroelectric | WAT | HY | (P) Planned for installation, but regulatory approvals not initiated | 1.5 | TRUE | 0
1 | 2028 | 10 | 61906 | Rye Development | IPP | Rokeby L&D Hydroelectric Project | OH | 62426 | NA1 | 1.5 | Conventional Hydroelectric | WAT | HY | (P) Planned for installation, but regulatory approvals not initiated | 2 | TRUE | 0
1 | 2028 | 10 | 61906 | Rye Development | IPP | Sardis Lake Hydroelectric Project | MS | 62425 | NA1 | 5.5 | Conventional Hydroelectric | WAT | HY | (P) Planned for installation, but regulatory approvals not initiated | 7.5 | TRUE | 0
1 | 2028 | 10 | 63626 | Two Rivers Wind LLC | IPP | Two Rivers Wind Facility | WY | 63972 | TR1 | 6.1 | Onshore Wind Turbine | WND | WT | (L) Regulatory approvals pending. Not under construction | 6.1 | TRUE | 0
1 | 2028 | 10 | 64545 | Vesper Energy Development LLC | IPP | Sunscape Renewable Energy | TX | 68034 | SNSCB | 500 | Batteries | MWH | BA | (P) Planned for installation, but regulatory approvals not initiated | 500 | TRUE | 0
1 | 2028 | 10 | 64545 | Vesper Energy Development LLC | IPP | Sunscape Renewable Energy | TX | 68034 | SNSCP | 500 | Solar Photovoltaic | SUN | PV | (P) Planned for installation, but regulatory approvals not initiated | 500 | TRUE | 0
1 | 2028 | 11 | 58880 | Gallegos Wind Farm LLC | IPP | Gallegos Wind Farm, Phase 1 | NM | 59047 | GEN 1 | 190 | Onshore Wind Turbine | WND | WT | (P) Planned for installation, but regulatory approvals not initiated | 190 | TRUE | 0
1 | 2028 | 11 | 61906 | Rye Development | IPP | Beverly L&D Hydroelectric Project | OH | 62403 | NA2 | 1.2 | Conventional Hydroelectric | WAT | HY | (P) Planned for installation, but regulatory approvals not initiated | 1.5 | TRUE | 0
1 | 2028 | 11 | 61906 | Rye Development | IPP | Devola L&D Hydroelectric Project | OH | 62435 | NA2 | 1 | Conventional Hydroelectric | WAT | HY | (P) Planned for installation, but regulatory approvals not initiated | 2 | TRUE | 0
1 | 2028 | 11 | 61906 | Rye Development | IPP | Enid Lake Hydroelectric Project | MS | 62432 | NA2 | 1.5 | Conventional Hydroelectric | WAT | HY | (P) Planned for installation, but regulatory approvals not initiated | 2.5 | TRUE | 0
1 | 2028 | 11 | 61906 | Rye Development | IPP | KY No. 11 L&D Hydroelectric Project | KY | 62390 | NA2 | 0.3 | Conventional Hydroelectric | WAT | HY | (P) Planned for installation, but regulatory approvals not initiated | 0.5 | TRUE | 0
1 | 2028 | 11 | 61906 | Rye Development | IPP | KY No. 11 L&D Hydroelectric Project | KY | 62390 | NA3 | 0.3 | Conventional Hydroelectric | WAT | HY | (P) Planned for installation, but regulatory approvals not initiated | 0.5 | TRUE | 0
1 | 2028 | 11 | 61906 | Rye Development | IPP | KY No. 11 L&D Hydroelectric Project | KY | 62390 | NA4 | 0.3 | Conventional Hydroelectric | WAT | HY | (P) Planned for installation, but regulatory approvals not initiated | 0.5 | TRUE | 0
1 | 2028 | 11 | 61906 | Rye Development | IPP | KY No. 11 L&D Hydroelectric Project | KY | 62390 | NA5 | 0.3 | Conventional Hydroelectric | WAT | HY | (P) Planned for installation, but regulatory approvals not initiated | 0.5 | TRUE | 0
1 | 2028 | 11 | 61906 | Rye Development | IPP | Lowell L&D Hydroelectric Project | OH | 62429 | NA2 | 2 | Conventional Hydroelectric | WAT | HY | (P) Planned for installation, but regulatory approvals not initiated | 2.5 | TRUE | 0
1 | 2028 | 11 | 61906 | Rye Development | IPP | Malta L&D Hydroelectric Project | OH | 62428 | NA1 | 1 | Conventional Hydroelectric | WAT | HY | (P) Planned for installation, but regulatory approvals not initiated | 2 | TRUE | 0
1 | 2028 | 11 | 61906 | Rye Development | IPP | Malta L&D Hydroelectric Project | OH | 62428 | NA2 | 1 | Conventional Hydroelectric | WAT | HY | (P) Planned for installation, but regulatory approvals not initiated | 2 | TRUE | 0
1 | 2028 | 11 | 61906 | Rye Development | IPP | Maxwell L&D Hydroelectric Project | PA | 62385 | NA1 | 4.5 | Conventional Hydroelectric | WAT | HY | (P) Planned for installation, but regulatory approvals not initiated | 6 | TRUE | 0
1 | 2028 | 11 | 61906 | Rye Development | IPP | Monongahela L&D4 Hydroelectric Project | PA | 62404 | NA2 | 4.5 | Conventional Hydroelectric | WAT | HY | (P) Planned for installation, but regulatory approvals not initiated | 6 | TRUE | 0
1 | 2028 | 11 | 61906 | Rye Development | IPP | Montgomery L&D Hydroelectric Project | PA | 62400 | NA2 | 5.5 | Conventional Hydroelectric | WAT | HY | (P) Planned for installation, but regulatory approvals not initiated | 6.8 | TRUE | 0
1 | 2028 | 11 | 61906 | Rye Development | IPP | Philo L&D Hydroelectric Project | OH | 62427 | NA2 | 1.2 | Conventional Hydroelectric | WAT | HY | (P) Planned for installation, but regulatory approvals not initiated | 1.5 | TRUE | 0
1 | 2028 | 11 | 61906 | Rye Development | IPP | Point Marion L&D Hydroelectric Project | PA | 62384 | NA1 | 1.5 | Conventional Hydroelectric | WAT | HY | (P) Planned for installation, but regulatory approvals not initiated | 2.5 | TRUE | 0
1 | 2028 | 11 | 61906 | Rye Development | IPP | Rokeby L&D Hydroelectric Project | OH | 62426 | NA2 | 1.5 | Conventional Hydroelectric | WAT | HY | (P) Planned for installation, but regulatory approvals not initiated | 2 | TRUE | 0
1 | 2028 | 11 | 61906 | Rye Development | IPP | Sardis Lake Hydroelectric Project | MS | 62425 | NA2 | 5.5 | Conventional Hydroelectric | WAT | HY | (P) Planned for installation, but regulatory approvals not initiated | 7.5 | TRUE | 0
1 | 2028 | 12 | 64246 | 99MT 8me, LLC | IPP | Sienna Solar Farm | CA | 64632 | 99MT8 | 200 | Solar Photovoltaic | SUN | PV | (P) Planned for installation, but regulatory approvals not initiated | 200 | TRUE | 0
1 | 2028 | 12 | 64246 | 99MT 8me, LLC | IPP | Sienna Solar Farm | CA | 64632 | 99MTB | 200 | Batteries | MWH | BA | (P) Planned for installation, but regulatory approvals not initiated | 200 | TRUE | 0
1 | 2028 | 12 | 64904 | AES Clean Energy | IPP | Robeson Solar I | NC | 68043 | ROBES | 80 | Solar Photovoltaic | SUN | PV | (P) Planned for installation, but regulatory approvals not initiated | 80 | TRUE | 0
1 | 2028 | 12 | 807 | Arkansas Electric Coop Corp | Electric Utility | Naples Power Plant | TX | 68273 | 1 | 450 | Natural Gas Fired Combustion Turbine | NG | GT | (P) Planned for installation, but regulatory approvals not initiated | 450 | TRUE | 0
1 | 2028 | 12 | 807 | Arkansas Electric Coop Corp | Electric Utility | Naples Power Plant | TX | 68273 | 2 | 450 | Natural Gas Fired Combustion Turbine | NG | GT | (P) Planned for installation, but regulatory approvals not initiated | 450 | TRUE | 0
1 | 2028 | 12 | 66607 | Belltown Power Texas 2, LLC | IPP | Augite Storage | TX | 68164 | AUGBA | 151.4 | Batteries | MWH | BA | (L) Regulatory approvals pending. Not under construction | 151.4 | TRUE | 0
1 | 2028 | 12 | 66731 | BrightNight Power | IPP | Mayfield Solar and Storage | KY | 68368 | MYSO | 200 | Solar Photovoltaic | SUN | PV | (L) Regulatory approvals pending. Not under construction | 200 | TRUE | 0
1 | 2028 | 12 | 66731 | BrightNight Power | IPP | Pepper Hammock Solar and Storage | GA | 68367 | PEHA | 400 | Solar Photovoltaic | SUN | PV | (L) Regulatory approvals pending. Not under construction | 400 | TRUE | 0
1 | 2028 | 12 | 66701 | CENT bn, LLC | IPP | Centralia Battery Energy Storage System | WA | 68282 | CENT | 200 | Batteries | MWH | BA | (L) Regulatory approvals pending. Not under construction | 200 | TRUE | 0
1 | 2028 | 12 | 61817 | Collard Holdings, LLC | IPP | Collard Holdings Solar | NC | 62317 | PV | 10 | Solar Photovoltaic | SUN | PV | (L) Regulatory approvals pending. Not under construction | 10 | TRUE | 0
1 | 2028 | 12 | 64388 | ConnectGen Montgomery County LLC | IPP | Mill Point Solar | NY | 64912 | CMPS1 | 250 | Solar Photovoltaic | SUN | PV | (P) Planned for installation, but regulatory approvals not initiated | 250 | TRUE | 0
1 | 2028 | 12 | 66733 | Crossroads bn, LLC | IPP | Crossroads Solar - GA | GA | 68333 | CROS | 150 | Solar Photovoltaic | SUN | PV | (L) Regulatory approvals pending. Not under construction | 150 | TRUE | 0
1 | 2028 | 12 | 66735 | DEGA bn, LLC | IPP | Dega Solar and Storage | AL | 68332 | DEGA1 | 200 | Solar Photovoltaic | SUN | PV | (L) Regulatory approvals pending. Not under construction | 200 | TRUE | 0
1 | 2028 | 12 | 66735 | DEGA bn, LLC | IPP | Dega Solar and Storage | AL | 68332 | DEGA2 | 200 | Batteries | MWH | BA | (L) Regulatory approvals pending. Not under construction | 200 | TRUE | 0
1 | 2028 | 12 | 66702 | DESA bn, LLC | IPP | Desert Sand BESS | AZ | 68283 | DESA | 300 | Batteries | MWH | BA | (L) Regulatory approvals pending. Not under construction | 300 | TRUE | 0
1 | 2028 | 12 | 66771 | Dos Rios Wind Farm, LLC | IPP | Dos Rios Wind | OK | 68381 | DR | 220 | Onshore Wind Turbine | WND | WT | (P) Planned for installation, but regulatory approvals not initiated | 220 | TRUE | 0
1 | 2028 | 12 | 56201 | Engie North America | IPP | Octans | TX | 65590 | OCTNS | 125 | Batteries | MWH | BA | (U) Under construction, less than or equal to 50 percent complete | 125 | TRUE | 1
1 | 2028 | 12 | 11241 | Entergy Louisiana LLC | Electric Utility | Titanium Advanced Power Station | LA | 68214 | 1A | 435.4 | Natural Gas Fired Combined Cycle | NG | CT | (L) Regulatory approvals pending. Not under construction | 469.3 | TRUE | 0
1 | 2028 | 12 | 11241 | Entergy Louisiana LLC | Electric Utility | Titanium Advanced Power Station | LA | 68214 | 1B | 302.8 | Natural Gas Fired Combined Cycle | NG | CA | (L) Regulatory approvals pending. Not under construction | 311 | TRUE | 0
1 | 2028 | 12 | 11241 | Entergy Louisiana LLC | Electric Utility | Titanium Advanced Power Station | LA | 68214 | 2A | 435.4 | Natural Gas Fired Combined Cycle | NG | CT | (L) Regulatory approvals pending. Not under construction | 469.3 | TRUE | 0
1 | 2028 | 12 | 11241 | Entergy Louisiana LLC | Electric Utility | Titanium Advanced Power Station | LA | 68214 | 2B | 302.8 | Natural Gas Fired Combined Cycle | NG | CA | (L) Regulatory approvals pending. Not under construction | 311 | TRUE | 0
1 | 2028 | 12 | 66756 | Girasol Solar Farm LLC | IPP | Girasol Solar Farm | MS | 68352 | GIPV1 | 100 | Solar Photovoltaic | SUN | PV | (P) Planned for installation, but regulatory approvals not initiated | 100 | TRUE | 0
1 | 2028 | 12 | 66737 | HOHI bn, LLC | IPP | Hop Hill Solar Generation and BESS | WA | 68342 | HOHI1 | 1400 | Solar Photovoltaic | SUN | PV | (L) Regulatory approvals pending. Not under construction | 1400 | TRUE | 0
1 | 2028 | 12 | 66737 | HOHI bn, LLC | IPP | Hop Hill Solar Generation and BESS | WA | 68342 | HOHI2 | 1400 | Batteries | MWH | BA | (L) Regulatory approvals pending. Not under construction | 1400 | TRUE | 0
1 | 2028 | 12 | 66636 | IP Roman, LLC | IPP | IP Roman Solar | TX | 68201 | ROMS | 425 | Solar Photovoltaic | SUN | PV | (P) Planned for installation, but regulatory approvals not initiated | 425 | TRUE | 0
1 | 2028 | 12 | 66636 | IP Roman, LLC | IPP | IP Roman Wind | TX | 68202 | ROMW | 575 | Onshore Wind Turbine | WND | WT | (P) Planned for installation, but regulatory approvals not initiated | 575 | TRUE | 0
1 | 2028 | 12 | 66682 | MAHI bn, LLC | IPP | Flag Run Solar | IN | 68288 | MAHI | 200 | Solar Photovoltaic | SUN | PV | (L) Regulatory approvals pending. Not under construction | 200 | TRUE | 0
1 | 2028 | 12 | 66508 | Moonlight Flats Solar Power, LLC | IPP | Moonlight Flats Solar Power 1 | PA | 67950 | MFS1 | 250 | Solar Photovoltaic | SUN | PV | (P) Planned for installation, but regulatory approvals not initiated | 250 | TRUE | 0
0 | 2028 | 12 | 61956 | Mount Sinai South Nassau Hospital | Commercial | Mount Sinai South Nassau Hospital | NY | 62447 | 5 | 3.9 | Petroleum Liquids | DFO | IC | (V) Under construction, more than 50 percent complete | 3.9 | FALSE | 1
0 | 2028 | 12 | 61956 | Mount Sinai South Nassau Hospital | Commercial | Mount Sinai South Nassau Hospital | NY | 62447 | 6 | 3.9 | Petroleum Liquids | DFO | IC | (V) Under construction, more than 50 percent complete | 3.9 | FALSE | 1
1 | 2028 | 12 | 14354 | PacifiCorp | IPP | Arco Wind and Solar Project | ID | 66651 | C2-92 | 206 | Onshore Wind Turbine | WND | WT | (T) Regulatory approvals received. Not under construction | 206 | TRUE | 1
1 | 2028 | 12 | 66490 | Pigeon Run Solar, LLC | IPP | Pigeon Run Solar Project | VA | 64767 | TC001 | 60 | Solar Photovoltaic | SUN | PV | (P) Planned for installation, but regulatory approvals not initiated | 60 | TRUE | 0
1 | 2028 | 12 | 61784 | Rolling Upland Wind Farm LLC | IPP | Rolling Upland Wind Farm LLC | NY | 62262 | GEN1 | 71.4 | Onshore Wind Turbine | WND | WT | (P) Planned for installation, but regulatory approvals not initiated | 71.4 | TRUE | 0
1 | 2028 | 12 | 61906 | Rye Development | IPP | Maxwell L&D Hydroelectric Project | PA | 62385 | NA2 | 4.5 | Conventional Hydroelectric | WAT | HY | (P) Planned for installation, but regulatory approvals not initiated | 6 | TRUE | 0
1 | 2028 | 12 | 61906 | Rye Development | IPP | Montgomery L&D Hydroelectric Project | PA | 62400 | NA3 | 5.5 | Conventional Hydroelectric | WAT | HY | (P) Planned for installation, but regulatory approvals not initiated | 6.8 | TRUE | 0
1 | 2028 | 12 | 61906 | Rye Development | IPP | Point Marion L&D Hydroelectric Project | PA | 62384 | NA2 | 1.5 | Conventional Hydroelectric | WAT | HY | (P) Planned for installation, but regulatory approvals not initiated | 2.5 | TRUE | 0
1 | 2028 | 12 | 65144 | Samsung C&T Renewables, LLC | IPP | Richwood Solar and Storage | OH | 68019 | RICBA | 50 | Batteries | MWH | BA | (P) Planned for installation, but regulatory approvals not initiated | 50 | TRUE | 0
1 | 2028 | 12 | 64540 | TransAlta Corporation | IPP | Prairie Violet Wind LLC | IL | 66343 | PVLET | 130 | Onshore Wind Turbine | WND | WT | (P) Planned for installation, but regulatory approvals not initiated | 130 | TRUE | 0
1 | 2028 | 12 | 66259 | Vista Sands Solar LLC | IPP | Vista Sands Solar | WI | 67551 | VISTA | 1182 | Solar Photovoltaic | SUN | PV | (L) Regulatory approvals pending. Not under construction | 1182 | TRUE | 0
1 | 2028 | 12 | 66491 | Zenith Solar, LLC | IPP | Zenith Solar | VA | 64768 | TC001 | 60 | Solar Photovoltaic | SUN | PV | (P) Planned for installation, but regulatory approvals not initiated | 60 | TRUE | 0
1 | 2029 | 1 | 66397 | CG Northwestern Solar I LLC | IPP | Robinson Solar | NV | 67819 | CRSB1 | 1000 | Batteries | MWH | BA | (P) Planned for installation, but regulatory approvals not initiated | 1000 | TRUE | 0
1 | 2029 | 1 | 66397 | CG Northwestern Solar I LLC | IPP | Robinson Solar | NV | 67819 | CRSS1 | 1000 | Solar Photovoltaic | SUN | PV | (P) Planned for installation, but regulatory approvals not initiated | 1000 | TRUE | 0
1 | 2029 | 1 | 22500 | Evergy Kansas Central, Inc | Electric Utility | Viola Generating Station | KS | 68294 | VIO1 | 693.2 | Natural Gas Fired Combined Cycle | NG | CS | (L) Regulatory approvals pending. Not under construction | 765 | TRUE | 0
1 | 2029 | 4 | 66430 | Kingstree East 230 LLC | IPP | Kingstree East 230 Solar Project | SC | 67862 | SOLAR | 249 | Solar Photovoltaic | SUN | PV | (T) Regulatory approvals received. Not under construction | 249 | TRUE | 1
1 | 2029 | 7 | 64904 | AES Clean Energy | IPP | Riverside Solar LLC | NY | 67325 | NYRIV | 100 | Solar Photovoltaic | SUN | PV | (P) Planned for installation, but regulatory approvals not initiated | 100 | TRUE | 0
1 | 2029 | 9 | 64970 | Hecate Grid Humidor Storage 1 LLC | IPP | Humidor Storage I | CA | 65703 | HEHUM | 300 | Batteries | MWH | BA | (L) Regulatory approvals pending. Not under construction | 300 | TRUE | 0
1 | 2029 | 10 | 61785 | EDP Renewables North America LLC | IPP | Saddle Mountain East Wind Farm | WA | 62263 | GEN1 | 126 | Onshore Wind Turbine | WND | WT | (P) Planned for installation, but regulatory approvals not initiated | 126 | TRUE | 0
1 | 2029 | 10 | 64457 | VCP Realty, LLC | IPP | Crooked Trail Solar | ME | 68416 | CTS1 | 68 | Solar Photovoltaic | SUN | PV | (P) Planned for installation, but regulatory approvals not initiated | 68 | TRUE | 0
1 | 2029 | 11 | 63966 | Emerick Wind, LLC | IPP | Emerick Wind | NE | 64344 | 9999 | 322 | Onshore Wind Turbine | WND | WT | (P) Planned for installation, but regulatory approvals not initiated | 322 | TRUE | 0
1 | 2029 | 12 | 65708 | Buffalo Branch Wind and Solar LLC | IPP | Buffalo Branch Wind and Solar LLC | MO | 66701 | BB1 | 247 | Onshore Wind Turbine | WND | WT | (P) Planned for installation, but regulatory approvals not initiated | 247 | TRUE | 0
1 | 2029 | 12 | 58842 | Power Company of Wyoming LLC | IPP | Chokecherry and Sierra Madre Wind | WY | 58987 | I-A | 892.8 | Onshore Wind Turbine | WND | WT | (U) Under construction, less than or equal to 50 percent complete | 892.8 | TRUE | 1
1 | 2029 | 12 | 58842 | Power Company of Wyoming LLC | IPP | Chokecherry and Sierra Madre Wind | WY | 58987 | I-B | 885.6 | Onshore Wind Turbine | WND | WT | (U) Under construction, less than or equal to 50 percent complete | 885.6 | TRUE | 1
1 | 2029 | 12 | 66593 | SR Jasper, LLC | IPP | SR Jasper | MS | 68105 | JASP | 150 | Solar Photovoltaic | SUN | PV | (T) Regulatory approvals received. Not under construction | 150 | TRUE | 1
0 | 2030 | 1 | 1182 | BASF Corporation | Industrial | Geismar | LA | 10319 | GEN4 | 42 | Natural Gas Fired Combustion Turbine | NG | GT | (P) Planned for installation, but regulatory approvals not initiated | 45 | FALSE | 0
0 | 2030 | 1 | 1182 | BASF Corporation | Industrial | Geismar | LA | 10319 | GEN5 | 25 | Natural Gas Steam Turbine | NG | ST | (P) Planned for installation, but regulatory approvals not initiated | 25 | FALSE | 0
1 | 2030 | 1 | 58468 | Dominion Renewable Energy | IPP | Bellflower Solar (VA) | VA | 68071 | BELLF | 600 | Solar Photovoltaic | SUN | PV | (P) Planned for installation, but regulatory approvals not initiated | 600 | TRUE | 0
1 | 2030 | 1 | 22500 | Evergy Kansas Central, Inc | Electric Utility | McNew Generating Station | KS | 68295 | MCN1 | 690.4 | Natural Gas Fired Combined Cycle | NG | CS | (L) Regulatory approvals pending. Not under construction | 765 | TRUE | 0
1 | 2030 | 1 | 12698 | Evergy Missouri West | Electric Utility | Mullin Creek #1 Generating Station | MO | 68296 | MC1 | 425.1 | Natural Gas Fired Combustion Turbine | NG | GT | (L) Regulatory approvals pending. Not under construction | 489.7 | TRUE | 0
1 | 2030 | 1 | 55983 | Luminant Generation Company LLC | IPP | Alira | TX | 63193 | UNIT1 | 222.8 | Solar Photovoltaic | SUN | PV | (L) Regulatory approvals pending. Not under construction | 222.8 | TRUE | 0
1 | 2030 | 4 | 66464 | 210MS 8me, LLC | IPP | Brittlebush Solar and Battery Storage | TX | 67895 | 21MSA | 400 | Solar Photovoltaic | SUN | PV | (P) Planned for installation, but regulatory approvals not initiated | 400 | TRUE | 0
1 | 2030 | 4 | 66464 | 210MS 8me, LLC | IPP | Brittlebush Solar and Battery Storage | TX | 67895 | 21MSB | 400 | Batteries | MWH | BA | (P) Planned for installation, but regulatory approvals not initiated | 400 | TRUE | 0
1 | 2030 | 4 | 64452 | EDF Renewables Development, Inc. | IPP | Lycan Solar Project | CA | 66805 | LYCN2 | 400 | Batteries | MWH | BA | (P) Planned for installation, but regulatory approvals not initiated | 400 | TRUE | 0
1 | 2030 | 10 | 65110 | Winding Stair Wind | IPP | Winding Stair Wind | IA | 65938 | WINDG | 212 | Onshore Wind Turbine | WND | WT | (L) Regulatory approvals pending. Not under construction | 212 | TRUE | 0
1 | 2030 | 12 | 58842 | Power Company of Wyoming LLC | IPP | Chokecherry and Sierra Madre Wind | WY | 58987 | II-A | 980.1 | Onshore Wind Turbine | WND | WT | (U) Under construction, less than or equal to 50 percent complete | 980.1 | TRUE | 1
0 | 2030 | 12 | 58105 | University of Redlands | Commercial | Energy Center | CA | 58168 | TURB4 | 0.3 | Natural Gas Fired Combustion Turbine | NG | GT | (P) Planned for installation, but regulatory approvals not initiated | 0.3 | FALSE | 0
0 | 2030 | 12 | 58105 | University of Redlands | Commercial | Energy Center | CA | 58168 | TURB5 | 0.3 | Natural Gas Fired Combustion Turbine | NG | GT | (P) Planned for installation, but regulatory approvals not initiated | 0.3 | FALSE | 0
0 | 2030 | 12 | 58105 | University of Redlands | Commercial | Energy Center | CA | 58168 | TURB6 | 0.3 | Natural Gas Fired Combustion Turbine | NG | GT | (P) Planned for installation, but regulatory approvals not initiated | 0.3 | FALSE | 0
1 | 2031 | 6 | 66527 | May Renewables LLC | IPP | May Renewables | SC | 67981 | MAYB | 100 | Batteries | MWH | BA | (P) Planned for installation, but regulatory approvals not initiated | 100 | TRUE | 0
1 | 2031 | 12 | 58842 | Power Company of Wyoming LLC | IPP | Chokecherry and Sierra Madre Wind | WY | 58987 | II-B | 792 | Onshore Wind Turbine | WND | WT | (U) Under construction, less than or equal to 50 percent complete | 792 | TRUE | 1
1 | 2039 | 12 | 56789 | TBE Montgomery LLC | IPP | TBE-Montgomery LLC | NY | 57472 | CTG | 11.6 | Other Waste Biomass | OBG | CT | (U) Under construction, less than or equal to 50 percent complete | 12 | TRUE | 1
1 | 2039 | 12 | 56789 | TBE Montgomery LLC | IPP | TBE-Montgomery LLC | NY | 57472 | STG | 7.4 | Other Waste Biomass | OBG | CA | (U) Under construction, less than or equal to 50 percent complete | 9 | TRUE | 1
1 | NOTES: Capacity from facilities with a total generator nameplate capacity less than 1 MW are excluded from this table. Entity ID and Plant ID are official, unique identification numbers assigned by EIA; Generator IDs are assigned by plant owners and/or operators. Descriptions for the Energy Source Codes and the Prime Mover Codes listed in the table can be found in the Technical Notes. Sources: U.S. Energy Information Administration, Form EIA-860, 'Annual Electric Generator Report' and Form EIA-860M, 'Monthly Update to the Annual Electric Generator Report.' | [14 empty] | #N/A | 0

## Calculations (hidden)
2021-01-01
Status | (All)
Plant Producer Type | (Multiple Items)
Model Energy Source
Sum of Net Summer Capacity (MW) | Column Labels
Row Labels | 2020 | 2021 | 2022 | 2023 | 2024 | 2025 | 2026 | 2027
Batteries | 394.1 | 4025 | 1966.2 | 3848.3 | 100 |  |  |  | NA
Conventional Hydroelectric | 5.2 | 104.8 | 19.8 | 177.6 |  | 9 |  | 9.6 | hydro
Geothermal |  | 42 | [6 empty] | geothermal
Landfill Gas | 1.4 |  | 3 |  | 3.2 |  |  |  | biomass
Natural Gas Fired Combined Cycle |  | 3529.6 | 13680.7 | 7174.7 | 2671.9 | 3143.8 |  |  | natural gas combined cycle
Natural Gas Fired Combustion Turbine | 364.4 | 2124.3 | 1145.9 | 746.8 | 517 |  |  |  | natural gas peaker
Natural Gas Internal Combustion Engine |  | 55.2 | [6 empty] | natural gas peaker
Natural Gas Steam Turbine |  |  |  | 335 |  |  |  |  | natural gas steam turbine
Natural Gas with Compressed Air Storage |  |  |  | 317 |  |  |  |  | natural gas peaker
Nuclear |  | 1100 | 1100 |  |  |  | 380 | 190 | nuclear
Offshore Wind Turbine |  | 12 | 20.4 | 920 | 1100 |  |  |  | offshore wind
Onshore Wind Turbine | 10166 | 15280.7 | 3600.6 | 2446.5 | 895.5 | 1360 | 750 |  | onshore wind
Other Natural Gas | 3.7 | 33.5 | 8.4 | [5 empty] | natural gas peaker
Other Waste Biomass |  | 41 | 1.2 | 19 |  |  |  |  | biomass
Petroleum Liquids | 3.1 | 1.7 | [6 empty] | petroleum
Solar Photovoltaic | 4254.6 | 16239.4 | 12316 | 8213.1 | 1100 | 7 |  |  | solar PV
Solar Thermal without Energy Storage | [5 empty] | 200 |  |  | solar thermal
Wood/Wood Waste Biomass |  |  | 42 | [5 empty] | biomass
Grand Total | 15192.5 | 42589.2 | 33904.2 | 24198 | 6387.6 | 4719.8 | 1130 | 199.6
2022-01-01
Status | (All)
Plant Producer Type | (Multiple Items)
Model Energy Source
Sum of Net Summer Capacity (MW) | Column Labels
Row Labels | 2021 | 2022 | 2023 | 2024 | 2025 | 2026 | 2027 | 2030
Batteries | 1118.8 | 5404.8 | 5335 | 1130 | 30 |  |  |  | NA
Conventional Hydroelectric |  | 28 | 78.3 | 110.6 | 20 | 1.5 | 9.6 |  | hydro
Geothermal |  | 42 | [6 empty] | geothermal
Landfill Gas |  | 4.6 | [6 empty] | biomass
Natural Gas Fired Combined Cycle |  | 8256 | 4270.8 | 3266.7 | 7063.2 |  | 680 |  | natural gas combined cycle
Natural Gas Fired Combustion Turbine | 806 | 1534.1 | 1616.6 | 517 | 5 |  |  |  | natural gas peaker
Natural Gas Internal Combustion Engine |  |  | 125.3 | 136 |  |  |  |  | natural gas peaker
Natural Gas Steam Turbine |  |  | 335 | [5 empty] | natural gas steam turbine
Natural Gas with Compressed Air Storage |  |  | 158.5 | 158.5 |  |  |  |  | natural gas peaker
Nuclear |  | 1114 | 1114 |  |  | 380 | 190 |  | nuclear
Offshore Wind Turbine |  |  |  | 1920.4 |  | 120 | 1265 |  | offshore wind
Onshore Wind Turbine | 5326.3 | 7743.6 | 4267.2 | 2347.5 | 2290 | 1500 |  |  | onshore wind
Other Natural Gas | 15.8 | 34.8 | [6 empty] | natural gas peaker
Other Waste Biomass |  | 41 | 19 | [5 empty] | biomass
Petroleum Liquids |  | 25.4 | [6 empty] | petroleum
Solar Photovoltaic | 4350.8 | 21625.1 | 17328.8 | 5097.4 | 885 | 1051.8 |  | 222.8 | solar PV
Solar Thermal without Energy Storage |  |  |  |  | 200 |  |  |  | solar thermal
Grand Total | 11617.7 | 45853.4 | 34648.5 | 14684.1 | 10493.2 | 3053.3 | 2144.6 | 222.8
2023
Model Energy Source
Sum of Net Summer Capacity (MW) | Column Labels
Row Labels | 2023 | 2024 | 2025 | 2026 | 2027 | 2028 | 2029 | 2030
Batteries | 12345.8 | 12018.6 | 7876.5 | 2939 | 352.5 | 20 |  |  | NA
Conventional Hydroelectric | 22.6 | 10.3 | 10.4 | 31.4 | 51.1 | 132.3 |  |  | hydro
Geothermal | 25 | 16 | [6 empty] | geothermal
Landfill Gas | 7.5 |  |  | 6.4 |  |  |  |  | biomass
Natural Gas Fired Combined Cycle | 5442.2 | 97.8 | 4109.6 | 2749.6 | 524.5 |  |  |  | natural gas combined cycle
Natural Gas Fired Combustion Turbine | 1338.2 | 2208.7 | 1068.6 | 775.5 | 42 |  |  |  | natural gas peaker
Natural Gas Internal Combustion Engine | 379.9 | 273.2 | 295.6 | [5 empty] | natural gas peaker
Natural Gas Steam Turbine | 11 | 4.6 |  |  | 25 |  |  |  | natural gas steam turbine
Natural Gas with Compressed Air Storage |  |  |  |  | 317 |  |  |  | natural gas peaker
Nuclear | 2228 | 1114 |  |  |  |  | 72.7 | 363.5 | nuclear
Offshore Wind Turbine | 130 | 2015 | 715 | 986.4 | 1265 |  | 1148 |  | offshore wind
Onshore Wind Turbine | 7864.7 | 3999.1 | 4991.2 | 1494.9 | 2285 | 821.4 | 750 |  | onshore wind
Other Natural Gas | 14 | [7 empty] | natural gas peaker
Other Waste Biomass | 9 | 51 | [6 empty] | biomass
Petroleum Liquids | 69 | [7 empty] | petroleum
Solar Photovoltaic | 28795.2 | 32837.3 | 20404.9 | 8079.8 | 4939 | 628 | 100 | 222.8 | solar PV
Solar Thermal without Energy Storage |  |  |  |  | 200 |  |  |  | solar thermal
Wood/Wood Waste Biomass |  |  | 20 | [5 empty] | biomass
#N/A

## Operable_860_2023
2023 Form EIA-860 Data - Schedule 3, 'Generator Data' (Operable Units Only)
EPS Tech | EPS | Include | Utility ID | Utility Name | Plant Code | Plant Name | State | County | Generator ID | Technology | Prime Mover | Unit Code | Ownership | Summer Capacity (MW) | Winter Capacity (MW) | Minimum Load (MW) | Uprate or Derate Completed During Year | Operating Year | Planned Retirement Month | Planned Retirement Year | Associated with Combined Heat and Power System | Sector Name | Sector | Topping or Bottoming | Energy Source 1 | Energy Source 2 | Energy Source 3 | Energy Source 4 | Energy Source 5 | Energy Source 6
Petroleum Liquids.DFO | petroleum | TRUE | 63560 | Sand Point Generating, LLC | 1 | Sand Point | AK | Aleutians East | 1 | Petroleum Liquids | IC |  | S | 0.4 | 0.4 | 0.4 | N | 2000 |  |  | N | Electric Utility | 1 | X | DFO
Petroleum Liquids.DFO | petroleum | TRUE | 63560 | Sand Point Generating, LLC | 1 | Sand Point | AK | Aleutians East | 2 | Petroleum Liquids | IC |  | S | 0.3 | 0.3 | 0.3 | N | 2000 |  |  | N | Electric Utility | 1 | X | DFO
Petroleum Liquids.DFO | petroleum | TRUE | 63560 | Sand Point Generating, LLC | 1 | Sand Point | AK | Aleutians East | 3 | Petroleum Liquids | IC |  | S | 0.3 | 0.3 | 0.3 | N | 2010 |  |  | N | Electric Utility | 1 | X | DFO
Petroleum Liquids.DFO | petroleum | TRUE | 63560 | Sand Point Generating, LLC | 1 | Sand Point | AK | Aleutians East | 5.1 | Petroleum Liquids | IC |  | S | 0.3 | 0.3 | 0.2 | N | 2023 |  |  | Y | Electric Utility | 1 | X | DFO
Onshore Wind Turbine.WND | onshore wind | TRUE | 63560 | Sand Point Generating, LLC | 1 | Sand Point | AK | Aleutians East | WT1 | Onshore Wind Turbine | WT |  | S | 0.1 | 0.1 | 0.1 | N | 2011 |  |  | N | Electric Utility | 1 | X | WND
Onshore Wind Turbine.WND | onshore wind | TRUE | 63560 | Sand Point Generating, LLC | 1 | Sand Point | AK | Aleutians East | WT2 | Onshore Wind Turbine | WT |  | S | 0.3 | 0.3 | 0.3 | N | 2011 |  |  | N | Electric Utility | 1 | X | WND
Conventional Hydroelectric.WAT | hydro | TRUE | 195 | Alabama Power Co | 2 | Bankhead Dam | AL | Tuscaloosa | 1 | Conventional Hydroelectric | HY |  | S | 53 | 53 | 52 | N | 1963 |  |  | N | Electric Utility | 1 | X | WAT
Natural Gas Steam Turbine.NG | natural gas steam turbine | TRUE | 195 | Alabama Power Co | 3 | Barry | AL | Mobile | 1 | Natural Gas Steam Turbine | ST |  | S | 80 | 80 | 55 | N | 1954 |  |  | N | Electric Utility | 1 | X | NG
Natural Gas Steam Turbine.NG | natural gas steam turbine | TRUE | 195 | Alabama Power Co | 3 | Barry | AL | Mobile | 2 | Natural Gas Steam Turbine | ST |  | S | 80 | 80 | 55 | N | 1954 |  |  | N | Electric Utility | 1 | X | NG
Conventional Steam Coal.BIT | hard coal | TRUE | 195 | Alabama Power Co | 3 | Barry | AL | Mobile | 4 | Conventional Steam Coal | ST |  | S | 362 | 362 | 200 | N | 1969 |  |  | N | Electric Utility | 1 | X | BIT
Conventional Steam Coal.BIT | hard coal | TRUE | 195 | Alabama Power Co | 3 | Barry | AL | Mobile | 5 | Conventional Steam Coal | ST |  | S | 756.5 | 756.5 | 465 | N | 1971 |  |  | N | Electric Utility | 1 | X | BIT
Natural Gas Fired Combined Cycle.NG | natural gas combined cycle | TRUE | 195 | Alabama Power Co | 3 | Barry | AL | Mobile | A1CT | Natural Gas Fired Combined Cycle | CT | G521 | S | 184.4 | 194.5 | 90 | N | 2000 |  |  | N | Electric Utility | 1 | X | NG
Natural Gas Fired Combined Cycle.NG | natural gas combined cycle | TRUE | 195 | Alabama Power Co | 3 | Barry | AL | Mobile | A1CT2 | Natural Gas Fired Combined Cycle | CT | G521 | S | 184.4 | 194.5 | 90 | N | 2000 |  |  | N | Electric Utility | 1 | X | NG
Natural Gas Fired Combined Cycle.NG | natural gas combined cycle | TRUE | 195 | Alabama Power Co | 3 | Barry | AL | Mobile | A1ST | Natural Gas Fired Combined Cycle | CA | G521 | S | 200 | 205 | 136 | N | 2000 |  |  | N | Electric Utility | 1 | X | NG
Natural Gas Fired Combined Cycle.NG | natural gas combined cycle | TRUE | 195 | Alabama Power Co | 3 | Barry | AL | Mobile | A2C1 | Natural Gas Fired Combined Cycle | CT | G522 | S | 186.2 | 190 | 86 | N | 2000 |  |  | N | Electric Utility | 1 | X | NG
Natural Gas Fired Combined Cycle.NG | natural gas combined cycle | TRUE | 195 | Alabama Power Co | 3 | Barry | AL | Mobile | A2C2 | Natural Gas Fired Combined Cycle | CT | G522 | S | 186.2 | 190 | 86 | N | 2000 |  |  | N | Electric Utility | 1 | X | NG
Natural Gas Fired Combined Cycle.NG | natural gas combined cycle | TRUE | 195 | Alabama Power Co | 3 | Barry | AL | Mobile | A2ST | Natural Gas Fired Combined Cycle | CA | G522 | S | 195 | 200 | 128 | N | 2000 |  |  | N | Electric Utility | 1 | X | NG
Natural Gas Fired Combined Cycle.NG | natural gas combined cycle | TRUE | 195 | Alabama Power Co | 3 | Barry | AL | Mobile | A3C1 | Natural Gas Fired Combined Cycle | CT | G523 | S | 385 | 443 |  | N | 2023 |  |  | N | Electric Utility | 1 | X | NG
Natural Gas Fired Combined Cycle.NG | natural gas combined cycle | TRUE | 195 | Alabama Power Co | 3 | Barry | AL | Mobile | A3ST | Natural Gas Fired Combined Cycle | CA | G523 | S | 300 | 300 |  | N | 2023 |  |  | N | Electric Utility | 1 | X | NG
Conventional Hydroelectric.WAT | hydro | TRUE | 195 | Alabama Power Co | 4 | Walter Bouldin Dam | AL | Elmore | 1 | Conventional Hydroelectric | HY |  | S | 74.7 | 74.7 | 74 | N | 1967 |  |  | N | Electric Utility | 1 | X | WAT
Conventional Hydroelectric.WAT | hydro | TRUE | 195 | Alabama Power Co | 4 | Walter Bouldin Dam | AL | Elmore | 2 | Conventional Hydroelectric | HY |  | S | 74.7 | 74.7 | 74 | N | 1967 |  |  | N | Electric Utility | 1 | X | WAT
Conventional Hydroelectric.WAT | hydro | TRUE | 195 | Alabama Power Co | 4 | Walter Bouldin Dam | AL | Elmore | 3 | Conventional Hydroelectric | HY |  | S | 74.7 | 74.7 | 74 | N | 1967 |  |  | N | Electric Utility | 1 | X | WAT
Natural Gas Fired Combustion Turbine.NG | natural gas peaker | TRUE | 5701 | El Paso Electric Co | 9 | Copper | TX | El Paso | 1 | Natural Gas Fired Combustion Turbine | GT |  | S | 63 | 65 | 3 | N | 1980 | 12 | 2030 | N | Electric Utility | 1 | X | NG
Natural Gas Steam Turbine.NG | natural gas steam turbine | TRUE | 195 | Alabama Power Co | 10 | Greene County | AL | Greene | 1 | Natural Gas Steam Turbine | ST |  | J | 257.8 | 257.8 | 110 | N | 1965 |  |  | N | Electric Utility | 1 | X | NG
Natural Gas Steam Turbine.NG | natural gas steam turbine | TRUE | 195 | Alabama Power Co | 10 | Greene County | AL | Greene | 2 | Natural Gas Steam Turbine | ST |  | J | 258.3 | 258.3 | 110 | N | 1966 |  |  | N | Electric Utility | 1 | X | NG
Natural Gas Fired Combustion Turbine.NG | natural gas peaker | TRUE | 195 | Alabama Power Co | 10 | Greene County | AL | Greene | GT10 | Natural Gas Fired Combustion Turbine | GT |  | S | 85 | 101 | 66 | N | 1996 |  |  | N | Electric Utility | 1 | X | NG | DFO
Natural Gas Fired Combustion Turbine.NG | natural gas peaker | TRUE | 195 | Alabama Power Co | 10 | Greene County | AL | Greene | GT2 | Natural Gas Fired Combustion Turbine | GT |  | S | 84 | 100 | 66 | N | 1996 |  |  | N | Electric Utility | 1 | X | NG | DFO
Natural Gas Fired Combustion Turbine.NG | natural gas peaker | TRUE | 195 | Alabama Power Co | 10 | Greene County | AL | Greene | GT3 | Natural Gas Fired Combustion Turbine | GT |  | S | 82 | 98 | 66 | N | 1995 |  |  | N | Electric Utility | 1 | X | NG | DFO
Natural Gas Fired Combustion Turbine.NG | natural gas peaker | TRUE | 195 | Alabama Power Co | 10 | Greene County | AL | Greene | GT4 | Natural Gas Fired Combustion Turbine | GT |  | S | 81 | 97 | 66 | N | 1995 |  |  | N | Electric Utility | 1 | X | NG | DFO
Natural Gas Fired Combustion Turbine.NG | natural gas peaker | TRUE | 195 | Alabama Power Co | 10 | Greene County | AL | Greene | GT5 | Natural Gas Fired Combustion Turbine | GT |  | S | 82 | 98 | 66 | N | 1995 |  |  | N | Electric Utility | 1 | X | NG | DFO
Natural Gas Fired Combustion Turbine.NG | natural gas peaker | TRUE | 195 | Alabama Power Co | 10 | Greene County | AL | Greene | GT6 | Natural Gas Fired Combustion Turbine | GT |  | S | 81 | 97 | 66 | N | 1995 |  |  | N | Electric Utility | 1 | X | NG | DFO
Natural Gas Fired Combustion Turbine.NG | natural gas peaker | TRUE | 195 | Alabama Power Co | 10 | Greene County | AL | Greene | GT7 | Natural Gas Fired Combustion Turbine | GT |  | S | 80 | 96 | 66 | N | 1995 |  |  | N | Electric Utility | 1 | X | NG | DFO
Natural Gas Fired Combustion Turbine.NG | natural gas peaker | TRUE | 195 | Alabama Power Co | 10 | Greene County | AL | Greene | GT8 | Natural Gas Fired Combustion Turbine | GT |  | S | 83 | 99 | 66 | N | 1996 |  |  | N | Electric Utility | 1 | X | NG | DFO
Natural Gas Fired Combustion Turbine.NG | natural gas peaker | TRUE | 195 | Alabama Power Co | 10 | Greene County | AL | Greene | GT9 | Natural Gas Fired Combustion Turbine | GT |  | S | 82 | 98 | 66 | N | 1996 |  |  | N | Electric Utility | 1 | X | NG | DFO
Conventional Hydroelectric.WAT | hydro | TRUE | 195 | Alabama Power Co | 11 | H Neely Henry Dam | AL | Calhoun | 1 | Conventional Hydroelectric | HY |  | S | 23.7 | 22.7 | 22.3 | N | 1966 |  |  | N | Electric Utility | 1 | X | WAT
Conventional Hydroelectric.WAT | hydro | TRUE | 195 | Alabama Power Co | 11 | H Neely Henry Dam | AL | Calhoun | 2 | Conventional Hydroelectric | HY |  | S | 23.7 | 22.7 | 22.3 | N | 1966 |  |  | N | Electric Utility | 1 | X | WAT
Conventional Hydroelectric.WAT | hydro | TRUE | 195 | Alabama Power Co | 11 | H Neely Henry Dam | AL | Calhoun | 3 | Conventional Hydroelectric | HY |  | S | 23.7 | 22.7 | 22.4 | N | 1966 |  |  | N | Electric Utility | 1 | X | WAT
Conventional Hydroelectric.WAT | hydro | TRUE | 195 | Alabama Power Co | 12 | Holt Dam | AL | Tuscaloosa | 1 | Conventional Hydroelectric | HY |  | S | 48 | 48 | 45 | N | 1968 |  |  | N | Electric Utility | 1 | X | WAT
Conventional Hydroelectric.WAT | hydro | TRUE | 195 | Alabama Power Co | 13 | Jordan Dam | AL | Elmore | 1 | Conventional Hydroelectric | HY |  | S | 32.3 | 32.5 | 25 | N | 1929 |  |  | N | Electric Utility | 1 | X | WAT
Conventional Hydroelectric.WAT | hydro | TRUE | 195 | Alabama Power Co | 13 | Jordan Dam | AL | Elmore | 2 | Conventional Hydroelectric | HY |  | S | 32.3 | 32.5 | 25 | N | 1929 |  |  | N | Electric Utility | 1 | X | WAT
Conventional Hydroelectric.WAT | hydro | TRUE | 195 | Alabama Power Co | 13 | Jordan Dam | AL | Elmore | 3 | Conventional Hydroelectric | HY |  | S | 32.3 | 32.5 | 25 | N | 1929 |  |  | N | Electric Utility | 1 | X | WAT
Conventional Hydroelectric.WAT | hydro | TRUE | 195 | Alabama Power Co | 13 | Jordan Dam | AL | Elmore | 4 | Conventional Hydroelectric | HY |  | S | 32.3 | 32.5 | 25 | N | 1929 |  |  | N | Electric Utility | 1 | X | WAT
Conventional Hydroelectric.WAT | hydro | TRUE | 195 | Alabama Power Co | 14 | Logan Martin Dam | AL | Talladega | 1 | Conventional Hydroelectric | HY |  | S | 43 | 39.7 | 41.6 | N | 1964 |  |  | N | Electric Utility | 1 | X | WAT
Conventional Hydroelectric.WAT | hydro | TRUE | 195 | Alabama Power Co | 14 | Logan Martin Dam | AL | Talladega | 2 | Conventional Hydroelectric | HY |  | S | 43 | 39.7 | 41.6 | N | 1964 |  |  | N | Electric Utility | 1 | X | WAT
Conventional Hydroelectric.WAT | hydro | TRUE | 195 | Alabama Power Co | 14 | Logan Martin Dam | AL | Talladega | 3 | Conventional Hydroelectric | HY |  | S | 43 | 39.7 | 41.8 | N | 1964 |  |  | N | Electric Utility | 1 | X | WAT
Conventional Hydroelectric.WAT | hydro | TRUE | 195 | Alabama Power Co | 15 | Lay Dam | AL | Chilton | 1 | Conventional Hydroelectric | HY |  | S | 30 | 30.3 | 29 | N | 1968 |  |  | N | Electric Utility | 1 | X | WAT
Conventional Hydroelectric.WAT | hydro | TRUE | 195 | Alabama Power Co | 15 | Lay Dam | AL | Chilton | 2 | Conventional Hydroelectric | HY |  | S | 30 | 30.3 | 29 | N | 1968 |  |  | N | Electric Utility | 1 | X | WAT
Conventional Hydroelectric.WAT | hydro | TRUE | 195 | Alabama Power Co | 15 | Lay Dam | AL | Chilton | 3 | Conventional Hydroelectric | HY |  | S | 30 | 30.3 | 29 | N | 1967 |  |  | N | Electric Utility | 1 | X | WAT
Conventional Hydroelectric.WAT | hydro | TRUE | 195 | Alabama Power Co | 15 | Lay Dam | AL | Chilton | 4 | Conventional Hydroelectric | HY |  | S | 30 | 30.3 | 29 | N | 1967 |  |  | N | Electric Utility | 1 | X | WAT
Conventional Hydroelectric.WAT | hydro | TRUE | 195 | Alabama Power Co | 15 | Lay Dam | AL | Chilton | 5 | Conventional Hydroelectric | HY |  | S | 30 | 30.3 | 29 | N | 1967 |  |  | N | Electric Utility | 1 | X | WAT
Conventional Hydroelectric.WAT | hydro | TRUE | 195 | Alabama Power Co | 15 | Lay Dam | AL | Chilton | 6 | Conventional Hydroelectric | HY |  | S | 30 | 30.3 | 29 | N | 1967 |  |  | N | Electric Utility | 1 | X | WAT
Conventional Hydroelectric.WAT | hydro | TRUE | 195 | Alabama Power Co | 16 | Martin Dam | AL | Elmore | 1 | Conventional Hydroelectric | HY |  | S | 41.5 | 39.4 | 40 | N | 1927 |  |  | N | Electric Utility | 1 | X | WAT
Conventional Hydroelectric.WAT | hydro | TRUE | 195 | Alabama Power Co | 16 | Martin Dam | AL | Elmore | 2 | Conventional Hydroelectric | HY |  | S | 41.5 | 39.4 | 40 | N | 1927 |  |  | N | Electric Utility | 1 | X | WAT
Conventional Hydroelectric.WAT | hydro | TRUE | 195 | Alabama Power Co | 16 | Martin Dam | AL | Elmore | 3 | Conventional Hydroelectric | HY |  | S | 41.5 | 39.4 | 40 | N | 1927 |  |  | N | Electric Utility | 1 | X | WAT
Conventional Hydroelectric.WAT | hydro | TRUE | 195 | Alabama Power Co | 16 | Martin Dam | AL | Elmore | 4 | Conventional Hydroelectric | HY |  | S | 57.6 | 54.7 | 40 | N | 1952 |  |  | N | Electric Utility | 1 | X | WAT
Conventional Hydroelectric.WAT | hydro | TRUE | 195 | Alabama Power Co | 17 | Mitchell Dam | AL | Coosa | 4 | Conventional Hydroelectric | HY |  | S | 22.4 | 22.7 | 19 | N | 1949 |  |  | N | Electric Utility | 1 | X | WAT
Conventional Hydroelectric.WAT | hydro | TRUE | 195 | Alabama Power Co | 17 | Mitchell Dam | AL | Coosa | 5 | Conventional Hydroelectric | HY |  | S | 46.9 | 47.4 | 46 | N | 1985 |  |  | N | Electric Utility | 1 | X | WAT
Conventional Hydroelectric.WAT | hydro | TRUE | 195 | Alabama Power Co | 17 | Mitchell Dam | AL | Coosa | 6 | Conventional Hydroelectric | HY |  | S | 46.9 | 47.4 | 46 | N | 1985 |  |  | N | Electric Utility | 1 | X | WAT
Conventional Hydroelectric.WAT | hydro | TRUE | 195 | Alabama Power Co | 17 | Mitchell Dam | AL | Coosa | 7 | Conventional Hydroelectric | HY |  | S | 46.9 | 47.4 | 46 | N | 1985 |  |  | N | Electric Utility | 1 | X | WAT
Conventional Hydroelectric.WAT | hydro | TRUE | 195 | Alabama Power Co | 18 | Lewis Smith Dam | AL | Walker | 1 | Conventional Hydroelectric | HY |  | S | 89 | 87.5 | 83 | N | 1961 |  |  | N | Electric Utility | 1 | X | WAT
Conventional Hydroelectric.WAT | hydro | TRUE | 195 | Alabama Power Co | 18 | Lewis Smith Dam | AL | Walker | 2 | Conventional Hydroelectric | HY |  | S | 89 | 87.5 | 83 | N | 1962 |  |  | N | Electric Utility | 1 | X | WAT
Conventional Hydroelectric.WAT | hydro | TRUE | 195 | Alabama Power Co | 19 | Thurlow Dam | AL | Elmore | 1 | Conventional Hydroelectric | HY |  | S | 36.2 | 35.3 | 32 | N | 1931 |  |  | N | Electric Utility | 1 | X | WAT
Conventional Hydroelectric.WAT | hydro | TRUE | 195 | Alabama Power Co | 19 | Thurlow Dam | AL | Elmore | 2 | Conventional Hydroelectric | HY |  | S | 36.2 | 35.3 | 32 | N | 1931 |  |  | N | Electric Utility | 1 | X | WAT
Conventional Hydroelectric.WAT | hydro | TRUE | 195 | Alabama Power Co | 19 | Thurlow Dam | AL | Elmore | 3 | Conventional Hydroelectric | HY |  | S | 7.5 | 7.3 | 7 | N | 1931 |  |  | N | Electric Utility | 1 | X | WAT
Conventional Hydroelectric.WAT | hydro | TRUE | 195 | Alabama Power Co | 20 | Weiss Dam | AL | Cherokee | 1 | Conventional Hydroelectric | HY |  | S | 27 | 24.3 | 22.3 | N | 1962 |  |  | N | Electric Utility | 1 | X | WAT
Conventional Hydroelectric.WAT | hydro | TRUE | 195 | Alabama Power Co | 20 | Weiss Dam | AL | Cherokee | 2 | Conventional Hydroelectric | HY |  | S | 27 | 24.3 | 22.3 | N | 1961 |  |  | N | Electric Utility | 1 | X | WAT
Conventional Hydroelectric.WAT | hydro | TRUE | 195 | Alabama Power Co | 20 | Weiss Dam | AL | Cherokee | 3 | Conventional Hydroelectric | HY |  | S | 27 | 24.3 | 22.3 | N | 1961 |  |  | N | Electric Utility | 1 | X | WAT
Conventional Hydroelectric.WAT | hydro | TRUE | 195 | Alabama Power Co | 21 | Yates Dam | AL | Elmore | 1 | Conventional Hydroelectric | HY |  | S | 22 | 22.5 | 21 | N | 1928 |  |  | N | Electric Utility | 1 | X | WAT
Conventional Hydroelectric.WAT | hydro | TRUE | 195 | Alabama Power Co | 21 | Yates Dam | AL | Elmore | 2 | Conventional Hydroelectric | HY |  | S | 22 | 22.5 | 21 | N | 1928 |  |  | N | Electric Utility | 1 | X | WAT
Natural Gas Steam Turbine.NG | natural gas steam turbine | TRUE | 195 | Alabama Power Co | 26 | E C Gaston | AL | Shelby | 1 | Natural Gas Steam Turbine | ST |  | J | 254 | 254 | 70 | N | 1960 |  |  | N | Electric Utility | 1 | X | NG | BIT
Natural Gas Steam Turbine.NG | natural gas steam turbine | TRUE | 195 | Alabama Power Co | 26 | E C Gaston | AL | Shelby | 2 | Natural Gas Steam Turbine | ST |  | J | 256 | 256 | 70 | N | 1960 |  |  | N | Electric Utility | 1 | X | NG | BIT
Natural Gas Steam Turbine.NG | natural gas steam turbine | TRUE | 195 | Alabama Power Co | 26 | E C Gaston | AL | Shelby | 3 | Natural Gas Steam Turbine | ST |  | J | 254 | 254 | 70 | N | 1961 |  |  | N | Electric Utility | 1 | X | NG | BIT
Conventional Steam Coal.BIT | hard coal | TRUE | 195 | Alabama Power Co | 26 | E C Gaston | AL | Shelby | 5 | Conventional Steam Coal | ST |  | S | 832 | 832 | 700 | N | 1974 |  |  | N | Electric Utility | 1 | X | BIT | NG
Petroleum Liquids.DFO | petroleum | TRUE | 195 | Alabama Power Co | 26 | E C Gaston | AL | Shelby | GT4 | Petroleum Liquids | GT |  | J | 16 | 20 | 16 | N | 1970 |  |  | N | Electric Utility | 1 | X | DFO
Natural Gas Steam Turbine.NG | natural gas steam turbine | TRUE | 195 | Alabama Power Co | 26 | E C Gaston | AL | Shelby | ST4 | Natural Gas Steam Turbine | ST |  | J | 256 | 256 | 70 | N | 1962 |  |  | N | Electric Utility | 1 | X | NG | BIT
Petroleum Liquids.DFO | petroleum | TRUE | 29305 | City of Madelia - (MN) | 30 | Madelia | MN | Watonwan | 1 | Petroleum Liquids | IC |  | S | 3.1 | 3.1 | 1.6 | N | 2001 |  |  | N | Electric Utility | 1 | X | DFO | NG
Petroleum Liquids.DFO | petroleum | TRUE | 29305 | City of Madelia - (MN) | 30 | Madelia | MN | Watonwan | 2 | Petroleum Liquids | IC |  | S | 1.8 | 2 | 1 | N | 1965 |  |  | N | Electric Utility | 1 | X | DFO | NG
Petroleum Liquids.DFO | petroleum | TRUE | 29305 | City of Madelia - (MN) | 30 | Madelia | MN | Watonwan | 3 | Petroleum Liquids | IC |  | S | 0.9 | 1 | 0.6 | N | 1959 |  |  | N | Electric Utility | 1 | X | DFO | NG
Petroleum Liquids.DFO | petroleum | TRUE | 29305 | City of Madelia - (MN) | 30 | Madelia | MN | Watonwan | 4 | Petroleum Liquids | IC |  | S | 3.7 | 4 | 1.7 | N | 1973 |  |  | N | Electric Utility | 1 | X | DFO | NG
Petroleum Liquids.DFO | petroleum | TRUE | 29305 | City of Madelia - (MN) | 30 | Madelia | MN | Watonwan | 5 | Petroleum Liquids | IC |  | S | 1.1 | 1.2 | 0.7 | N | 1954 |  |  | N | Electric Utility | 1 | X | DFO | NG
Conventional Hydroelectric.WAT | hydro | TRUE | 13402 | Nevada Irrigation District | 34 | Rollins | CA | Placer | 1P | Conventional Hydroelectric | HY |  | S | 12.1 | 12.1 | 0.5 | N | 1980 |  |  | N | IPP Non-CHP | 2 | X | WAT
Conventional Hydroelectric.WAT | hydro | TRUE | 27813 | USCE-Mobile District | 38 | Millers Ferry | AL | Wilcox | 1 | Conventional Hydroelectric | HY |  | S | 30 | 30 | 24 | N | 1970 |  |  | N | Electric Utility | 1 | X | WAT
Conventional Hydroelectric.WAT | hydro | TRUE | 27813 | USCE-Mobile District | 38 | Millers Ferry | AL | Wilcox | 2 | Conventional Hydroelectric | HY |  | S | 30 | 30 | 24 | N | 1970 |  |  | N | Electric Utility | 1 | X | WAT
Conventional Hydroelectric.WAT | hydro | TRUE | 27813 | USCE-Mobile District | 38 | Millers Ferry | AL | Wilcox | 3 | Conventional Hydroelectric | HY |  | S | 30 | 30 | 24 | N | 1970 |  |  | N | Electric Utility | 1 | X | WAT
Nuclear.NUC | nuclear | TRUE | 18642 | Tennessee Valley Authority | 46 | Browns Ferry | AL | Limestone | 1 | Nuclear | ST |  | S | 1227.4 | 1254.8 | 1227.4 | N | 1974 |  |  | N | Electric Utility | 1 | X | NUC
Nuclear.NUC | nuclear | TRUE | 18642 | Tennessee Valley Authority | 46 | Browns Ferry | AL | Limestone | 2 | Nuclear | ST |  | S | 1207.7 | 1242 | 1207.7 | N | 1975 |  |  | N | Electric Utility | 1 | X | NUC
Nuclear.NUC | nuclear | TRUE | 18642 | Tennessee Valley Authority | 46 | Browns Ferry | AL | Limestone | 3 | Nuclear | ST |  | S | 1226.6 | 1259 | 1226.6 | N | 1977 |  |  | N | Electric Utility | 1 | X | NUC
Natural Gas Fired Combustion Turbine.NG | natural gas peaker | TRUE | 18642 | Tennessee Valley Authority | 47 | Colbert | AL | Colbert | GT1 | Natural Gas Fired Combustion Turbine | GT |  | S | 45.4 | 60.8 | 10 | N | 1972 |  |  | N | Electric Utility | 1 | X | NG | DFO
Natural Gas Fired Combustion Turbine.NG | natural gas peaker | TRUE | 18642 | Tennessee Valley Authority | 47 | Colbert | AL | Colbert | GT10 | Natural Gas Fired Combustion Turbine | GT |  | S | 221 | 231 | 60 | N | 2023 |  |  | N | Electric Utility | 1 | X | NG
Natural Gas Fired Combustion Turbine.NG | natural gas peaker | TRUE | 18642 | Tennessee Valley Authority | 47 | Colbert | AL | Colbert | GT11 | Natural Gas Fired Combustion Turbine | GT |  | S | 221 | 231 | 60 | N | 2023 |  |  | N | Electric Utility | 1 | X | NG
Natural Gas Fired Combustion Turbine.NG | natural gas peaker | TRUE | 18642 | Tennessee Valley Authority | 47 | Colbert | AL | Colbert | GT2 | Natural Gas Fired Combustion Turbine | GT |  | S | 45.4 | 60.8 | 10 | N | 1972 |  |  | N | Electric Utility | 1 | X | NG | DFO
Natural Gas Fired Combustion Turbine.NG | natural gas peaker | TRUE | 18642 | Tennessee Valley Authority | 47 | Colbert | AL | Colbert | GT3 | Natural Gas Fired Combustion Turbine | GT |  | S | 45.4 | 60.8 | 10 | N | 1972 |  |  | N | Electric Utility | 1 | X | NG | DFO
Natural Gas Fired Combustion Turbine.NG | natural gas peaker | TRUE | 18642 | Tennessee Valley Authority | 47 | Colbert | AL | Colbert | GT4 | Natural Gas Fired Combustion Turbine | GT |  | S | 45.4 | 60.8 | 10 | N | 1972 |  |  | N | Electric Utility | 1 | X | NG | DFO
Natural Gas Fired Combustion Turbine.NG | natural gas peaker | TRUE | 18642 | Tennessee Valley Authority | 47 | Colbert | AL | Colbert | GT5 | Natural Gas Fired Combustion Turbine | GT |  | S | 45.4 | 60.8 | 10 | N | 1972 |  |  | N | Electric Utility | 1 | X | NG | DFO
Natural Gas Fired Combustion Turbine.NG | natural gas peaker | TRUE | 18642 | Tennessee Valley Authority | 47 | Colbert | AL | Colbert | GT6 | Natural Gas Fired Combustion Turbine | GT |  | S | 45.4 | 60.8 | 10 | N | 1972 |  |  | N | Electric Utility | 1 | X | NG | DFO
Natural Gas Fired Combustion Turbine.NG | natural gas peaker | TRUE | 18642 | Tennessee Valley Authority | 47 | Colbert | AL | Colbert | GT7 | Natural Gas Fired Combustion Turbine | GT |  | S | 45.4 | 60.8 | 10 | N | 1972 |  |  | N | Electric Utility | 1 | X | NG | DFO
Natural Gas Fired Combustion Turbine.NG | natural gas peaker | TRUE | 18642 | Tennessee Valley Authority | 47 | Colbert | AL | Colbert | GT8 | Natural Gas Fired Combustion Turbine | GT |  | S | 45.4 | 60.8 | 10 | N | 1972 |  |  | N | Electric Utility | 1 | X | NG | DFO
Natural Gas Fired Combustion Turbine.NG | natural gas peaker | TRUE | 18642 | Tennessee Valley Authority | 47 | Colbert | AL | Colbert | GT9 | Natural Gas Fired Combustion Turbine | GT |  | S | 221 | 231 | 60 | N | 2023 |  |  | N | Electric Utility | 1 | X | NG
Conventional Hydroelectric.WAT | hydro | TRUE | 18642 | Tennessee Valley Authority | 48 | Guntersville | AL | Marshall | 1 | Conventional Hydroelectric | HY |  | S | 31 | 31.4 | 9.7 | N | 1939 |  |  | N | Electric Utility | 1 | X | WAT
Conventional Hydroelectric.WAT | hydro | TRUE | 18642 | Tennessee Valley Authority | 48 | Guntersville | AL | Marshall | 2 | Conventional Hydroelectric | HY |  | S | 30.6 | 31.1 | 12.9 | N | 1939 |  |  | N | Electric Utility | 1 | X | WAT
Conventional Hydroelectric.WAT | hydro | TRUE | 18642 | Tennessee Valley Authority | 48 | Guntersville | AL | Marshall | 3 | Conventional Hydroelectric | HY |  | S | 29.8 | 30.3 | 9.7 | N | 1939 |  |  | N | Electric Utility | 1 | X | WAT
Conventional Hydroelectric.WAT | hydro | TRUE | 18642 | Tennessee Valley Authority | 48 | Guntersville | AL | Marshall | 4 | Conventional Hydroelectric | HY |  | S | 31.3 | 31.7 | 14.6 | N | 1952 |  |  | N | Electric Utility | 1 | X | WAT
Conventional Hydroelectric.WAT | hydro | TRUE | 18642 | Tennessee Valley Authority | 49 | Wheeler Dam | AL | Lawrence | 1 | Conventional Hydroelectric | HY |  | S | 34.1 | 35.6 | 23.5 | N | 1936 |  |  | N | Electric Utility | 1 | X | WAT
Conventional Hydroelectric.WAT | hydro | TRUE | 18642 | Tennessee Valley Authority | 49 | Wheeler Dam | AL | Lawrence | 10 | Conventional Hydroelectric | HY |  | S | 41.9 | 38.3 | 27.2 | N | 1963 |  |  | N | Electric Utility | 1 | X | WAT
Conventional Hydroelectric.WAT | hydro | TRUE | 18642 | Tennessee Valley Authority | 49 | Wheeler Dam | AL | Lawrence | 11 | Conventional Hydroelectric | HY |  | S | 41.9 | 38.2 | 27.9 | N | 1963 |  |  | N | Electric Utility | 1 | X | WAT
Conventional Hydroelectric.WAT | hydro | TRUE | 18642 | Tennessee Valley Authority | 49 | Wheeler Dam | AL | Lawrence | 2 | Conventional Hydroelectric | HY |  | S | 33.2 | 30.1 | 27.6 | N | 1937 |  |  | N | Electric Utility | 1 | X | WAT
Conventional Hydroelectric.WAT | hydro | TRUE | 18642 | Tennessee Valley Authority | 49 | Wheeler Dam | AL | Lawrence | 3 | Conventional Hydroelectric | HY |  | S | 33.6 | 30.4 | 23 | N | 1941 |  |  | N | Electric Utility | 1 | X | WAT
Conventional Hydroelectric.WAT | hydro | TRUE | 18642 | Tennessee Valley Authority | 49 | Wheeler Dam | AL | Lawrence | 4 | Conventional Hydroelectric | HY |  | S | 33.4 | 30.2 | 25.4 | N | 1941 |  |  | N | Electric Utility | 1 | X | WAT
Conventional Hydroelectric.WAT | hydro | TRUE | 18642 | Tennessee Valley Authority | 49 | Wheeler Dam | AL | Lawrence | 5 | Conventional Hydroelectric | HY |  | S | 34.7 | 31.4 | 23.3 | N | 1948 |  |  | N | Electric Utility | 1 | X | WAT
Conventional Hydroelectric.WAT | hydro | TRUE | 18642 | Tennessee Valley Authority | 49 | Wheeler Dam | AL | Lawrence | 6 | Conventional Hydroelectric | HY |  | S | 34.6 | 31.3 | 23.4 | N | 1949 |  |  | N | Electric Utility | 1 | X | WAT
Conventional Hydroelectric.WAT | hydro | TRUE | 18642 | Tennessee Valley Authority | 49 | Wheeler Dam | AL | Lawrence | 7 | Conventional Hydroelectric | HY |  | S | 34.4 | 31.1 | 25 | N | 1949 |  |  | N | Electric Utility | 1 | X | WAT
Conventional Hydroelectric.WAT | hydro | TRUE | 18642 | Tennessee Valley Authority | 49 | Wheeler Dam | AL | Lawrence | 8 | Conventional Hydroelectric | HY |  | S | 34.5 | 31.2 | 23.4 | N | 1950 |  |  | N | Electric Utility | 1 | X | WAT
Conventional Hydroelectric.WAT | hydro | TRUE | 18642 | Tennessee Valley Authority | 49 | Wheeler Dam | AL | Lawrence | 9 | Conventional Hydroelectric | HY |  | S | 41.9 | 38.2 | 28 | N | 1962 |  |  | N | Electric Utility | 1 | X | WAT
Conventional Hydroelectric.WAT | hydro | TRUE | 189 | PowerSouth Energy Cooperative | 53 | Gantt | AL | Covington | 3 | Conventional Hydroelectric | HY |  | S | 1 | 1 | 0.1 | N | 1926 |  |  | N | Electric Utility | 1 | X | WAT
Conventional Hydroelectric.WAT | hydro | TRUE | 189 | PowerSouth Energy Cooperative | 53 | Gantt | AL | Covington | 4 | Conventional Hydroelectric | HY |  | S | 1.8 | 1.8 | 0.1 | N | 1985 |  |  | N | Electric Utility | 1 | X | WAT
Natural Gas Fired Combustion Turbine.NG | natural gas peaker | TRUE | 5580 | East Kentucky Power Coop, Inc | 54 | J K Smith | KY | Clark | GT1 | Natural Gas Fired Combustion Turbine | GT |  | S | 104 | 142 | 70 | N | 1999 |  |  | N | Electric Utility | 1 | X | NG | DFO
Natural Gas Fired Combustion Turbine.NG | natural gas peaker | TRUE | 5580 | East Kentucky Power Coop, Inc | 54 | J K Smith | KY | Clark | GT10 | Natural Gas Fired Combustion Turbine | GT |  | S | 88 | 103 | 33 | N | 2010 |  |  | N | Electric Utility | 1 | X | NG
Natural Gas Fired Combustion Turbine.NG | natural gas peaker | TRUE | 5580 | East Kentucky Power Coop, Inc | 54 | J K Smith | KY | Clark | GT2 | Natural Gas Fired Combustion Turbine | GT |  | S | 104 | 142 | 70 | N | 1999 |  |  | N | Electric Utility | 1 | X | NG | DFO
Natural Gas Fired Combustion Turbine.NG | natural gas peaker | TRUE | 5580 | East Kentucky Power Coop, Inc | 54 | J K Smith | KY | Clark | GT3 | Natural Gas Fired Combustion Turbine | GT |  | S | 104 | 142 | 70 | N | 1999 |  |  | N | Electric Utility | 1 | X | NG | DFO
Natural Gas Fired Combustion Turbine.NG | natural gas peaker | TRUE | 5580 | East Kentucky Power Coop, Inc | 54 | J K Smith | KY | Clark | GT4 | Natural Gas Fired Combustion Turbine | GT |  | S | 74 | 93 | 54 | N | 2001 |  |  | N | Electric Utility | 1 | X | NG | DFO
Natural Gas Fired Combustion Turbine.NG | natural gas peaker | TRUE | 5580 | East Kentucky Power Coop, Inc | 54 | J K Smith | KY | Clark | GT5 | Natural Gas Fired Combustion Turbine | GT |  | S | 74 | 88 | 54 | N | 2001 |  |  | N | Electric Utility | 1 | X | NG | DFO
Natural Gas Fired Combustion Turbine.NG | natural gas peaker | TRUE | 5580 | East Kentucky Power Coop, Inc | 54 | J K Smith | KY | Clark | GT6 | Natural Gas Fired Combustion Turbine | GT |  | S | 74 | 88 | 54 | N | 2005 |  |  | N | Electric Utility | 1 | X | NG | DFO
Natural Gas Fired Combustion Turbine.NG | natural gas peaker | TRUE | 5580 | East Kentucky Power Coop, Inc | 54 | J K Smith | KY | Clark | GT7 | Natural Gas Fired Combustion Turbine | GT |  | S | 74 | 88 | 54 | N | 2005 |  |  | N | Electric Utility | 1 | X | NG | DFO
Natural Gas Fired Combustion Turbine.NG | natural gas peaker | TRUE | 5580 | East Kentucky Power Coop, Inc | 54 | J K Smith | KY | Clark | GT9 | Natural Gas Fired Combustion Turbine | GT |  | S | 88 | 103 | 33 | N | 2010 |  |  | N | Electric Utility | 1 | X | NG
Conventional Hydroelectric.WAT | hydro | TRUE | 189 | PowerSouth Energy Cooperative | 55 | Point A | AL | Covington | 1 | Conventional Hydroelectric | HY |  | S | 1.8 | 1.8 | 0.1 | N | 1925 |  |  | N | Electric Utility | 1 | X | WAT
Conventional Hydroelectric.WAT | hydro | TRUE | 189 | PowerSouth Energy Cooperative | 55 | Point A | AL | Covington | 2 | Conventional Hydroelectric | HY |  | S | 1.8 | 1.8 | 0.1 | N | 1925 |  |  | N | Electric Utility | 1 | X | WAT
Conventional Hydroelectric.WAT | hydro | TRUE | 189 | PowerSouth Energy Cooperative | 55 | Point A | AL | Covington | 3 | Conventional Hydroelectric | HY |  | S | 1.8 | 1.8 | 0.1 | N | 1949 |  |  | N | Electric Utility | 1 | X | WAT
Natural Gas Fired Combined Cycle.NG | natural gas combined cycle | TRUE | 189 | PowerSouth Energy Cooperative | 56 | Lowman Energy Center | AL | Washington | LEC1 | Natural Gas Fired Combined Cycle | CT | LECC | S | 394.4 | 442.5 | 350 | N | 2023 |  |  | N | Electric Utility | 1 | X | NG
Natural Gas Fired Combined Cycle.NG | natural gas combined cycle | TRUE | 189 | PowerSouth Energy Cooperative | 56 | Lowman Energy Center | AL | Washington | LEC2 | Natural Gas Fired Combined Cycle | CA | LECC | S | 264.5 | 270.2 | 130 | N | 2023 |  |  | N | Electric Utility | 1 | X | NG
Conventional Steam Coal.SUB | hard coal | TRUE | 40606 | City of Grand Island - (NE) | 59 | Platte | NE | Hall | 1 | Conventional Steam Coal | ST |  | S | 100 | 100 | 40 | N | 1982 |  |  | N | Electric Utility | 1 | X | SUB
Conventional Steam Coal.SUB | hard coal | TRUE | 8245 | City of Hastings - (NE) | 60 | Whelan Energy Center | NE | Adams | 1 | Conventional Steam Coal | ST |  | S | 76 | 76 | 32 | N | 1981 |  |  | N | Electric Utility | 1 | X | SUB
Conventional Steam Coal.SUB | hard coal | TRUE | 8245 | City of Hastings - (NE) | 60 | Whelan Energy Center | NE | Adams | 2 | Conventional Steam Coal | ST |  | J | 220 | 220 | 121 | N | 2011 |  |  | N | Electric Utility | 1 | X | SUB
Conventional Hydroelectric.WAT | hydro | TRUE | 213 | Alaska Electric Light & Power Co. | 62 | Annex Creek | AK | Juneau | 5 | Conventional Hydroelectric | HY |  | S | 1.8 | 1.8 | 0.1 | N | 1915 |  |  | N | Electric Utility | 1 | X | WAT
Conventional Hydroelectric.WAT | hydro | TRUE | 213 | Alaska Electric Light & Power Co. | 62 | Annex Creek | AK | Juneau | 6 | Conventional Hydroelectric | HY |  | S | 1.8 | 1.8 | 0.1 | N | 1915 |  |  | N | Electric Utility | 1 | X | WAT
Conventional Hydroelectric.WAT | hydro | TRUE | 213 | Alaska Electric Light & Power Co. | 63 | Gold Creek | AK | Juneau | 1 | Conventional Hydroelectric | HY |  | S | 0.8 | 0.8 | 0.1 | N | 1951 |  |  | N | Electric Utility | 1 | X | WAT
Conventional Hydroelectric.WAT | hydro | TRUE | 213 | Alaska Electric Light & Power Co. | 63 | Gold Creek | AK | Juneau | 2 | Conventional Hydroelectric | HY |  | S | 0.4 | 0.4 | 0.1 | N | 1914 |  |  | N | Electric Utility | 1 | X | WAT
Conventional Hydroelectric.WAT | hydro | TRUE | 213 | Alaska Electric Light & Power Co. | 63 | Gold Creek | AK | Juneau | 3 | Conventional Hydroelectric | HY |  | S | 0.4 | 0.4 | 0.1 | N | 1914 |  |  | N | Electric Utility | 1 | X | WAT
Petroleum Liquids.DFO | petroleum | TRUE | 213 | Alaska Electric Light & Power Co. | 63 | Gold Creek | AK | Juneau | IC1 | Petroleum Liquids | IC |  | S | 1.2 | 1.2 | 0.3 | N | 1952 |  |  | N | Electric Utility | 1 | X | DFO
Petroleum Liquids.DFO | petroleum | TRUE | 213 | Alaska Electric Light & Power Co. | 63 | Gold Creek | AK | Juneau | IC2 | Petroleum Liquids | IC |  | S | 1.2 | 1.2 | 0.3 | N | 1954 |  |  | N | Electric Utility | 1 | X | DFO
Petroleum Liquids.DFO | petroleum | TRUE | 213 | Alaska Electric Light & Power Co. | 63 | Gold Creek | AK | Juneau | IC3 | Petroleum Liquids | IC |  | S | 1.1 | 1.1 | 0.3 | N | 1961 |  |  | N | Electric Utility | 1 | X | DFO
Petroleum Liquids.DFO | petroleum | TRUE | 213 | Alaska Electric Light & Power Co. | 63 | Gold Creek | AK | Juneau | IC4 | Petroleum Liquids | IC |  | S | 3.5 | 3.5 | 2 | N | 1963 |  |  | N | Electric Utility | 1 | X | DFO
Petroleum Liquids.DFO | petroleum | TRUE | 213 | Alaska Electric Light & Power Co. | 63 | Gold Creek | AK | Juneau | IC5 | Petroleum Liquids | IC |  | S | 1.1 | 1.1 | 0.3 | N | 1966 |  |  | N | Electric Utility | 1 | X | DFO
Petroleum Liquids.DFO | petroleum | TRUE | 213 | Alaska Electric Light & Power Co. | 64 | Lemon Creek | AK | Juneau | 1 | Petroleum Liquids | IC |  | S | 2.5 | 2.5 | 0.5 | N | 1969 |  |  | N | Electric Utility | 1 | X | DFO
Petroleum Liquids.DFO | petroleum | TRUE | 213 | Alaska Electric Light & Power Co. | 64 | Lemon Creek | AK | Juneau | 2 | Petroleum Liquids | IC |  | S | 2.5 | 2.5 | 0.5 | N | 1969 |  |  | N | Electric Utility | 1 | X | DFO
Petroleum Liquids.DFO | petroleum | TRUE | 213 | Alaska Electric Light & Power Co. | 64 | Lemon Creek | AK | Juneau | 3 | Petroleum Liquids | IC |  | S | 2.5 | 2.5 | 0.5 | N | 1974 |  |  | N | Electric Utility | 1 | X | DFO
Petroleum Liquids.DFO | petroleum | TRUE | 213 | Alaska Electric Light & Power Co. | 64 | Lemon Creek | AK | Juneau | 5 | Petroleum Liquids | GT |  | S | 17.5 | 17.5 | 4 | N | 1980 |  |  | N | Electric Utility | 1 | X | DFO
Petroleum Liquids.DFO | petroleum | TRUE | 213 | Alaska Electric Light & Power Co. | 64 | Lemon Creek | AK | Juneau | 6 | Petroleum Liquids | GT |  | S | 17.5 | 17.5 | 4 | N | 1983 |  |  | N | Electric Utility | 1 | X | DFO
Petroleum Liquids.DFO | petroleum | TRUE | 213 | Alaska Electric Light & Power Co. | 64 | Lemon Creek | AK | Juneau | 7 | Petroleum Liquids | IC |  | S | 2.5 | 2.5 | 0.5 | N | 1983 |  |  | N | Electric Utility | 1 | X | DFO
Petroleum Liquids.DFO | petroleum | TRUE | 213 | Alaska Electric Light & Power Co. | 64 | Lemon Creek | AK | Juneau | IC10 | Petroleum Liquids | IC |  | S | 2.5 | 2.5 | 0.5 | N | 1984 |  |  | N | Electric Utility | 1 | X | DFO
Petroleum Liquids.DFO | petroleum | TRUE | 213 | Alaska Electric Light & Power Co. | 64 | Lemon Creek | AK | Juneau | IC11 | Petroleum Liquids | IC |  | S | 2.5 | 2.5 | 0.5 | N | 1984 |  |  | N | Electric Utility | 1 | X | DFO
Petroleum Liquids.DFO | petroleum | TRUE | 213 | Alaska Electric Light & Power Co. | 64 | Lemon Creek | AK | Juneau | IC12 | Petroleum Liquids | IC |  | S | 2.5 | 2.5 | 0.5 | N | 1984 |  |  | N | Electric Utility | 1 | X | DFO
Petroleum Liquids.DFO | petroleum | TRUE | 213 | Alaska Electric Light & Power Co. | 64 | Lemon Creek | AK | Juneau | IC8 | Petroleum Liquids | IC |  | S | 2.5 | 2.5 | 0.5 | N | 1985 |  |  | N | Electric Utility | 1 | X | DFO
Petroleum Liquids.DFO | petroleum | TRUE | 213 | Alaska Electric Light & Power Co. | 64 | Lemon Creek | AK | Juneau | IC9 | Petroleum Liquids | IC |  | S | 2.5 | 2.5 | 0.5 | N | 1985 |  |  | N | Electric Utility | 1 | X | DFO
Conventional Hydroelectric.WAT | hydro | TRUE | 213 | Alaska Electric Light & Power Co. | 65 | Salmon Creek 1 | AK | Juneau | HY7 | Conventional Hydroelectric | HY |  | S | 5.2 | 5.2 | 0.5 | N | 1984 |  |  | N | Electric Utility | 1 | X | WAT
Conventional Hydroelectric.WAT | hydro | TRUE | 219 | Alaska Power and Telephone Co | 66 | Skagway | AK | Skagway Hoonah Angoon | 1 | Conventional Hydroelectric | HY |  | S | 0.4 | 0.4 | 0 | N | 1957 |  |  | N | Electric Utility | 1 | X | WAT
Conventional Hydroelectric.WAT | hydro | TRUE | 219 | Alaska Power and Telephone Co | 66 | Skagway | AK | Skagway Hoonah Angoon | 2 | Conventional Hydroelectric | HY |  | S | 0.1 | 0.1 | 0 | N | 1909 |  |  | N | Electric Utility | 1 | X | WAT
Conventional Hydroelectric.WAT | hydro | TRUE | 219 | Alaska Power and Telephone Co | 66 | Skagway | AK | Skagway Hoonah Angoon | 3 | Conventional Hydroelectric | HY |  | S | 0.3 | 0.3 | 0 | N | 1981 |  |  | N | Electric Utility | 1 | X | WAT
Conventional Hydroelectric.WAT | hydro | TRUE | 219 | Alaska Power and Telephone Co | 66 | Skagway | AK | Skagway Hoonah Angoon | 4 | Conventional Hydroelectric | HY |  | S | 0.2 | 0.2 | 0 | N | 1987 |  |  | N | Electric Utility | 1 | X | WAT
Petroleum Liquids.DFO | petroleum | TRUE | 219 | Alaska Power and Telephone Co | 66 | Skagway | AK | Skagway Hoonah Angoon | 6A | Petroleum Liquids | IC |  | S | 0.8 | 0.8 | 0.3 | N | 1986 |  |  | N | Electric Utility | 1 | X | DFO
Petroleum Liquids.DFO | petroleum | TRUE | 219 | Alaska Power and Telephone Co | 66 | Skagway | AK | Skagway Hoonah Angoon | 7A | Petroleum Liquids | IC |  | S | 1.1 | 1.1 | 0.5 | N | 1996 |  |  | N | Electric Utility | 1 | X | DFO
Petroleum Liquids.DFO | petroleum | TRUE | 219 | Alaska Power and Telephone Co | 66 | Skagway | AK | Skagway Hoonah Angoon | 8B | Petroleum Liquids | IC |  | S | 1.2 | 1.2 | 0.6 | N | 2022 |  |  | N | Electric Utility | 1 | X | DFO
Petroleum Liquids.DFO | petroleum | TRUE | 219 | Alaska Power and Telephone Co | 66 | Skagway | AK | Skagway Hoonah Angoon | 9 | Petroleum Liquids | IC |  | S | 1 | 1 | 0.4 | N | 2009 |  |  | N | Electric Utility | 1 | X | DFO
Petroleum Liquids.DFO | petroleum | TRUE | 219 | Alaska Power and Telephone Co | 69 | Haines | AK | Haines | 10 | Petroleum Liquids | IC |  | S | 1.2 | 1.2 | 0.5 | N | 1991 |  |  | N | Electric Utility | 1 | X | DFO
Petroleum Liquids.DFO | petroleum | TRUE | 219 | Alaska Power and Telephone Co | 69 | Haines | AK | Haines | 11 | Petroleum Liquids | IC |  | S | 1.9 | 1.9 | 0.7 | N | 2006 |  |  | N | Electric Utility | 1 | X | DFO
Petroleum Liquids.DFO | petroleum | TRUE | 219 | Alaska Power and Telephone Co | 69 | Haines | AK | Haines | 12 | Petroleum Liquids | IC |  | S | 1.5 | 1.5 | 0.6 | N | 2021 |  |  | N | Electric Utility | 1 | X | DFO
Petroleum Liquids.DFO | petroleum | TRUE | 219 | Alaska Power and Telephone Co | 69 | Haines | AK | Haines | 5 | Petroleum Liquids | IC |  | S | 0.6 | 0.6 | 0.2 | N | 1968 |  |  | N | Electric Utility | 1 | X | DFO
Petroleum Liquids.DFO | petroleum | TRUE | 219 | Alaska Power and Telephone Co | 69 | Haines | AK | Haines | 7A | Petroleum Liquids | IC |  | S | 2.8 | 2.8 | 1.1 | N | 1995 |  |  | N | Electric Utility | 1 | X | DFO
Petroleum Liquids.DFO | petroleum | TRUE | 219 | Alaska Power and Telephone Co | 69 | Haines | AK | Haines | IC8A | Petroleum Liquids | IC |  | S | 1.6 | 1.6 | 0.6 | N | 1996 |  |  | N | Electric Utility | 1 | X | DFO
Conventional Hydroelectric.WAT | hydro | FALSE | 60123 | Southeast Alaska Power Agency | 70 | Swan Lake | AK | Ketchikan Gateway | 1 | Conventional Hydroelectric | HY |  | S | 11.3 | 11.3 | 1 | N | 1984 |  |  | N | Commercial Non-CHP | 4 | X | WAT
Conventional Hydroelectric.WAT | hydro | FALSE | 60123 | Southeast Alaska Power Agency | 70 | Swan Lake | AK | Ketchikan Gateway | 2 | Conventional Hydroelectric | HY |  | S | 11.3 | 11.3 | 1 | N | 1984 |  |  | N | Commercial Non-CHP | 4 | X | WAT
Conventional Hydroelectric.WAT | hydro | TRUE | 10433 | Kodiak Electric Assn Inc | 71 | Terror Lake Microgrid | AK | Kodiak Island | 1 | Conventional Hydroelectric | HY |  | S | 11.2 | 11.2 | 0.3 | N | 1984 |  |  | N | Electric Utility | 1 | X | WAT
Conventional Hydroelectric.WAT | hydro | TRUE | 10433 | Kodiak Electric Assn Inc | 71 | Terror Lake Microgrid | AK | Kodiak Island | 2 | Conventional Hydroelectric | HY |  | S | 11.2 | 11.2 | 0.3 | N | 1984 |  |  | N | Electric Utility | 1 | X | WAT
Conventional Hydroelectric.WAT | hydro | TRUE | 10433 | Kodiak Electric Assn Inc | 71 | Terror Lake Microgrid | AK | Kodiak Island | 3 | Conventional Hydroelectric | HY |  | S | 11.2 | 11.2 | 0.3 | N | 2014 |  |  | N | Electric Utility | 1 | X | WAT
Conventional Hydroelectric.WAT | hydro | TRUE | 12397 | Metropolitan Water District of S CA | 72 | Venice Hydro | CA | Los Angeles | 1 | Conventional Hydroelectric | HY |  | S | 10.1 | 10.1 | 3.8 | N | 1982 |  |  | N | Electric Utility | 1 | X | WAT
Natural Gas Fired Combustion Turbine.NG | natural gas peaker | TRUE | 3522 | Chugach Electric Assn Inc | 75 | Hank Nikkels Plant 1 | AK | Anchorage | 3R | Natural Gas Fired Combustion Turbine | GT |  | S | 29.3 | 32.9 | 3 | N | 2007 |  |  | N | Electric Utility | 1 | X | NG
Natural Gas Fired Combustion Turbine.NG | natural gas peaker | TRUE | 3522 | Chugach Electric Assn Inc | 75 | Hank Nikkels Plant 1 | AK | Anchorage | 4 | Natural Gas Fired Combustion Turbine | GT |  | S | 31.1 | 33.2 | 5 | N | 1972 |  |  | N | Electric Utility | 1 | X | NG | DFO
Petroleum Liquids.DFO | petroleum | TRUE | 3522 | Chugach Electric Assn Inc | 75 | Hank Nikkels Plant 1 | AK | Anchorage | P1 BS | Petroleum Liquids | IC |  | S | 2 | 2 | 0.1 | N | 2012 |  |  | N | Electric Utility | 1 | X | DFO
Conventional Hydroelectric.WAT | hydro | TRUE | 3522 | Chugach Electric Assn Inc | 77 | Eklutna Hydro Project | AK | Matanuska Susitna | 1 | Conventional Hydroelectric | HY |  | J | 22.2 | 22.2 | 3 | N | 1955 |  |  | N | Electric Utility | 1 | X | WAT
Conventional Hydroelectric.WAT | hydro | TRUE | 3522 | Chugach Electric Assn Inc | 77 | Eklutna Hydro Project | AK | Matanuska Susitna | 2 | Conventional Hydroelectric | HY |  | J | 22.2 | 22.2 | 3 | N | 1955 |  |  | N | Electric Utility | 1 | X | WAT
Conventional Hydroelectric.WAT | hydro | TRUE | 213 | Alaska Electric Light & Power Co. | 78 | Snettisham | AK | Juneau | 1 | Conventional Hydroelectric | HY |  | W | 23.5 | 23.5 | 2 | N | 1973 |  |  | N | Electric Utility | 1 | X | WAT
Conventional Hydroelectric.WAT | hydro | TRUE | 213 | Alaska Electric Light & Power Co. | 78 | Snettisham | AK | Juneau | 2 | Conventional Hydroelectric | HY |  | W | 23.5 | 23.5 | 2 | N | 1973 |  |  | N | Electric Utility | 1 | X | WAT
Conventional Hydroelectric.WAT | hydro | TRUE | 213 | Alaska Electric Light & Power Co. | 78 | Snettisham | AK | Juneau | 3 | Conventional Hydroelectric | HY |  | W | 31 | 31 | 3 | N | 1990 |  |  | N | Electric Utility | 1 | X | WAT
Conventional Steam Coal.SUB | hard coal | TRUE | 986 | Aurora Energy LLC | 79 | Aurora Energy LLC Chena | AK | Fairbanks North Star | 1 | Conventional Steam Coal | ST |  | S | 4.7 | 4.3 | 1 | N | 1952 |  |  | Y | IPP CHP | 3 | T | SUB
Conventional Steam Coal.SUB | hard coal | TRUE | 986 | Aurora Energy LLC | 79 | Aurora Energy LLC Chena | AK | Fairbanks North Star | 2 | Conventional Steam Coal | ST |  | S | 2 | 2 | 1 | N | 1952 |  |  | Y | IPP CHP | 3 | T | SUB
Conventional Steam Coal.SUB | hard coal | TRUE | 986 | Aurora Energy LLC | 79 | Aurora Energy LLC Chena | AK | Fairbanks North Star | 5 | Conventional Steam Coal | ST |  | S | 19 | 18.8 | 8 | N | 1975 |  |  | Y | IPP CHP | 3 | T | SUB
Conventional Hydroelectric.WAT | hydro | TRUE | 10210 | Ketchikan Public Utilities | 84 | Ketchikan | AK | Ketchikan Gateway | 3 | Conventional Hydroelectric | HY |  | S | 1.4 | 1.1 | 0.3 | N | 1952 |  |  | N | Electric Utility | 1 | X | WAT
Conventional Hydroelectric.WAT | hydro | TRUE | 10210 | Ketchikan Public Utilities | 84 | Ketchikan | AK | Ketchikan Gateway | 4 | Conventional Hydroelectric | HY |  | S | 1.4 | 1.1 | 0.3 | N | 1938 |  |  | N | Electric Utility | 1 | X | WAT
Conventional Hydroelectric.WAT | hydro | TRUE | 10210 | Ketchikan Public Utilities | 84 | Ketchikan | AK | Ketchikan Gateway | 5 | Conventional Hydroelectric | HY |  | S | 1.4 | 1.1 | 0.3 | N | 1954 |  |  | N | Electric Utility | 1 | X | WAT
Petroleum Liquids.DFO | petroleum | TRUE | 10210 | Ketchikan Public Utilities | 85 | S W Bailey | AK | Ketchikan Gateway | 1 | Petroleum Liquids | IC |  | S | 3.5 | 3.5 | 2 | N | 1969 |  |  | N | Electric Utility | 1 | X | DFO
Petroleum Liquids.DFO | petroleum | TRUE | 10210 | Ketchikan Public Utilities | 85 | S W Bailey | AK | Ketchikan Gateway | 2 | Petroleum Liquids | IC |  | S | 3.5 | 3.5 | 2 | N | 1970 |  |  | N | Electric Utility | 1 | X | DFO
Petroleum Liquids.DFO | petroleum | TRUE | 10210 | Ketchikan Public Utilities | 85 | S W Bailey | AK | Ketchikan Gateway | 3 | Petroleum Liquids | IC |  | S | 5.5 | 5.5 | 3 | N | 1976 |  |  | N | Electric Utility | 1 | X | DFO
Petroleum Liquids.DFO | petroleum | TRUE | 10210 | Ketchikan Public Utilities | 85 | S W Bailey | AK | Ketchikan Gateway | 4 | Petroleum Liquids | IC |  | S | 10.5 | 10.5 | 3.5 | N | 1998 |  |  | N | Electric Utility | 1 | X | DFO
Conventional Hydroelectric.WAT | hydro | TRUE | 15296 | New York Power Authority | 88 | Ashokan | NY | Ulster | 1 | Conventional Hydroelectric | HY |  | S | 1.8 | 1.8 | 1 | N | 1982 |  |  | N | Electric Utility | 1 | X | WAT
Conventional Hydroelectric.WAT | hydro | TRUE | 15296 | New York Power Authority | 88 | Ashokan | NY | Ulster | 2 | Conventional Hydroelectric | HY |  | S | 1.8 | 1.8 | 1 | N | 1982 |  |  | N | Electric Utility | 1 | X | WAT
Petroleum Liquids.DFO | petroleum | TRUE | 13642 | Nome Joint Utility Systems | 90 | Snake River | AK | Nome | 12 | Petroleum Liquids | IC |  | S | 3.7 | 3.7 | 2.8 | N | 1991 |  |  | N | Electric Utility | 1 | X | DFO
Petroleum Liquids.DFO | petroleum | TRUE | 13642 | Nome Joint Utility Systems | 90 | Snake River | AK | Nome | 14 | Petroleum Liquids | IC |  | S | 1.9 | 1.9 | 1.4 | N | 1999 |  |  | N | Electric Utility | 1 | X | DFO
Petroleum Liquids.DFO | petroleum | TRUE | 13642 | Nome Joint Utility Systems | 90 | Snake River | AK | Nome | 15 | Petroleum Liquids | IC |  | S | 5.2 | 5.2 | 3.4 | N | 2007 |  |  | N | Electric Utility | 1 | X | DFO
Petroleum Liquids.DFO | petroleum | TRUE | 13642 | Nome Joint Utility Systems | 90 | Snake River | AK | Nome | 16 | Petroleum Liquids | IC |  | S | 5.2 | 5.2 | 3.4 | N | 2007 |  |  | N | Electric Utility | 1 | X | DFO
Petroleum Liquids.DFO | petroleum | TRUE | 13642 | Nome Joint Utility Systems | 90 | Snake River | AK | Nome | 18 | Petroleum Liquids | IC |  | S | 0.4 | 0.4 | 0.1 | N | 2013 |  |  | N | Electric Utility | 1 | X | DFO
Onshore Wind Turbine.WND | onshore wind | TRUE | 13642 | Nome Joint Utility Systems | 90 | Snake River | AK | Nome | EWT 1 | Onshore Wind Turbine | WT |  | S | 0.9 | 0.9 | 0.1 | N | 2013 |  |  | N | Electric Utility | 1 | X | WND
Onshore Wind Turbine.WND | onshore wind | TRUE | 13642 | Nome Joint Utility Systems | 90 | Snake River | AK | Nome | EWT 2 | Onshore Wind Turbine | WT |  | S | 0.9 | 0.9 | 0.1 | N | 2013 |  |  | N | Electric Utility | 1 | X | WND
Conventional Hydroelectric.WAT | hydro | TRUE | 14856 | Petersburg Borough - (AK) | 91 | Petersburg | AK | Wrangell Petersburg | 4 | Conventional Hydroelectric | HY |  | S | 1.8 | 1.8 | 0.7 | N | 2023 |  |  | N | Electric Utility | 1 | X | WAT
Petroleum Liquids.DFO | petroleum | TRUE | 14856 | Petersburg Borough - (AK) | 91 | Petersburg | AK | Wrangell Petersburg | IC1 | Petroleum Liquids | IC |  | S | 1.7 | 1.7 | 1.4 | N | 1972 |  |  | N | Electric Utility | 1 | X | DFO
Petroleum Liquids.DFO | petroleum | TRUE | 14856 | Petersburg Borough - (AK) | 91 | Petersburg | AK | Wrangell Petersburg | IC3 | Petroleum Liquids | IC |  | S | 1 | 1 | 0.5 | N | 1965 |  |  | N | Electric Utility | 1 | X | DFO
Petroleum Liquids.DFO | petroleum | TRUE | 14856 | Petersburg Borough - (AK) | 91 | Petersburg | AK | Wrangell Petersburg | IC4 | Petroleum Liquids | IC |  | S | 0.6 | 0.6 | 0.3 | N | 1979 |  |  | N | Electric Utility | 1 | X | DFO
Petroleum Liquids.DFO | petroleum | TRUE | 14856 | Petersburg Borough - (AK) | 91 | Petersburg | AK | Wrangell Petersburg | IC5 | Petroleum Liquids | IC |  | S | 0.7 | 0.7 | 0.4 | N | 1979 |  |  | N | Electric Utility | 1 | X | DFO
Petroleum Liquids.DFO | petroleum | TRUE | 14856 | Petersburg Borough - (AK) | 91 | Petersburg | AK | Wrangell Petersburg | IC6 | Petroleum Liquids | IC |  | S | 2.3 | 2.3 | 1.5 | N | 1993 |  |  | N | Electric Utility | 1 | X | DFO
Petroleum Liquids.DFO | petroleum | TRUE | 14856 | Petersburg Borough - (AK) | 91 | Petersburg | AK | Wrangell Petersburg | IC7 | Petroleum Liquids | IC |  | S | 2.3 | 2.3 | 1.5 | N | 2001 |  |  | N | Electric Utility | 1 | X | DFO
Petroleum Liquids.DFO | petroleum | TRUE | 14856 | Petersburg Borough - (AK) | 91 | Petersburg | AK | Wrangell Petersburg | IC8 | Petroleum Liquids | IC |  | S | 2.2 | 2.2 | 1.2 | N | 2012 |  |  | N | Electric Utility | 1 | X | DFO
Petroleum Liquids.DFO | petroleum | TRUE | 16955 | City of Seward - (AK) | 92 | Seward (AK) | AK | Kenai Peninsula | 3 | Petroleum Liquids | IC |  | S | 2.5 | 2.5 | 0.5 | N | 1975 |  |  | N | Electric Utility | 1 | X | DFO
Petroleum Liquids.DFO | petroleum | TRUE | 16955 | City of Seward - (AK) | 92 | Seward (AK) | AK | Kenai Peninsula | 4 | Petroleum Liquids | IC |  | S | 2.5 | 2.5 | 0.5 | N | 1986 |  |  | N | Electric Utility | 1 | X | DFO
Petroleum Liquids.DFO | petroleum | TRUE | 16955 | City of Seward - (AK) | 92 | Seward (AK) | AK | Kenai Peninsula | 5 | Petroleum Liquids | IC |  | S | 2.5 | 2.5 | 0.5 | N | 1985 |  |  | N | Electric Utility | 1 | X | DFO
Petroleum Liquids.DFO | petroleum | TRUE | 16955 | City of Seward - (AK) | 92 | Seward (AK) | AK | Kenai Peninsula | 6 | Petroleum Liquids | IC |  | S | 2.8 | 2.8 | 0.5 | N | 2000 |  |  | N | Electric Utility | 1 | X | DFO
Petroleum Liquids.DFO | petroleum | TRUE | 16955 | City of Seward - (AK) | 92 | Seward (AK) | AK | Kenai Peninsula | N1 | Petroleum Liquids | IC |  | S | 2.8 | 2.8 | 0.5 | N | 2010 |  |  | N | Electric Utility | 1 | X | DFO
Petroleum Liquids.DFO | petroleum | TRUE | 16955 | City of Seward - (AK) | 92 | Seward (AK) | AK | Kenai Peninsula | N2 | Petroleum Liquids | IC |  | S | 2.5 | 2.5 | 0.5 | N | 2010 |  |  | N | Electric Utility | 1 | X | DFO
Conventional Hydroelectric.WAT | hydro | TRUE | 17271 | City & Borough of Sitka - (AK) | 93 | Blue Lake Hydro | AK | Sitka | 3 | Conventional Hydroelectric | HY |  | S | 5.3 | 5.3 | 1 | N | 2014 |  |  | N | Electric Utility | 1 | X | WAT
Conventional Hydroelectric.WAT | hydro | TRUE | 17271 | City & Borough of Sitka - (AK) | 93 | Blue Lake Hydro | AK | Sitka | 4 | Conventional Hydroelectric | HY |  | S | 5.3 | 5.3 | 1 | N | 2014 |  |  | N | Electric Utility | 1 | X | WAT
Conventional Hydroelectric.WAT | hydro | TRUE | 17271 | City & Borough of Sitka - (AK) | 93 | Blue Lake Hydro | AK | Sitka | 5 | Conventional Hydroelectric | HY |  | S | 5.3 | 5.3 | 1 | N | 2014 |  |  | N | Electric Utility | 1 | X | WAT
Petroleum Liquids.DFO | petroleum | TRUE | 21015 | City of Wrangell - (AK) | 95 | Wrangell | AK | Wrangell Petersburg | 1-N | Petroleum Liquids | IC |  | S | 3.5 | 3.5 | 0.1 | N | 2020 |  |  | N | Electric Utility | 1 | X | DFO
Petroleum Liquids.DFO | petroleum | TRUE | 21015 | City of Wrangell - (AK) | 95 | Wrangell | AK | Wrangell Petersburg | 11 | Petroleum Liquids | IC |  | S | 2 | 2 | 0.1 | N | 2000 |  |  | N | Electric Utility | 1 | X | DFO
Petroleum Liquids.DFO | petroleum | TRUE | 21015 | City of Wrangell - (AK) | 95 | Wrangell | AK | Wrangell Petersburg | 12 | Petroleum Liquids | IC |  | S | 2 | 2 | 0.1 | N | 2000 |  |  | N | Electric Utility | 1 | X | DFO
Petroleum Liquids.DFO | petroleum | TRUE | 21015 | City of Wrangell - (AK) | 95 | Wrangell | AK | Wrangell Petersburg | 13 | Petroleum Liquids | IC |  | S | 2 | 2 | 0.1 | N | 2002 |  |  | N | Electric Utility | 1 | X | DFO
Petroleum Liquids.DFO | petroleum | TRUE | 21015 | City of Wrangell - (AK) | 95 | Wrangell | AK | Wrangell Petersburg | 9 | Petroleum Liquids | IC |  | S | 2.5 | 2.5 | 0.1 | N | 1987 |  |  | N | Electric Utility | 1 | X | DFO
Natural Gas Fired Combustion Turbine.NG | natural gas peaker | TRUE | 3522 | Chugach Electric Assn Inc | 96 | Beluga | AK | Kenai Peninsula | 1 | Natural Gas Fired Combustion Turbine | GT |  | S | 18.9 | 19.6 | 1 | N | 1968 |  |  | N | Electric Utility | 1 | X | NG
Natural Gas Fired Combustion Turbine.NG | natural gas peaker | TRUE | 3522 | Chugach Electric Assn Inc | 96 | Beluga | AK | Kenai Peninsula | 2 | Natural Gas Fired Combustion Turbine | GT |  | S | 18.9 | 19.6 | 1 | N | 1968 |  |  | N | Electric Utility | 1 | X | NG
Natural Gas Fired Combustion Turbine.NG | natural gas peaker | TRUE | 3522 | Chugach Electric Assn Inc | 96 | Beluga | AK | Kenai Peninsula | 3 | Natural Gas Fired Combustion Turbine | GT |  | S | 58 | 64.8 | 2 | N | 1972 |  |  | N | Electric Utility | 1 | X | NG
Natural Gas Fired Combustion Turbine.NG | natural gas peaker | TRUE | 3522 | Chugach Electric Assn Inc | 96 | Beluga | AK | Kenai Peninsula | 5 | Natural Gas Fired Combustion Turbine | GT |  | S | 61.4 | 68.7 | 2 | N | 1975 |  |  | N | Electric Utility | 1 | X | NG
Natural Gas Fired Combustion Turbine.NG | natural gas peaker | TRUE | 3522 | Chugach Electric Assn Inc | 96 | Beluga | AK | Kenai Peninsula | 6 | Natural Gas Fired Combustion Turbine | GT | BCC8 | S | 72.6 | 79.2 | 2 | N | 1976 |  |  | N | Electric Utility | 1 | X | NG
Natural Gas Fired Combustion Turbine.NG | natural gas peaker | TRUE | 3522 | Chugach Electric Assn Inc | 96 | Beluga | AK | Kenai Peninsula | 7 | Natural Gas Fired Combustion Turbine | GT | BCC8 | S | 70.6 | 80.1 | 2 | N | 1978 |  |  | N | Electric Utility | 1 | X | NG
Natural Gas Fired Combustion Turbine.NG | natural gas peaker | TRUE | 15500 | Puget Sound Energy Inc | 99 | Frederickson | WA | Pierce | 1 | Natural Gas Fired Combustion Turbine | GT |  | S | 67 | 81.1 | 5 | N | 1981 |  |  | N | Electric Utility | 1 | X | NG | DFO
Natural Gas Fired Combustion Turbine.NG | natural gas peaker | TRUE | 15500 | Puget Sound Energy Inc | 99 | Frederickson | WA | Pierce | 2 | Natural Gas Fired Combustion Turbine | GT |  | S | 67 | 81.1 | 5 | N | 1981 |  |  | N | Electric Utility | 1 | X | NG | DFO
Conventional Hydroelectric.WAT | hydro | TRUE | 16572 | Salt River Project | 100 | South Consolidated | AZ | Maricopa | SC1 | Conventional Hydroelectric | HY |  | S | 1.4 | 1.4 | 0.1 | N | 1981 |  |  | N | Electric Utility | 1 | X | WAT
Hydroelectric Pumped Storage.WAT | other | TRUE | 17609 | Southern California Edison Co | 104 | J S Eastwood | CA | Fresno | 1 | Hydroelectric Pumped Storage | PS |  | S | 199.8 | 199.8 | 0 | N | 1987 |  |  | N | Electric Utility | 1 | X | WAT
Conventional Steam Coal.SUB | hard coal | TRUE | 18315 | Sunflower Electric Power Corp | 108 | Holcomb | KS | Finney | 1 | Conventional Steam Coal | ST |  | S | 358.9 | 358.9 | 95 | N | 1983 |  |  | N | Electric Utility | 1 | X | SUB | NG
Petroleum Liquids.DFO | petroleum | TRUE | 13870 | Nushagak Electric Coop, Inc | 109 | Dillingham | AK | Dillingham | 10 | Petroleum Liquids | IC |  | S | 1.1 | 1.1 | 0.5 | N | 1988 |  |  | N | Electric Utility | 1 | X | DFO
Petroleum Liquids.DFO | petroleum | TRUE | 13870 | Nushagak Electric Coop, Inc | 109 | Dillingham | AK | Dillingham | 11 | Petroleum Liquids | IC |  | S | 1 | 1 | 0.5 | N | 2001 |  |  | N | Electric Utility | 1 | X | DFO
Petroleum Liquids.DFO | petroleum | TRUE | 13870 | Nushagak Electric Coop, Inc | 109 | Dillingham | AK | Dillingham | 12 | Petroleum Liquids | IC |  | S | 1 | 1 | 0.5 | N | 2006 |  |  | N | Electric Utility | 1 | X | DFO
Petroleum Liquids.DFO | petroleum | TRUE | 13870 | Nushagak Electric Coop, Inc | 109 | Dillingham | AK | Dillingham | 13 | Petroleum Liquids | IC |  | S | 1 | 1 | 0.5 | N | 2006 |  |  | N | Electric Utility | 1 | X | DFO
Petroleum Liquids.DFO | petroleum | TRUE | 13870 | Nushagak Electric Coop, Inc | 109 | Dillingham | AK | Dillingham | 14 | Petroleum Liquids | IC |  | S | 1 | 1 | 0.5 | N | 2008 |  |  | N | Electric Utility | 1 | X | DFO
Petroleum Liquids.DFO | petroleum | TRUE | 13870 | Nushagak Electric Coop, Inc | 109 | Dillingham | AK | Dillingham | 15 | Petroleum Liquids | IC |  | S | 1 | 1 | 0.5 | N | 2008 |  |  | N | Electric Utility | 1 | X | DFO
Petroleum Liquids.DFO | petroleum | TRUE | 13870 | Nushagak Electric Coop, Inc | 109 | Dillingham | AK | Dillingham | 16 | Petroleum Liquids | IC |  | S | 0.5 | 0.5 | 0.1 | N | 2009 |  |  | N | Electric Utility | 1 | X | DFO
Petroleum Liquids.DFO | petroleum | TRUE | 13870 | Nushagak Electric Coop, Inc | 109 | Dillingham | AK | Dillingham | 17 | Petroleum Liquids | IC |  | S | 2.2 | 2.2 | 1 | N | 2019 |  |  | N | Electric Utility | 1 | X | DFO
Petroleum Liquids.DFO | petroleum | TRUE | 13870 | Nushagak Electric Coop, Inc | 109 | Dillingham | AK | Dillingham | 18 | Petroleum Liquids | IC |  | S | 2.2 | 2.2 | 1 | N | 2019 |  |  | N | Electric Utility | 1 | X | DFO
Conventional Steam Coal.SUB | hard coal | TRUE | 803 | Arizona Public Service Co | 113 | Cholla | AZ | Navajo | 1 | Conventional Steam Coal | ST |  | S | 112 | 112 | 30 | N | 1962 |  |  | N | Electric Utility | 1 | X | SUB | NG
Conventional Steam Coal.SUB | hard coal | TRUE | 803 | Arizona Public Service Co | 113 | Cholla | AZ | Navajo | 3 | Conventional Steam Coal | ST |  | S | 271 | 271 | 75 | N | 1980 |  |  | N | Electric Utility | 1 | X | SUB | DFO | BIT
Petroleum Liquids.DFO | petroleum | TRUE | 803 | Arizona Public Service Co | 114 | Douglas | AZ | Cochise | 1 | Petroleum Liquids | GT |  | S | 15 | 19 | 2 | N | 1972 |  |  | N | Electric Utility | 1 | X | DFO
Natural Gas Fired Combustion Turbine.NG | natural gas peaker | TRUE | 803 | Arizona Public Service Co | 116 | Ocotillo | AZ | Maricopa | GT1 | Natural Gas Fired Combustion Turbine | GT |  | S | 50 | 62 | 4 | N | 1972 |  |  | N | Electric Utility | 1 | X | NG
Natural Gas Fired Combustion Turbine.NG | natural gas peaker | TRUE | 803 | Arizona Public Service Co | 116 | Ocotillo | AZ | Maricopa | GT2 | Natural Gas Fired Combustion Turbine | GT |  | S | 50 | 62 | 4 | N | 1973 |  |  | N | Electric Utility | 1 | X | NG
Natural Gas Fired Combustion Turbine.NG | natural gas peaker | TRUE | 803 | Arizona Public Service Co | 116 | Ocotillo | AZ | Maricopa | GT3 | Natural Gas Fired Combustion Turbine | GT |  | S | 101 | 103 | 45 | N | 2019 |  |  | N | Electric Utility | 1 | X | NG
Natural Gas Fired Combustion Turbine.NG | natural gas peaker | TRUE | 803 | Arizona Public Service Co | 116 | Ocotillo | AZ | Maricopa | GT4 | Natural Gas Fired Combustion Turbine | GT |  | S | 101 | 103 | 45 | N | 2019 |  |  | N | Electric Utility | 1 | X | NG
Natural Gas Fired Combustion Turbine.NG | natural gas peaker | TRUE | 803 | Arizona Public Service Co | 116 | Ocotillo | AZ | Maricopa | GT5 | Natural Gas Fired Combustion Turbine | GT |  | S | 101 | 103 | 45 | N | 2019 |  |  | N | Electric Utility | 1 | X | NG
Natural Gas Fired Combustion Turbine.NG | natural gas peaker | TRUE | 803 | Arizona Public Service Co | 116 | Ocotillo | AZ | Maricopa | GT6 | Natural Gas Fired Combustion Turbine | GT |  | S | 101 | 103 | 45 | N | 2019 |  |  | N | Electric Utility | 1 | X | NG
Natural Gas Fired Combustion Turbine.NG | natural gas peaker | TRUE | 803 | Arizona Public Service Co | 116 | Ocotillo | AZ | Maricopa | GT7 | Natural Gas Fired Combustion Turbine | GT |  | S | 101 | 103 | 45 | N | 2019 |  |  | N | Electric Utility | 1 | X | NG
Natural Gas Fired Combined Cycle.NG | natural gas combined cycle | TRUE | 803 | Arizona Public Service Co | 117 | West Phoenix | AZ | Maricopa | 1B | Natural Gas Fired Combined Cycle | CS |  | S | 85 | 92 | 10 | N | 1976 |  |  | N | Electric Utility | 1 | X | NG
Natural Gas Fired Combined Cycle.NG | natural gas combined cycle | TRUE | 803 | Arizona Public Service Co | 117 | West Phoenix | AZ | Maricopa | 2B | Natural Gas Fired Combined Cycle | CS |  | S | 85 | 92 | 10 | N | 1976 |  |  | N | Electric Utility | 1 | X | NG
Natural Gas Fired Combined Cycle.NG | natural gas combined cycle | TRUE | 803 | Arizona Public Service Co | 117 | West Phoenix | AZ | Maricopa | 3B | Natural Gas Fired Combined Cycle | CS |  | S | 85 | 92 | 50 | N | 1976 |  |  | N | Electric Utility | 1 | X | NG
Natural Gas Fired Combined Cycle.NG | natural gas combined cycle | TRUE | 803 | Arizona Public Service Co | 117 | West Phoenix | AZ | Maricopa | C4-1 | Natural Gas Fired Combined Cycle | CT | CC1 | S | 68 | 78 | 40 | N | 2001 |  |  | N | Electric Utility | 1 | X | NG
Natural Gas Fired Combined Cycle.NG | natural gas combined cycle | TRUE | 803 | Arizona Public Service Co | 117 | West Phoenix | AZ | Maricopa | C4-2 | Natural Gas Fired Combined Cycle | CA | CC1 | S | 34 | 34 | 0 | N | 2001 |  |  | N | Electric Utility | 1 | X | NG
Natural Gas Fired Combined Cycle.NG | natural gas combined cycle | TRUE | 803 | Arizona Public Service Co | 117 | West Phoenix | AZ | Maricopa | C5-1 | Natural Gas Fired Combined Cycle | CT | CC2 | S | 145 | 153 | 85 | N | 2003 |  |  | N | Electric Utility | 1 | X | NG
Natural Gas Fired Combined Cycle.NG | natural gas combined cycle | TRUE | 803 | Arizona Public Service Co | 117 | West Phoenix | AZ | Maricopa | C5-2 | Natural Gas Fired Combined Cycle | CT | CC2 | S | 145 | 153 | 85 | N | 2003 |  |  | N | Electric Utility | 1 | X | NG
Natural Gas Fired Combined Cycle.NG | natural gas combined cycle | TRUE | 803 | Arizona Public Service Co | 117 | West Phoenix | AZ | Maricopa | C5-3 | Natural Gas Fired Combined Cycle | CA | CC2 | S | 162 | 162 | 0 | N | 2003 |  |  | N | Electric Utility | 1 | X | NG
Natural Gas Fired Combustion Turbine.NG | natural gas peaker | TRUE | 803 | Arizona Public Service Co | 117 | West Phoenix | AZ | Maricopa | GT1 | Natural Gas Fired Combustion Turbine | GT |  | S | 50 | 62 | 4 | N | 1972 |  |  | N | Electric Utility | 1 | X | NG
Natural Gas Fired Combustion Turbine.NG | natural gas peaker | TRUE | 803 | Arizona Public Service Co | 117 | West Phoenix | AZ | Maricopa | GT2 | Natural Gas Fired Combustion Turbine | GT |  | S | 50 | 62 | 4 | N | 1973 |  |  | N | Electric Utility | 1 | X | NG
Natural Gas Fired Combustion Turbine.NG | natural gas peaker | TRUE | 803 | Arizona Public Service Co | 118 | Saguaro | AZ | Pinal | GE1 | Natural Gas Fired Combustion Turbine | GT |  | S | 76 | 79 | 40 | N | 2002 |  |  | N | Electric Utility | 1 | X | NG
Natural Gas Fired Combustion Turbine.NG | natural gas peaker | TRUE | 803 | Arizona Public Service Co | 118 | Saguaro | AZ | Pinal | GT1 | Natural Gas Fired Combustion Turbine | GT |  | S | 53.1 | 50 | 4 | N | 1972 |  |  | N | Electric Utility | 1 | X | NG
Natural Gas Fired Combustion Turbine.NG | natural gas peaker | TRUE | 803 | Arizona Public Service Co | 118 | Saguaro | AZ | Pinal | GT2 | Natural Gas Fired Combustion Turbine | GT |  | S | 50 | 62 | 4 | N | 1973 |  |  | N | Electric Utility | 1 | X | NG
Natural Gas Fired Combustion Turbine.NG | natural gas peaker | TRUE | 803 | Arizona Public Service Co | 120 | Yucca | AZ | Yuma | GT1 | Natural Gas Fired Combustion Turbine | GT |  | S | 18 | 22 | 2 | N | 1971 |  |  | N | Electric Utility | 1 | X | NG | DFO
Natural Gas Fired Combustion Turbine.NG | natural gas peaker | TRUE | 803 | Arizona Public Service Co | 120 | Yucca | AZ | Yuma | GT2 | Natural Gas Fired Combustion Turbine | GT |  | S | 18 | 22 | 2 | N | 1971 |  |  | N | Electric Utility | 1 | X | NG | DFO
Petroleum Liquids.DFO | petroleum | TRUE | 803 | Arizona Public Service Co | 120 | Yucca | AZ | Yuma | GT21 | Petroleum Liquids | GT |  | W | 20 | 22 | 2 | N | 1978 |  |  | N | Electric Utility | 1 | X | DFO
Natural Gas Fired Combustion Turbine.NG | natural gas peaker | TRUE | 803 | Arizona Public Service Co | 120 | Yucca | AZ | Yuma | GT3 | Natural Gas Fired Combustion Turbine | GT |  | S | 52 | 62 | 5 | N | 1973 |  |  | N | Electric Utility | 1 | X | NG
Petroleum Liquids.DFO | petroleum | TRUE | 803 | Arizona Public Service Co | 120 | Yucca | AZ | Yuma | GT4 | Petroleum Liquids | GT |  | S | 51 | 61 | 5 | N | 1974 |  |  | N | Electric Utility | 1 | X | DFO
Natural Gas Fired Combustion Turbine.NG | natural gas peaker | TRUE | 803 | Arizona Public Service Co | 120 | Yucca | AZ | Yuma | GT5 | Natural Gas Fired Combustion Turbine | GT |  | S | 47.7 | 49.3 | 20 | N | 2008 |  |  | N | Electric Utility | 1 | X | NG
Natural Gas Fired Combustion Turbine.NG | natural gas peaker | TRUE | 803 | Arizona Public Service Co | 120 | Yucca | AZ | Yuma | GT6 | Natural Gas Fired Combustion Turbine | GT |  | S | 47.7 | 49.3 | 20 | N | 2008 |  |  | N | Electric Utility | 1 | X | NG
Natural Gas Steam Turbine.NG | natural gas steam turbine | TRUE | 803 | Arizona Public Service Co | 120 | Yucca | AZ | Yuma | ST1 | Natural Gas Steam Turbine | ST |  | W | 75 | 75 | 2 | N | 1959 |  |  | N | Electric Utility | 1 | X | NG | RFO
Natural Gas Fired Combustion Turbine.NG | natural gas peaker | TRUE | 24211 | Tucson Electric Power Co | 124 | Demoss Petrie | AZ | Pima | GT2 | Natural Gas Fired Combustion Turbine | GT |  | S | 75 | 77.4 | 40 | N | 2001 |  |  | N | Electric Utility | 1 | X | NG
Natural Gas Steam Turbine.NG | natural gas steam turbine | TRUE | 24211 | Tucson Electric Power Co | 126 | H Wilson Sundt Generating Station | AZ | Pima | 4 | Natural Gas Steam Turbine | ST |  | S | 156 | 156 | 26 | N | 1967 |  |  | N | Electric Utility | 1 | X | NG | LFG
Natural Gas Fired Combustion Turbine.NG | natural gas peaker | TRUE | 24211 | Tucson Electric Power Co | 126 | H Wilson Sundt Generating Station | AZ | Pima | GT1 | Natural Gas Fired Combustion Turbine | GT |  | S | 24 | 26.8 | 5 | N | 1972 |  |  | N | Electric Utility | 1 | X | NG | DFO
Natural Gas Fired Combustion Turbine.NG | natural gas peaker | TRUE | 24211 | Tucson Electric Power Co | 126 | H Wilson Sundt Generating Station | AZ | Pima | GT2 | Natural Gas Fired Combustion Turbine | GT |  | S | 24 | 26.8 | 5 | N | 1972 |  |  | N | Electric Utility | 1 | X | NG | DFO
Natural Gas Internal Combustion Engine.NG | natural gas peaker | TRUE | 24211 | Tucson Electric Power Co | 126 | H Wilson Sundt Generating Station | AZ | Pima | RIC1 | Natural Gas Internal Combustion Engine | IC |  | S | 18.2 | 18.7 | 4.7 | N | 2020 |  |  | N | Electric Utility | 1 | X | NG
Natural Gas Internal Combustion Engine.NG | natural gas peaker | TRUE | 24211 | Tucson Electric Power Co | 126 | H Wilson Sundt Generating Station | AZ | Pima | RIC10 | Natural Gas Internal Combustion Engine | IC |  | S | 18.2 | 18.7 | 4.7 | N | 2019 |  |  | N | Electric Utility | 1 | X | NG
Natural Gas Internal Combustion Engine.NG | natural gas peaker | TRUE | 24211 | Tucson Electric Power Co | 126 | H Wilson Sundt Generating Station | AZ | Pima | RIC2 | Natural Gas Internal Combustion Engine | IC |  | S | 18.2 | 18.7 | 4.7 | N | 2020 |  |  | N | Electric Utility | 1 | X | NG
Natural Gas Internal Combustion Engine.NG | natural gas peaker | TRUE | 24211 | Tucson Electric Power Co | 126 | H Wilson Sundt Generating Station | AZ | Pima | RIC3 | Natural Gas Internal Combustion Engine | IC |  | S | 18.2 | 18.7 | 4.7 | N | 2020 |  |  | N | Electric Utility | 1 | X | NG
Natural Gas Internal Combustion Engine.NG | natural gas peaker | TRUE | 24211 | Tucson Electric Power Co | 126 | H Wilson Sundt Generating Station | AZ | Pima | RIC4 | Natural Gas Internal Combustion Engine | IC |  | S | 18.2 | 18.7 | 4.7 | N | 2020 |  |  | N | Electric Utility | 1 | X | NG
Natural Gas Internal Combustion Engine.NG | natural gas peaker | TRUE | 24211 | Tucson Electric Power Co | 126 | H Wilson Sundt Generating Station | AZ | Pima | RIC5 | Natural Gas Internal Combustion Engine | IC |  | S | 18.2 | 18.7 | 4.7 | N | 2020 |  |  | Y | Electric Utility | 1 | T | NG
Natural Gas Internal Combustion Engine.NG | natural gas peaker | TRUE | 24211 | Tucson Electric Power Co | 126 | H Wilson Sundt Generating Station | AZ | Pima | RIC6 | Natural Gas Internal Combustion Engine | IC |  | S | 18.2 | 18.7 | 4.7 | N | 2019 |  |  | Y | Electric Utility | 1 | T | NG
Natural Gas Internal Combustion Engine.NG | natural gas peaker | TRUE | 24211 | Tucson Electric Power Co | 126 | H Wilson Sundt Generating Station | AZ | Pima | RIC7 | Natural Gas Internal Combustion Engine | IC |  | S | 18.2 | 18.7 | 4.7 | N | 2019 |  |  | N | Electric Utility | 1 | X | NG
Natural Gas Internal Combustion Engine.NG | natural gas peaker | TRUE | 24211 | Tucson Electric Power Co | 126 | H Wilson Sundt Generating Station | AZ | Pima | RIC8 | Natural Gas Internal Combustion Engine | IC |  | S | 18.2 | 18.7 | 4.7 | N | 2019 |  |  | N | Electric Utility | 1 | X | NG
Natural Gas Internal Combustion Engine.NG | natural gas peaker | TRUE | 24211 | Tucson Electric Power Co | 126 | H Wilson Sundt Generating Station | AZ | Pima | RIC9 | Natural Gas Internal Combustion Engine | IC |  | S | 18.2 | 18.7 | 4.7 | N | 2019 |  |  | N | Electric Utility | 1 | X | NG
Natural Gas Steam Turbine.NG | natural gas steam turbine | TRUE | 24211 | Tucson Electric Power Co | 126 | H Wilson Sundt Generating Station | AZ | Pima | ST3 | Natural Gas Steam Turbine | ST |  | S | 104 | 104 | 25 | N | 1962 |  |  | N | Electric Utility | 1 | X | NG
Conventional Steam Coal.BIT | hard coal | TRUE | 17543 | South Carolina Public Service Authority | 130 | Cross | SC | Berkeley | 1 | Conventional Steam Coal | ST |  | S | 580 | 585 | 260 | N | 1995 |  |  | N | Electric Utility | 1 | X | BIT
Conventional Steam Coal.BIT | hard coal | TRUE | 17543 | South Carolina Public Service Authority | 130 | Cross | SC | Berkeley | 2 | Conventional Steam Coal | ST |  | S | 565 | 570 | 250 | N | 1984 |  |  | N | Electric Utility | 1 | X | BIT
Conventional Steam Coal.BIT | hard coal | TRUE | 17543 | South Carolina Public Service Authority | 130 | Cross | SC | Berkeley | 3 | Conventional Steam Coal | ST |  | S | 580 | 610 | 250 | N | 2007 |  |  | N | Electric Utility | 1 | X | BIT
Conventional Steam Coal.BIT | hard coal | TRUE | 17543 | South Carolina Public Service Authority | 130 | Cross | SC | Berkeley | 4 | Conventional Steam Coal | ST |  | S | 605 | 615 | 250 | N | 2008 |  |  | N | Electric Utility | 1 | X | BIT | DFO
Conventional Steam Coal.BIT | hard coal | TRUE | 21554 | Seminole Electric Cooperative Inc | 136 | Seminole (FL) | FL | Putnam | 2 | Conventional Steam Coal | ST |  | S | 634 | 640 | 300 | N | 1984 |  |  | N | Electric Utility | 1 | X | BIT
Natural Gas Fired Combined Cycle.NG | natural gas combined cycle | TRUE | 21554 | Seminole Electric Cooperative Inc | 136 | Seminole (FL) | FL | Putnam | CT1 | Natural Gas Fired Combined Cycle | CT | SCCF | S | 355 | 368.6 | 84 | N | 2023 |  |  | N | Electric Utility | 1 | X | NG
Natural Gas Fired Combined Cycle.NG | natural gas combined cycle | TRUE | 21554 | Seminole Electric Cooperative Inc | 136 | Seminole (FL) | FL | Putnam | CT2 | Natural Gas Fired Combined Cycle | CT | SCCF | S | 355 | 368.6 | 84 | N | 2023 |  |  | N | Electric Utility | 1 | X | NG
Natural Gas Fired Combined Cycle.NG | natural gas combined cycle | TRUE | 21554 | Seminole Electric Cooperative Inc | 136 | Seminole (FL) | FL | Putnam | ST | Natural Gas Fired Combined Cycle | CA | SCCF | S | 394 | 397.2 | 173 | N | 2023 |  |  | N | Electric Utility | 1 | X | NG
Natural Gas Steam Turbine.NG | natural gas steam turbine | TRUE | 16572 | Salt River Project | 141 | Agua Fria | AZ | Maricopa | AF1 | Natural Gas Steam Turbine | ST |  | S | 113 | 113 | 45 | N | 1958 |  |  | N | Electric Utility | 1 | X | NG | DFO
Natural Gas Steam Turbine.NG | natural gas steam turbine | TRUE | 16572 | Salt River Project | 141 | Agua Fria | AZ | Maricopa | AF2 | Natural Gas Steam Turbine | ST |  | S | 113 | 113 | 45 | N | 1957 |  |  | N | Electric Utility | 1 | X | NG | DFO
Petroleum Liquids.DFO | petroleum | TRUE | 16572 | Salt River Project | 141 | Agua Fria | AZ | Maricopa | AF3 | Petroleum Liquids | ST |  | S | 181 | 184 | 63 | N | 1961 |  |  | N | Electric Utility | 1 | X | DFO
Natural Gas Fired Combustion Turbine.NG | natural gas peaker | TRUE | 16572 | Salt River Project | 141 | Agua Fria | AZ | Maricopa | AF4 | Natural Gas Fired Combustion Turbine | GT |  | S | 73 | 87 | 73 | N | 1975 |  |  | N | Electric Utility | 1 | X | NG | DFO
Natural Gas Fired Combustion Turbine.NG | natural gas peaker | TRUE | 16572 | Salt River Project | 141 | Agua Fria | AZ | Maricopa | AF5 | Natural Gas Fired Combustion Turbine | GT |  | S | 73 | 82 | 73 | N | 1974 |  |  | N | Electric Utility | 1 | X | NG | DFO
Natural Gas Fired Combustion Turbine.NG | natural gas peaker | TRUE | 16572 | Salt River Project | 141 | Agua Fria | AZ | Maricopa | AF6 | Natural Gas Fired Combustion Turbine | GT |  | S | 73 | 82 | 73 | N | 1974 |  |  | N | Electric Utility | 1 | X | NG | DFO
Natural Gas Fired Combustion Turbine.NG | natural gas peaker | TRUE | 16572 | Salt River Project | 141 | Agua Fria | AZ | Maricopa | AF7 | Natural Gas Fired Combustion Turbine | GT |  | S | 45 | 49.5 | 23 | N | 2022 |  |  | N | Electric Utility | 1 | X | NG
Natural Gas Fired Combustion Turbine.NG | natural gas peaker | TRUE | 16572 | Salt River Project | 141 | Agua Fria | AZ | Maricopa | AF8 | Natural Gas Fired Combustion Turbine | GT |  | S | 45 | 49.5 | 23 | N | 2022 |  |  | N | Electric Utility | 1 | X | NG
Batteries.MWH | battery storage | TRUE | 16572 | Salt River Project | 141 | Agua Fria | AZ | Maricopa | AFSB1 | Batteries | BA |  | S | 25 | 25 | 25 | N | 2021 |  |  | N | Electric Utility | 1 | X | MWH
Solar Photovoltaic.SUN | solar PV | TRUE | 16572 | Salt River Project | 141 | Agua Fria | AZ | Maricopa | PV-3 | Solar Photovoltaic | PV |  | S | 0.2 | 0.2 | 0.2 | N | 2001 |  |  | N | Electric Utility | 1 | X | SUN
Conventional Hydroelectric.WAT | hydro | TRUE | 16572 | Salt River Project | 143 | Crosscut | AZ | Maricopa | CC5 | Conventional Hydroelectric | HY |  | S | 3 | 3 | 0.1 | N | 1939 |  |  | N | Electric Utility | 1 | X | WAT
Conventional Hydroelectric.WAT | hydro | TRUE | 16572 | Salt River Project | 145 | Horse Mesa | AZ | Maricopa | HM1 | Conventional Hydroelectric | HY |  | S | 10 | 10 | 3 | N | 1927 |  |  | N | Electric Utility | 1 | X | WAT
Conventional Hydroelectric.WAT | hydro | TRUE | 16572 | Salt River Project | 145 | Horse Mesa | AZ | Maricopa | HM2 | Conventional Hydroelectric | HY |  | S | 10 | 10 | 3 | N | 1927 |  |  | N | Electric Utility | 1 | X | WAT
Conventional Hydroelectric.WAT | hydro | TRUE | 16572 | Salt River Project | 145 | Horse Mesa | AZ | Maricopa | HM3 | Conventional Hydroelectric | HY |  | S | 11 | 11 | 3 | N | 1927 |  |  | N | Electric Utility | 1 | X | WAT
Hydroelectric Pumped Storage.WAT | other | TRUE | 16572 | Salt River Project | 145 | Horse Mesa | AZ | Maricopa | HM4 | Hydroelectric Pumped Storage | PS |  | S | 119 | 119 | 80 | N | 1927 |  |  | N | Electric Utility | 1 | X | WAT
Natural Gas Steam Turbine.NG | natural gas steam turbine | TRUE | 16572 | Salt River Project | 147 | Kyrene | AZ | Maricopa | KY1 | Natural Gas Steam Turbine | ST |  | S | 34 | 34 | 4 | N | 1952 |  |  | N | Electric Utility | 1 | X | NG | DFO
Natural Gas Steam Turbine.NG | natural gas steam turbine | TRUE | 16572 | Salt River Project | 147 | Kyrene | AZ | Maricopa | KY2 | Natural Gas Steam Turbine | ST |  | S | 72 | 72 | 4 | N | 1954 |  |  | N | Electric Utility | 1 | X | NG | DFO
Natural Gas Fired Combustion Turbine.NG | natural gas peaker | TRUE | 16572 | Salt River Project | 147 | Kyrene | AZ | Maricopa | KY4 | Natural Gas Fired Combustion Turbine | GT |  | S | 59 | 62.5 | 6 | N | 1971 |  |  | N | Electric Utility | 1 | X | NG | DFO
Natural Gas Fired Combustion Turbine.NG | natural gas peaker | TRUE | 16572 | Salt River Project | 147 | Kyrene | AZ | Maricopa | KY5 | Natural Gas Fired Combustion Turbine | GT |  | S | 53 | 62 | 6 | N | 1973 |  |  | N | Electric Utility | 1 | X | NG | DFO
Natural Gas Fired Combustion Turbine.NG | natural gas peaker | TRUE | 16572 | Salt River Project | 147 | Kyrene | AZ | Maricopa | KY6 | Natural Gas Fired Combustion Turbine | GT |  | S | 53 | 62 | 6 | N | 1973 |  |  | N | Electric Utility | 1 | X | NG | DFO
Natural Gas Fired Combined Cycle.NG | natural gas combined cycle | TRUE | 16572 | Salt River Project | 147 | Kyrene | AZ | Maricopa | KY7 | Natural Gas Fired Combined Cycle | CT | KYS7 | S | 148 | 167 | 90 | N | 2002 |  |  | N | Electric Utility | 1 | X | NG
Natural Gas Fired Combined Cycle.NG | natural gas combined cycle | TRUE | 16572 | Salt River Project | 147 | Kyrene | AZ | Maricopa | KY7A | Natural Gas Fired Combined Cycle | CA | KYS7 | S | 106 | 110 | 90 | N | 2002 |  |  | N | Electric Utility | 1 | X | NG
Conventional Hydroelectric.WAT | hydro | TRUE | 16572 | Salt River Project | 148 | Mormon Flat | AZ | Maricopa | MF1 | Conventional Hydroelectric | HY |  | S | 11.5 | 11.5 | 8 | N | 1926 |  |  | N | Electric Utility | 1 | X | WAT
Hydroelectric Pumped Storage.WAT | other | TRUE | 16572 | Salt River Project | 148 | Mormon Flat | AZ | Maricopa | MF2 | Hydroelectric Pumped Storage | PS |  | S | 57.3 | 57.3 | 10 | N | 1971 |  |  | N | Electric Utility | 1 | X | WAT
Conventional Hydroelectric.WAT | hydro | TRUE | 16572 | Salt River Project | 149 | Roosevelt | AZ | Maricopa | ROOS | Conventional Hydroelectric | HY |  | S | 36 | 36 | 10 | N | 1973 |  |  | N | Electric Utility | 1 | X | WAT
Conventional Hydroelectric.WAT | hydro | TRUE | 16572 | Salt River Project | 150 | Stewart Mountain | AZ | Maricopa | SM | Conventional Hydroelectric | HY |  | S | 13 | 13 | 0.1 | N | 1930 |  |  | N | Electric Utility | 1 | X | WAT
Petroleum Liquids.DFO | petroleum | TRUE | 12745 | Modesto Irrigation District | 151 | McClure | CA | Stanislaus | 1 | Petroleum Liquids | GT |  | S | 53.5 | 53.5 | 20 | N | 1980 |  |  | N | Electric Utility | 1 | X | DFO | NG
Natural Gas Fired Combustion Turbine.NG | natural gas peaker | TRUE | 12745 | Modesto Irrigation District | 151 | McClure | CA | Stanislaus | 2 | Natural Gas Fired Combustion Turbine | GT |  | S | 53.5 | 53.5 | 20 | N | 1981 |  |  | N | Electric Utility | 1 | X | NG | DFO
Conventional Hydroelectric.WAT | hydro | TRUE | 2518 | U S Bureau of Reclamation | 152 | Davis Dam | AZ | Mohave | 1 | Conventional Hydroelectric | HY |  | S | 51.7 | 51.7 | 0 | N | 1951 |  |  | N | Electric Utility | 1 | X | WAT
Conventional Hydroelectric.WAT | hydro | TRUE | 2518 | U S Bureau of Reclamation | 152 | Davis Dam | AZ | Mohave | 2 | Conventional Hydroelectric | HY |  | S | 51.7 | 51.7 | 0 | N | 1951 |  |  | N | Electric Utility | 1 | X | WAT
Conventional Hydroelectric.WAT | hydro | TRUE | 2518 | U S Bureau of Reclamation | 152 | Davis Dam | AZ | Mohave | 3 | Conventional Hydroelectric | HY |  | S | 48 | 48 | 0 | N | 1951 |  |  | N | Electric Utility | 1 | X | WAT
Conventional Hydroelectric.WAT | hydro | TRUE | 2518 | U S Bureau of Reclamation | 152 | Davis Dam | AZ | Mohave | 4 | Conventional Hydroelectric | HY |  | S | 51.7 | 51.7 | 0 | N | 1951 |  |  | N | Electric Utility | 1 | X | WAT
Conventional Hydroelectric.WAT | hydro | TRUE | 2518 | U S Bureau of Reclamation | 152 | Davis Dam | AZ | Mohave | 5 | Conventional Hydroelectric | HY |  | S | 51.7 | 51.7 | 0 | N | 1951 |  |  | N | Electric Utility | 1 | X | WAT
Conventional Hydroelectric.WAT | hydro | TRUE | 2518 | U S Bureau of Reclamation | 153 | Glen Canyon Dam | AZ | Coconino | 1 | Conventional Hydroelectric | HY |  | S | 165 | 165 | 0 | N | 1964 |  |  | N | Electric Utility | 1 | X | WAT
Conventional Hydroelectric.WAT | hydro | TRUE | 2518 | U S Bureau of Reclamation | 153 | Glen Canyon Dam | AZ | Coconino | 2 | Conventional Hydroelectric | HY |  | S | 165 | 165 | 0 | N | 1964 |  |  | N | Electric Utility | 1 | X | WAT
Conventional Hydroelectric.WAT | hydro | TRUE | 2518 | U S Bureau of Reclamation | 153 | Glen Canyon Dam | AZ | Coconino | 3 | Conventional Hydroelectric | HY |  | S | 165 | 165 | 0 | N | 1964 |  |  | N | Electric Utility | 1 | X | WAT
Conventional Hydroelectric.WAT | hydro | TRUE | 2518 | U S Bureau of Reclamation | 153 | Glen Canyon Dam | AZ | Coconino | 4 | Conventional Hydroelectric | HY |  | S | 165 | 165 | 0 | N | 1965 |  |  | N | Electric Utility | 1 | X | WAT
Conventional Hydroelectric.WAT | hydro | TRUE | 2518 | U S Bureau of Reclamation | 153 | Glen Canyon Dam | AZ | Coconino | 5 | Conventional Hydroelectric | HY |  | S | 165 | 165 | 0 | N | 1965 |  |  | N | Electric Utility | 1 | X | WAT
Conventional Hydroelectric.WAT | hydro | TRUE | 2518 | U S Bureau of Reclamation | 153 | Glen Canyon Dam | AZ | Coconino | 6 | Conventional Hydroelectric | HY |  | S | 165 | 165 | 0 | N | 1965 |  |  | N | Electric Utility | 1 | X | WAT
Conventional Hydroelectric.WAT | hydro | TRUE | 2518 | U S Bureau of Reclamation | 153 | Glen Canyon Dam | AZ | Coconino | 7 | Conventional Hydroelectric | HY |  | S | 157 | 157 | 0 | N | 1966 |  |  | N | Electric Utility | 1 | X | WAT
Conventional Hydroelectric.WAT | hydro | TRUE | 2518 | U S Bureau of Reclamation | 153 | Glen Canyon Dam | AZ | Coconino | 8 | Conventional Hydroelectric | HY |  | S | 165 | 165 | 0 | N | 1966 |  |  | N | Electric Utility | 1 | X | WAT
Conventional Hydroelectric.WAT | hydro | TRUE | 2518 | U S Bureau of Reclamation | 154 | Hoover Dam (NV) | NV | Clark | N0 | Conventional Hydroelectric | HY |  | S | 2.4 | 2.4 | 0 | N | 1936 |  |  | N | Electric Utility | 1 | X | WAT
Conventional Hydroelectric.WAT | hydro | TRUE | 2518 | U S Bureau of Reclamation | 154 | Hoover Dam (NV) | NV | Clark | N1 | Conventional Hydroelectric | HY |  | S | 130 | 130 | 0 | N | 1936 |  |  | N | Electric Utility | 1 | X | WAT
Conventional Hydroelectric.WAT | hydro | TRUE | 2518 | U S Bureau of Reclamation | 154 | Hoover Dam (NV) | NV | Clark | N2 | Conventional Hydroelectric | HY |  | S | 130 | 130 | 0 | N | 1936 |  |  | N | Electric Utility | 1 | X | WAT
Conventional Hydroelectric.WAT | hydro | TRUE | 2518 | U S Bureau of Reclamation | 154 | Hoover Dam (NV) | NV | Clark | N3 | Conventional Hydroelectric | HY |  | S | 130 | 130 | 0 | N | 1937 |  |  | N | Electric Utility | 1 | X | WAT
Conventional Hydroelectric.WAT | hydro | TRUE | 2518 | U S Bureau of Reclamation | 154 | Hoover Dam (NV) | NV | Clark | N4 | Conventional Hydroelectric | HY |  | S | 130 | 130 | 0 | N | 1936 |  |  | N | Electric Utility | 1 | X | WAT
Conventional Hydroelectric.WAT | hydro | TRUE | 2518 | U S Bureau of Reclamation | 154 | Hoover Dam (NV) | NV | Clark | N5 | Conventional Hydroelectric | HY |  | S | 130 | 130 | 0 | N | 1938 |  |  | N | Electric Utility | 1 | X | WAT
Conventional Hydroelectric.WAT | hydro | TRUE | 2518 | U S Bureau of Reclamation | 154 | Hoover Dam (NV) | NV | Clark | N6 | Conventional Hydroelectric | HY |  | S | 130 | 130 | 0 | N | 1938 |  |  | N | Electric Utility | 1 | X | WAT
Conventional Hydroelectric.WAT | hydro | TRUE | 2518 | U S Bureau of Reclamation | 154 | Hoover Dam (NV) | NV | Clark | N7 | Conventional Hydroelectric | HY |  | S | 127 | 127 | 0 | N | 1944 |  |  | N | Electric Utility | 1 | X | WAT
Conventional Hydroelectric.WAT | hydro | TRUE | 2518 | U S Bureau of Reclamation | 154 | Hoover Dam (NV) | NV | Clark | N8 | Conventional Hydroelectric | HY |  | S | 130 | 130 | 0 | N | 1961 |  |  | N | Electric Utility | 1 | X | WAT
Conventional Hydroelectric.WAT | hydro | TRUE | 8366 | Heber Light & Power Company | 159 | Lake Creek Dam | UT | Wasatch | 1 | Conventional Hydroelectric | HY |  | S | 1 | 1 | 0.2 | N | 1981 |  |  | N | Electric Utility | 1 | X | WAT
Natural Gas Fired Combustion Turbine.NG | natural gas peaker | TRUE | 796 | Arizona Electric Pwr Coop Inc | 160 | Apache Station | AZ | Cochise | GT1 | Natural Gas Fired Combustion Turbine | GT |  | S | 10 | 10 | 1 | N | 1963 |  |  | N | Electric Utility | 1 | X | NG
Natural Gas Fired Combustion Turbine.NG | natural gas peaker | TRUE | 796 | Arizona Electric Pwr Coop Inc | 160 | Apache Station | AZ | Cochise | GT2 | Natural Gas Fired Combustion Turbine | GT |  | S | 18.5 | 20 | 2 | N | 1972 |  |  | N | Electric Utility | 1 | X | NG
Natural Gas Fired Combustion Turbine.NG | natural gas peaker | TRUE | 796 | Arizona Electric Pwr Coop Inc | 160 | Apache Station | AZ | Cochise | GT3 | Natural Gas Fired Combustion Turbine | GT |  | S | 60 | 63 | 7 | N | 1975 |  |  | N | Electric Utility | 1 | X | NG
Natural Gas Fired Combustion Turbine.NG | natural gas peaker | TRUE | 796 | Arizona Electric Pwr Coop Inc | 160 | Apache Station | AZ | Cochise | GT4 | Natural Gas Fired Combustion Turbine | GT |  | S | 38 | 44 | 5 | N | 2002 |  |  | N | Electric Utility | 1 | X | NG
Natural Gas Steam Turbine.NG | natural gas steam turbine | TRUE | 796 | Arizona Electric Pwr Coop Inc | 160 | Apache Station | AZ | Cochise | ST1 | Natural Gas Steam Turbine | ST |  | S | 72 | 72 | 20 | N | 1964 |  |  | N | Electric Utility | 1 | X | NG
Natural Gas Steam Turbine.NG | natural gas steam turbine | TRUE | 796 | Arizona Electric Pwr Coop Inc | 160 | Apache Station | AZ | Cochise | ST2 | Natural Gas Steam Turbine | ST |  | S | 175 | 175 | 50 | N | 1979 |  |  | N | Electric Utility | 1 | X | NG
Conventional Steam Coal.SUB | hard coal | TRUE | 796 | Arizona Electric Pwr Coop Inc | 160 | Apache Station | AZ | Cochise | ST3 | Conventional Steam Coal | ST |  | S | 175 | 175 | 50 | N | 1979 |  |  | N | Electric Utility | 1 | X | SUB | NG | BIT
Conventional Hydroelectric.WAT | hydro | TRUE | 19281 | Turlock Irrigation District | 161 | Turlock Lake | CA | Stanislaus | 1 | Conventional Hydroelectric | HY |  | S | 1.1 | 1.1 | 0.3 | N | 1980 |  |  | N | Electric Utility | 1 | X | WAT
Conventional Hydroelectric.WAT | hydro | TRUE | 19281 | Turlock Irrigation District | 161 | Turlock Lake | CA | Stanislaus | 2 | Conventional Hydroelectric | HY |  | S | 1.1 | 1.1 | 0.3 | N | 1980 |  |  | N | Electric Utility | 1 | X | WAT
Conventional Hydroelectric.WAT | hydro | TRUE | 19281 | Turlock Irrigation District | 161 | Turlock Lake | CA | Stanislaus | 3 | Conventional Hydroelectric | HY |  | S | 1.1 | 1.1 | 0.3 | N | 1980 |  |  | N | Electric Utility | 1 | X | WAT
Conventional Hydroelectric.WAT | hydro | TRUE | 19281 | Turlock Irrigation District | 162 | Hickman | CA | Stanislaus | 1 | Conventional Hydroelectric | HY |  | S | 0.5 | 0.5 | 0.1 | N | 1979 |  |  | N | Electric Utility | 1 | X | WAT
Conventional Hydroelectric.WAT | hydro | TRUE | 19281 | Turlock Irrigation District | 162 | Hickman | CA | Stanislaus | 2 | Conventional Hydroelectric | HY |  | S | 0.5 | 0.5 | 0.1 | N | 1979 |  |  | N | Electric Utility | 1 | X | WAT
Conventional Steam Coal.SUB | hard coal | TRUE | 7490 | Grand River Dam Authority | 165 | GREC | OK | Mayes | 2 | Conventional Steam Coal | ST |  | S | 492.5 | 492.5 | 150 | N | 1985 | 4 | 2026 | N | Electric Utility | 1 | X | SUB
Natural Gas Fired Combined Cycle.NG | natural gas combined cycle | TRUE | 7490 | Grand River Dam Authority | 165 | GREC | OK | Mayes | 3CT | Natural Gas Fired Combined Cycle | CT | CT03 | S | 310.2 | 350.7 | 160 | N | 2017 |  |  | N | Electric Utility | 1 | X | NG
Natural Gas Fired Combined Cycle.NG | natural gas combined cycle | TRUE | 7490 | Grand River Dam Authority | 165 | GREC | OK | Mayes | 3ST | Natural Gas Fired Combined Cycle | CA | CT03 | S | 170.5 | 152.2 | 100 | N | 2017 |  |  | N | Electric Utility | 1 | X | NG
Conventional Hydroelectric.WAT | hydro | TRUE | 814 | Entergy Arkansas LLC | 166 | Carpenter | AR | Garland | 1 | Conventional Hydroelectric | HY |  | S | 30.5 | 30.5 | 15 | N | 1932 |  |  | N | Electric Utility | 1 | X | WAT
Conventional Hydroelectric.WAT | hydro | TRUE | 814 | Entergy Arkansas LLC | 166 | Carpenter | AR | Garland | 2 | Conventional Hydroelectric | HY |  | S | 30.4 | 30.4 | 15 | N | 1932 |  |  | N | Electric Utility | 1 | X | WAT
Natural Gas Steam Turbine.NG | natural gas steam turbine | TRUE | 814 | Entergy Arkansas LLC | 170 | Lake Catherine | AR | Hot Spring | 4 | Natural Gas Steam Turbine | ST |  | S | 522 | 522 | 45 | N | 1970 | 6 | 2027 | N | Electric Utility | 1 | X | NG
Petroleum Liquids.DFO | petroleum | TRUE | 14216 | City of Osceola - (AR) | 172 | Osceola (AR) | AR | Mississippi | 9 | Petroleum Liquids | IC |  | S | 1.6 | 1.6 | 1.6 | N | 1992 |  |  | N | Electric Utility | 1 | X | DFO
Conventional Hydroelectric.WAT | hydro | TRUE | 814 | Entergy Arkansas LLC | 174 | Remmel | AR | Hot Spring | 1 | Conventional Hydroelectric | HY |  | S | 4 | 4 | 1 | N | 1925 |  |  | N | Electric Utility | 1 | X | WAT
Conventional Hydroelectric.WAT | hydro | TRUE | 814 | Entergy Arkansas LLC | 174 | Remmel | AR | Hot Spring | 2 | Conventional Hydroelectric | HY |  | S | 3.7 | 3.7 | 1 | N | 1925 |  |  | N | Electric Utility | 1 | X | WAT
Conventional Hydroelectric.WAT | hydro | TRUE | 814 | Entergy Arkansas LLC | 174 | Remmel | AR | Hot Spring | 3 | Conventional Hydroelectric | HY |  | S | 3.9 | 3.9 | 1 | N | 1925 |  |  | N | Electric Utility | 1 | X | WAT
Conventional Hydroelectric.WAT | hydro | TRUE | 14328 | Pacific Gas & Electric Co. | 180 | Volta 2 | CA | Shasta | 1 | Conventional Hydroelectric | HY |  | S | 0.9 | 0.9 | 0 | N | 1981 |  |  | N | Electric Utility | 1 | X | WAT
Conventional Hydroelectric.WAT | hydro | TRUE | 19647 | USCE-Little Rock District | 182 | Beaver Dam | AR | Carroll | 1 | Conventional Hydroelectric | HY |  | S | 64.4 | 64.4 | 20 | N | 1965 |  |  | N | Electric Utility | 1 | X | WAT
Conventional Hydroelectric.WAT | hydro | TRUE | 19647 | USCE-Little Rock District | 182 | Beaver Dam | AR | Carroll | 2 | Conventional Hydroelectric | HY |  | S | 64.4 | 64.4 | 20 | N | 1965 |  |  | N | Electric Utility | 1 | X | WAT
Conventional Hydroelectric.WAT | hydro | TRUE | 19406 | USCE -Vickburg District | 187 | Degray | AR | Clark | 1 | Conventional Hydroelectric | HY |  | S | 40 | 40 | 15 | N | 1972 |  |  | N | Electric Utility | 1 | X | WAT
Hydroelectric Pumped Storage.WAT | other | TRUE | 19406 | USCE -Vickburg District | 187 | Degray | AR | Clark | 2 | Hydroelectric Pumped Storage | PS |  | S | 30 | 30 | 15 | N | 1972 |  |  | N | Electric Utility | 1 | X | WAT
Conventional Hydroelectric.WAT | hydro | TRUE | 19647 | USCE-Little Rock District | 188 | Greers Ferry Lake | AR | Cleburne | 1 | Conventional Hydroelectric | HY |  | S | 50 | 50 | 15 | N | 1964 |  |  | N | Electric Utility | 1 | X | WAT
Conventional Hydroelectric.WAT | hydro | TRUE | 19647 | USCE-Little Rock District | 188 | Greers Ferry Lake | AR | Cleburne | 2 | Conventional Hydroelectric | HY |  | S | 40 | 40 | 15 | N | 1964 |  |  | N | Electric Utility | 1 | X | WAT
Petroleum Liquids.DFO | petroleum | TRUE | 15043 | City of Piggott - (AR) | 193 | Municipal Light | AR | Clay | 1 | Petroleum Liquids | IC |  | S | 2 | 2 | 1.2 | N | 1963 |  |  | N | Electric Utility | 1 | X | DFO
Petroleum Liquids.DFO | petroleum | TRUE | 15043 | City of Piggott - (AR) | 193 | Municipal Light | AR | Clay | 2 | Petroleum Liquids | IC |  | S | 0.6 | 0.6 | 0.4 | N | 1952 |  |  | N | Electric Utility | 1 | X | DFO
Petroleum Liquids.DFO | petroleum | TRUE | 15043 | City of Piggott - (AR) | 193 | Municipal Light | AR | Clay | 4 | Petroleum Liquids | IC |  | S | 2.2 | 2.2 | 1.4 | N | 1976 |  |  | N | Electric Utility | 1 | X | DFO
Petroleum Liquids.DFO | petroleum | TRUE | 15043 | City of Piggott - (AR) | 193 | Municipal Light | AR | Clay | 6 | Petroleum Liquids | IC |  | S | 1.3 | 1.3 | 0.7 | N | 1959 |  |  | N | Electric Utility | 1 | X | DFO
Petroleum Liquids.DFO | petroleum | TRUE | 15043 | City of Piggott - (AR) | 193 | Municipal Light | AR | Clay | 7 | Petroleum Liquids | IC |  | S | 1.1 | 1.1 | 0.6 | N | 1955 |  |  | N | Electric Utility | 1 | X | DFO
Conventional Hydroelectric.WAT | hydro | TRUE | 19406 | USCE -Vickburg District | 195 | Narrows (AR) | AR | Pike | 1 | Conventional Hydroelectric | HY |  | S | 9.7 | 9.7 | 5 | N | 1950 |  |  | N | Electric Utility | 1 | X | WAT
Conventional Hydroelectric.WAT | hydro | TRUE | 19406 | USCE -Vickburg District | 195 | Narrows (AR) | AR | Pike | 2 | Conventional Hydroelectric | HY |  | S | 9.7 | 9.7 | 5 | N | 1950 |  |  | N | Electric Utility | 1 | X | WAT
Conventional Hydroelectric.WAT | hydro | TRUE | 19406 | USCE -Vickburg District | 195 | Narrows (AR) | AR | Pike | 3 | Conventional Hydroelectric | HY |  | S | 9.7 | 9.7 | 5 | N | 1969 |  |  | N | Electric Utility | 1 | X | WAT
Conventional Hydroelectric.WAT | hydro | TRUE | 19647 | USCE-Little Rock District | 196 | Norfork | AR | Baxter | 1 | Conventional Hydroelectric | HY |  | S | 40 | 40 | 10 | N | 1950 |  |  | N | Electric Utility | 1 | X | WAT
Conventional Hydroelectric.WAT | hydro | TRUE | 19647 | USCE-Little Rock District | 196 | Norfork | AR | Baxter | 2 | Conventional Hydroelectric | HY |  | S | 40 | 40 | 10 | N | 1944 |  |  | N | Electric Utility | 1 | X | WAT
Conventional Hydroelectric.WAT | hydro | TRUE | 19406 | USCE -Vickburg District | 197 | Blakely Mountain | AR | Garland | 1 | Conventional Hydroelectric | HY |  | S | 37.5 | 37.5 | 20 | N | 1955 |  |  | N | Electric Utility | 1 | X | WAT
Conventional Hydroelectric.WAT | hydro | TRUE | 19406 | USCE -Vickburg District | 197 | Blakely Mountain | AR | Garland | 2 | Conventional Hydroelectric | HY |  | S | 37.5 | 37.5 | 20 | N | 1955 |  |  | N | Electric Utility | 1 | X | WAT
Conventional Hydroelectric.WAT | hydro | TRUE | 19647 | USCE-Little Rock District | 198 | Bull Shoals | AR | Marion | 1 | Conventional Hydroelectric | HY |  | S | 45 | 45 | 10 | N | 1952 |  |  | N | Electric Utility | 1 | X | WAT
Conventional Hydroelectric.WAT | hydro | TRUE | 19647 | USCE-Little Rock District | 198 | Bull Shoals | AR | Marion | 2 | Conventional Hydroelectric | HY |  | S | 45 | 45 | 10 | N | 1952 |  |  | N | Electric Utility | 1 | X | WAT
Conventional Hydroelectric.WAT | hydro | TRUE | 19647 | USCE-Little Rock District | 198 | Bull Shoals | AR | Marion | 3 | Conventional Hydroelectric | HY |  | S | 35 | 35 | 10 | N | 1952 |  |  | N | Electric Utility | 1 | X | WAT
Conventional Hydroelectric.WAT | hydro | TRUE | 19647 | USCE-Little Rock District | 198 | Bull Shoals | AR | Marion | 4 | Conventional Hydroelectric | HY |  | S | 45 | 45 | 10 | N | 1953 |  |  | N | Electric Utility | 1 | X | WAT
Conventional Hydroelectric.WAT | hydro | TRUE | 19647 | USCE-Little Rock District | 198 | Bull Shoals | AR | Marion | 5 | Conventional Hydroelectric | HY |  | S | 50 | 50 | 10 | N | 1962 |  |  | N | Electric Utility | 1 | X | WAT
Conventional Hydroelectric.WAT | hydro | TRUE | 19647 | USCE-Little Rock District | 198 | Bull Shoals | AR | Marion | 6 | Conventional Hydroelectric | HY |  | S | 50 | 50 | 10 | N | 1962 |  |  | N | Electric Utility | 1 | X | WAT
Conventional Hydroelectric.WAT | hydro | TRUE | 19647 | USCE-Little Rock District | 198 | Bull Shoals | AR | Marion | 7 | Conventional Hydroelectric | HY |  | S | 50 | 50 | 10 | N | 1963 |  |  | N | Electric Utility | 1 | X | WAT
Conventional Hydroelectric.WAT | hydro | TRUE | 19647 | USCE-Little Rock District | 198 | Bull Shoals | AR | Marion | 8 | Conventional Hydroelectric | HY |  | S | 50 | 50 | 10 | N | 1963 |  |  | N | Electric Utility | 1 | X | WAT
Conventional Hydroelectric.WAT | hydro | TRUE | 19647 | USCE-Little Rock District | 199 | Dardanelle | AR | Pope | 1 | Conventional Hydroelectric | HY |  | S | 35 | 35 | 10 | N | 1965 |  |  | N | Electric Utility | 1 | X | WAT
Conventional Hydroelectric.WAT | hydro | TRUE | 19647 | USCE-Little Rock District | 199 | Dardanelle | AR | Pope | 2 | Conventional Hydroelectric | HY |  | S | 35 | 35 | 10 | N | 1965 |  |  | N | Electric Utility | 1 | X | WAT
Conventional Hydroelectric.WAT | hydro | TRUE | 19647 | USCE-Little Rock District | 199 | Dardanelle | AR | Pope | 3 | Conventional Hydroelectric | HY |  | S | 35 | 35 | 10 | N | 1965 |  |  | N | Electric Utility | 1 | X | WAT
Conventional Hydroelectric.WAT | hydro | TRUE | 19647 | USCE-Little Rock District | 199 | Dardanelle | AR | Pope | 4 | Conventional Hydroelectric | HY |  | S | 35 | 35 | 10 | N | 1966 |  |  | N | Electric Utility | 1 | X | WAT
Natural Gas Fired Combined Cycle.NG | natural gas combined cycle | TRUE | 807 | Arkansas Electric Coop Corp | 201 | Thomas Fitzhugh | AR | Franklin | 1 | Natural Gas Fired Combined Cycle | CA | FIT1 | S | 61 | 62 | 25 | N | 1963 |  |  | N | Electric Utility | 1 | X | NG | DFO
Natural Gas Fired Combined Cycle.NG | natural gas combined cycle | TRUE | 807 | Arkansas Electric Coop Corp | 201 | Thomas Fitzhugh | AR | Franklin | 2 | Natural Gas Fired Combined Cycle | CT | FIT1 | S | 101 | 110 | 65 | N | 2002 |  |  | N | Electric Utility | 1 | X | NG | DFO
Natural Gas Steam Turbine.NG | natural gas steam turbine | TRUE | 807 | Arkansas Electric Coop Corp | 202 | Carl Bailey | AR | Woodruff | 1 | Natural Gas Steam Turbine | ST |  | S | 122 | 122 | 25 | N | 1966 |  |  | N | Electric Utility | 1 | X | NG | RFO
Natural Gas Steam Turbine.NG | natural gas steam turbine | TRUE | 807 | Arkansas Electric Coop Corp | 203 | McClellan (AR) | AR | Ouachita | 1 | Natural Gas Steam Turbine | ST |  | S | 134 | 134 | 35 | N | 1972 |  |  | N | Electric Utility | 1 | X | NG | DFO
Nuclear.NUC | nuclear | TRUE | 55951 | Constellation Nuclear | 204 | Clinton Power Station | IL | DeWitt | 1 | Nuclear | ST |  | S | 1050.2 | 1060.5 | 340 | N | 1987 |  |  | N | IPP Non-CHP | 2 | X | NUC
Nuclear.NUC | nuclear | TRUE | 20893 | Wolf Creek Nuclear Optg Corp | 210 | Wolf Creek Generating Station | KS | Coffey | 1 | Nuclear | ST |  | J | 1176.7 | 1255 | 50 | N | 1985 |  |  | N | Electric Utility | 1 | X | NUC
Conventional Hydroelectric.WAT | hydro | TRUE | 14328 | Pacific Gas & Electric Co. | 214 | Alta Powerhouse | CA | Placer | 1 | Conventional Hydroelectric | HY |  | S | 1 | 1 | 0 | N | 1902 |  |  | N | Electric Utility | 1 | X | WAT
Conventional Hydroelectric.WAT | hydro | TRUE | 19586 | Utica Water & Power Authority | 215 | Angels | CA | Calaveras | 1 | Conventional Hydroelectric | HY |  | S | 0.7 | 1 | 0.3 | N | 1940 |  |  | N | IPP Non-CHP | 2 | X | WAT
Conventional Hydroelectric.WAT | hydro | TRUE | 14328 | Pacific Gas & Electric Co. | 217 | Balch 1 | CA | Fresno | 1 | Conventional Hydroelectric | HY |  | S | 31 | 31 | 0 | N | 1927 |  |  | N | Electric Utility | 1 | X | WAT
Conventional Hydroelectric.WAT | hydro | TRUE | 14328 | Pacific Gas & Electric Co. | 218 | Balch 2 | CA | Fresno | 2 | Conventional Hydroelectric | HY |  | S | 52.5 | 52.5 | 0 | N | 1958 |  |  | N | Electric Utility | 1 | X | WAT
Conventional Hydroelectric.WAT | hydro | TRUE | 14328 | Pacific Gas & Electric Co. | 218 | Balch 2 | CA | Fresno | 3 | Conventional Hydroelectric | HY |  | S | 52.5 | 52.5 | 0 | N | 1958 |  |  | N | Electric Utility | 1 | X | WAT
Conventional Hydroelectric.WAT | hydro | TRUE | 14328 | Pacific Gas & Electric Co. | 219 | Belden | CA | Plumas | 1 | Conventional Hydroelectric | HY |  | S | 125 | 125 | 0 | N | 1969 |  |  | N | Electric Utility | 1 | X | WAT
Conventional Hydroelectric.WAT | hydro | TRUE | 14328 | Pacific Gas & Electric Co. | 220 | Bucks Creek | CA | Plumas | H1 | Conventional Hydroelectric | HY |  | S | 32.5 | 32.5 | 0 | N | 1928 |  |  | N | Electric Utility | 1 | X | WAT
Conventional Hydroelectric.WAT | hydro | TRUE | 14328 | Pacific Gas & Electric Co. | 220 | Bucks Creek | CA | Plumas | H2 | Conventional Hydroelectric | HY |  | S | 32.5 | 32.5 | 0 | N | 1928 |  |  | N | Electric Utility | 1 | X | WAT
Conventional Hydroelectric.WAT | hydro | TRUE | 14328 | Pacific Gas & Electric Co. | 221 | Butt Valley | CA | Plumas | 1 | Conventional Hydroelectric | HY |  | S | 41 | 41 | 0 | N | 1958 |  |  | N | Electric Utility | 1 | X | WAT
Conventional Hydroelectric.WAT | hydro | TRUE | 14328 | Pacific Gas & Electric Co. | 222 | Caribou 1 | CA | Plumas | 1 | Conventional Hydroelectric | HY |  | S | 25 | 25 | 0 | N | 1921 |  |  | N | Electric Utility | 1 | X | WAT
Conventional Hydroelectric.WAT | hydro | TRUE | 14328 | Pacific Gas & Electric Co. | 222 | Caribou 1 | CA | Plumas | 2 | Conventional Hydroelectric | HY |  | S | 25 | 25 | 0 | N | 1921 |  |  | N | Electric Utility | 1 | X | WAT
Conventional Hydroelectric.WAT | hydro | TRUE | 14328 | Pacific Gas & Electric Co. | 222 | Caribou 1 | CA | Plumas | 3 | Conventional Hydroelectric | HY |  | S | 25 | 25 | 0 | N | 1924 |  |  | N | Electric Utility | 1 | X | WAT
Conventional Hydroelectric.WAT | hydro | TRUE | 14328 | Pacific Gas & Electric Co. | 223 | Caribou 2 | CA | Plumas | 4 | Conventional Hydroelectric | HY |  | S | 60 | 60 | 0 | N | 1958 |  |  | N | Electric Utility | 1 | X | WAT
Conventional Hydroelectric.WAT | hydro | TRUE | 14328 | Pacific Gas & Electric Co. | 223 | Caribou 2 | CA | Plumas | 5 | Conventional Hydroelectric | HY |  | S | 60 | 60 | 0 | N | 1958 |  |  | N | Electric Utility | 1 | X | WAT
Conventional Hydroelectric.WAT | hydro | TRUE | 14328 | Pacific Gas & Electric Co. | 224 | Centerville PH | CA | Butte | 1 | Conventional Hydroelectric | HY |  | S | 5.5 | 5.5 | 0 | N | 1900 |  |  | N | Electric Utility | 1 | X | WAT
Conventional Hydroelectric.WAT | hydro | TRUE | 14328 | Pacific Gas & Electric Co. | 224 | Centerville PH | CA | Butte | 2 | Conventional Hydroelectric | HY |  | S | 0.9 | 0.9 | 0 | N | 1900 |  |  | N | Electric Utility | 1 | X | WAT
Conventional Hydroelectric.WAT | hydro | TRUE | 16534 | Sacramento Municipal Util Dist | 225 | Chili Bar | CA | El Dorado | 1 | Conventional Hydroelectric | HY |  | S | 7 | 7 | 0 | N | 1965 |  |  | N | Electric Utility | 1 | X | WAT
Conventional Hydroelectric.WAT | hydro | TRUE | 14328 | Pacific Gas & Electric Co. | 227 | Coleman PH | CA | Shasta | 1 | Conventional Hydroelectric | HY |  | S | 13 | 13 | 0 | N | 1979 |  |  | N | Electric Utility | 1 | X | WAT
Conventional Hydroelectric.WAT | hydro | TRUE | 14328 | Pacific Gas & Electric Co. | 229 | Cow Creek | CA | Shasta | 1 | Conventional Hydroelectric | HY |  | S | 0.9 | 0.9 | 0 | N | 1907 | 12 | 2025 | N | Electric Utility | 1 | X | WAT
Conventional Hydroelectric.WAT | hydro | TRUE | 14328 | Pacific Gas & Electric Co. | 229 | Cow Creek | CA | Shasta | 2 | Conventional Hydroelectric | HY |  | S | 0.9 | 0.9 | 0 | N | 1907 | 12 | 2025 | N | Electric Utility | 1 | X | WAT
Conventional Hydroelectric.WAT | hydro | TRUE | 14328 | Pacific Gas & Electric Co. | 231 | Cresta | CA | Butte | 1 | Conventional Hydroelectric | HY |  | S | 35 | 35 | 0 | N | 1949 |  |  | N | Electric Utility | 1 | X | WAT
Conventional Hydroelectric.WAT | hydro | TRUE | 14328 | Pacific Gas & Electric Co. | 231 | Cresta | CA | Butte | 2 | Conventional Hydroelectric | HY |  | S | 35 | 35 | 0 | N | 1950 |  |  | N | Electric Utility | 1 | X | WAT
Conventional Hydroelectric.WAT | hydro | TRUE | 14328 | Pacific Gas & Electric Co. | 232 | De Sabla | CA | Butte | 1 | Conventional Hydroelectric | HY |  | S | 18.5 | 18.5 | 0 | N | 1963 |  |  | N | Electric Utility | 1 | X | WAT
Conventional Hydroelectric.WAT | hydro | TRUE | 14328 | Pacific Gas & Electric Co. | 233 | Deer Creek PH | CA | Nevada | 1 | Conventional Hydroelectric | HY |  | S | 5.7 | 5.7 | 0 | N | 1908 |  |  | N | Electric Utility | 1 | X | WAT
Conventional Hydroelectric.WAT | hydro | TRUE | 14328 | Pacific Gas & Electric Co. | 235 | Drum 1 | CA | Placer | 1 | Conventional Hydroelectric | HY |  | S | 13.2 | 13.2 | 0 | N | 1913 |  |  | N | Electric Utility | 1 | X | WAT
Conventional Hydroelectric.WAT | hydro | TRUE | 14328 | Pacific Gas & Electric Co. | 235 | Drum 1 | CA | Placer | 2 | Conventional Hydroelectric | HY |  | S | 13.2 | 13.2 | 0 | N | 1913 |  |  | N | Electric Utility | 1 | X | WAT
Conventional Hydroelectric.WAT | hydro | TRUE | 14328 | Pacific Gas & Electric Co. | 235 | Drum 1 | CA | Placer | 3 | Conventional Hydroelectric | HY |  | S | 13.2 | 13.2 | 0 | N | 1922 |  |  | N | Electric Utility | 1 | X | WAT
Conventional Hydroelectric.WAT | hydro | TRUE | 14328 | Pacific Gas & Electric Co. | 235 | Drum 1 | CA | Placer | 4 | Conventional Hydroelectric | HY |  | S | 14.4 | 14.4 | 0 | N | 1928 |  |  | N | Electric Utility | 1 | X | WAT
Conventional Hydroelectric.WAT | hydro | TRUE | 14328 | Pacific Gas & Electric Co. | 236 | Drum 2 | CA | Placer | 5 | Conventional Hydroelectric | HY |  | S | 49.5 | 49.5 | 0 | N | 1965 |  |  | N | Electric Utility | 1 | X | WAT
Conventional Hydroelectric.WAT | hydro | TRUE | 14328 | Pacific Gas & Electric Co. | 237 | Dutch Flat | CA | Placer | 1 | Conventional Hydroelectric | HY |  | S | 22 | 22 | 0 | N | 1943 |  |  | N | Electric Utility | 1 | X | WAT
Conventional Hydroelectric.WAT | hydro | TRUE | 25915 | El Dorado Irrigation District | 238 | El Dorado | CA | El Dorado | 1 | Conventional Hydroelectric | HY |  | S | 10.4 | 10.6 | 2.5 | N | 1924 |  |  | N | Electric Utility | 1 | X | WAT
Conventional Hydroelectric.WAT | hydro | TRUE | 25915 | El Dorado Irrigation District | 238 | El Dorado | CA | El Dorado | 2 | Conventional Hydroelectric | HY |  | S | 10.4 | 10.5 | 2.5 | N | 1924 |  |  | N | Electric Utility | 1 | X | WAT
Conventional Hydroelectric.WAT | hydro | TRUE | 14328 | Pacific Gas & Electric Co. | 239 | Electra | CA | Amador | 1 | Conventional Hydroelectric | HY |  | S | 30.7 | 30.7 | 0 | N | 1948 |  |  | N | Electric Utility | 1 | X | WAT
Conventional Hydroelectric.WAT | hydro | TRUE | 14328 | Pacific Gas & Electric Co. | 239 | Electra | CA | Amador | 2 | Conventional Hydroelectric | HY |  | S | 30.7 | 30.7 | 0 | N | 1948 |  |  | N | Electric Utility | 1 | X | WAT
Conventional Hydroelectric.WAT | hydro | TRUE | 14328 | Pacific Gas & Electric Co. | 239 | Electra | CA | Amador | 3 | Conventional Hydroelectric | HY |  | S | 36.6 | 36.6 | 0 | N | 1948 |  |  | N | Electric Utility | 1 | X | WAT
Conventional Hydroelectric.WAT | hydro | TRUE | 14328 | Pacific Gas & Electric Co. | 240 | Haas | CA | Fresno | H1 | Conventional Hydroelectric | HY |  | S | 72 | 72 | 0 | N | 1958 |  |  | N | Electric Utility | 1 | X | WAT
Conventional Hydroelectric.WAT | hydro | TRUE | 14328 | Pacific Gas & Electric Co. | 240 | Haas | CA | Fresno | H2 | Conventional Hydroelectric | HY |  | S | 72 | 72 | 0 | N | 1958 |  |  | N | Electric Utility | 1 | X | WAT
Conventional Hydroelectric.WAT | hydro | TRUE | 14328 | Pacific Gas & Electric Co. | 241 | Halsey | CA | Placer | 1 | Conventional Hydroelectric | HY |  | S | 11 | 11 | 0 | N | 1916 |  |  | N | Electric Utility | 1 | X | WAT
Conventional Hydroelectric.WAT | hydro | TRUE | 14328 | Pacific Gas & Electric Co. | 242 | Hamilton Branch | CA | Plumas | 1 | Conventional Hydroelectric | HY |  | S | 2.4 | 2.4 | 0 | N | 1921 |  |  | N | Electric Utility | 1 | X | WAT
Conventional Hydroelectric.WAT | hydro | TRUE | 14328 | Pacific Gas & Electric Co. | 242 | Hamilton Branch | CA | Plumas | 2 | Conventional Hydroelectric | HY |  | S | 2.4 | 2.4 | 0 | N | 1921 |  |  | N | Electric Utility | 1 | X | WAT
Conventional Hydroelectric.WAT | hydro | TRUE | 14328 | Pacific Gas & Electric Co. | 243 | Hat Creek 1 | CA | Shasta | 1 | Conventional Hydroelectric | HY |  | S | 8.5 | 8.5 | 0 | N | 1921 |  |  | N | Electric Utility | 1 | X | WAT
Conventional Hydroelectric.WAT | hydro | TRUE | 14328 | Pacific Gas & Electric Co. | 244 | Hat Creek 2 | CA | Shasta | 1 | Conventional Hydroelectric | HY |  | S | 8.5 | 8.5 | 0 | N | 1921 |  |  | N | Electric Utility | 1 | X | WAT
Natural Gas Internal Combustion Engine.NG | natural gas peaker | TRUE | 14328 | Pacific Gas & Electric Co. | 246 | Humboldt Bay | CA | Humboldt | IC1 | Natural Gas Internal Combustion Engine | IC |  | S | 16.3 | 16.3 | 14.5 | N | 2010 |  |  | N | Electric Utility | 1 | X | NG | DFO | OBG
Natural Gas Internal Combustion Engine.NG | natural gas peaker | TRUE | 14328 | Pacific Gas & Electric Co. | 246 | Humboldt Bay | CA | Humboldt | IC10 | Natural Gas Internal Combustion Engine | IC |  | S | 16.3 | 16.3 | 14.5 | N | 2010 |  |  | N | Electric Utility | 1 | X | NG | DFO | OBG
Natural Gas Internal Combustion Engine.NG | natural gas peaker | TRUE | 14328 | Pacific Gas & Electric Co. | 246 | Humboldt Bay | CA | Humboldt | IC2 | Natural Gas Internal Combustion Engine | IC |  | S | 16.3 | 16.3 | 14.5 | N | 2010 |  |  | N | Electric Utility | 1 | X | NG | DFO | OBG
Natural Gas Internal Combustion Engine.NG | natural gas peaker | TRUE | 14328 | Pacific Gas & Electric Co. | 246 | Humboldt Bay | CA | Humboldt | IC3 | Natural Gas Internal Combustion Engine | IC |  | S | 16.3 | 16.3 | 14.5 | N | 2011 |  |  | N | Electric Utility | 1 | X | NG | DFO | OBG
Natural Gas Internal Combustion Engine.NG | natural gas peaker | TRUE | 14328 | Pacific Gas & Electric Co. | 246 | Humboldt Bay | CA | Humboldt | IC4 | Natural Gas Internal Combustion Engine | IC |  | S | 16.3 | 16.3 | 14.5 | N | 2010 |  |  | N | Electric Utility | 1 | X | NG | DFO | OBG
Natural Gas Internal Combustion Engine.NG | natural gas peaker | TRUE | 14328 | Pacific Gas & Electric Co. | 246 | Humboldt Bay | CA | Humboldt | IC5 | Natural Gas Internal Combustion Engine | IC |  | S | 16.3 | 16.3 | 15.4 | N | 2010 |  |  | N | Electric Utility | 1 | X | NG | DFO | OBG
Natural Gas Internal Combustion Engine.NG | natural gas peaker | TRUE | 14328 | Pacific Gas & Electric Co. | 246 | Humboldt Bay | CA | Humboldt | IC6 | Natural Gas Internal Combustion Engine | IC |  | S | 16.3 | 16.3 | 14.5 | N | 2010 |  |  | N | Electric Utility | 1 | X | NG | DFO | OBG
Natural Gas Internal Combustion Engine.NG | natural gas peaker | TRUE | 14328 | Pacific Gas & Electric Co. | 246 | Humboldt Bay | CA | Humboldt | IC7 | Natural Gas Internal Combustion Engine | IC |  | S | 16.3 | 16.3 | 14.5 | N | 2010 |  |  | N | Electric Utility | 1 | X | NG | DFO | OBG
Natural Gas Internal Combustion Engine.NG | natural gas peaker | TRUE | 14328 | Pacific Gas & Electric Co. | 246 | Humboldt Bay | CA | Humboldt | IC8 | Natural Gas Internal Combustion Engine | IC |  | S | 16.3 | 16.3 | 14.5 | N | 2010 |  |  | N | Electric Utility | 1 | X | NG | DFO | OBG
Natural Gas Internal Combustion Engine.NG | natural gas peaker | TRUE | 14328 | Pacific Gas & Electric Co. | 246 | Humboldt Bay | CA | Humboldt | IC9 | Natural Gas Internal Combustion Engine | IC |  | S | 16.7 | 16.7 | 14.5 | N | 2010 |  |  | N | Electric Utility | 1 | X | NG | DFO | OBG
Conventional Hydroelectric.WAT | hydro | TRUE | 14328 | Pacific Gas & Electric Co. | 248 | Inskip | CA | Tehama | 1 | Conventional Hydroelectric | HY |  | S | 8 | 8 | 0 | N | 1979 |  |  | N | Electric Utility | 1 | X | WAT
Conventional Hydroelectric.WAT | hydro | TRUE | 14328 | Pacific Gas & Electric Co. | 249 | James B Black | CA | Shasta | 1 | Conventional Hydroelectric | HY |  | S | 86 | 86 | 0 | N | 1966 |  |  | N | Electric Utility | 1 | X | WAT
Conventional Hydroelectric.WAT | hydro | TRUE | 14328 | Pacific Gas & Electric Co. | 249 | James B Black | CA | Shasta | 2 | Conventional Hydroelectric | HY |  | S | 86 | 86 | 0 | N | 1965 |  |  | N | Electric Utility | 1 | X | WAT
Conventional Hydroelectric.WAT | hydro | TRUE | 14328 | Pacific Gas & Electric Co. | 250 | Kerckhoff | CA | Fresno | H1 | Conventional Hydroelectric | HY |  | S | 12.6 | 12.6 | 0.5 | N | 1920 |  |  | N | Electric Utility | 1 | X | WAT
Conventional Hydroelectric.WAT | hydro | TRUE | 14328 | Pacific Gas & Electric Co. | 250 | Kerckhoff | CA | Fresno | H3 | Conventional Hydroelectric | HY |  | S | 12.6 | 12.6 | 0.5 | N | 1920 |  |  | N | Electric Utility | 1 | X | WAT
Conventional Hydroelectric.WAT | hydro | TRUE | 14328 | Pacific Gas & Electric Co. | 253 | Kilarc | CA | Shasta | 1 | Conventional Hydroelectric | HY |  | S | 1.6 | 1.6 | 0 | N | 1904 | 12 | 2025 | N | Electric Utility | 1 | X | WAT
Conventional Hydroelectric.WAT | hydro | TRUE | 14328 | Pacific Gas & Electric Co. | 254 | Kings River PH | CA | Fresno | H1 | Conventional Hydroelectric | HY |  | S | 52 | 52 | 0 | N | 1962 |  |  | N | Electric Utility | 1 | X | WAT
Conventional Hydroelectric.WAT | hydro | TRUE | 14328 | Pacific Gas & Electric Co. | 255 | Lime Saddle | CA | Butte | 1 | Conventional Hydroelectric | HY |  | S | 1 | 1 | 0 | N | 1906 |  |  | N | Electric Utility | 1 | X | WAT
Conventional Hydroelectric.WAT | hydro | TRUE | 14328 | Pacific Gas & Electric Co. | 255 | Lime Saddle | CA | Butte | 2 | Conventional Hydroelectric | HY |  | S | 1 | 1 | 0 | N | 1906 |  |  | N | Electric Utility | 1 | X | WAT
Conventional Hydroelectric.WAT | hydro | TRUE | 12312 | Merced Irrigation District | 258 | Merced Falls | CA | Merced | 1 | Conventional Hydroelectric | HY |  | S | 3.5 | 3.5 | 0 | N | 1930 |  |  | N | IPP Non-CHP | 2 | X | WAT
Batteries.MWH | battery storage | TRUE | 54802 | Dynegy -Moss Landing LLC | 260 | Dynegy Moss Landing Power Plant Hybrid | CA | Monterey | BAT1 | Batteries | BA |  | S | 300 | 300 | 0.2 | N | 2021 |  |  | N | IPP Non-CHP | 2 | X | MWH
Batteries.MWH | battery storage | TRUE | 54802 | Dynegy -Moss Landing LLC | 260 | Dynegy Moss Landing Power Plant Hybrid | CA | Monterey | BAT2 | Batteries | BA |  | S | 100 | 100 | 0.2 | N | 2021 |  |  | N | IPP Non-CHP | 2 | X | MWH
Batteries.MWH | battery storage | TRUE | 54802 | Dynegy -Moss Landing LLC | 260 | Dynegy Moss Landing Power Plant Hybrid | CA | Monterey | BAT3 | Batteries | BA |  | S | 350 | 350 | 0.2 | N | 2023 |  |  | N | IPP Non-CHP | 2 | X | MWH
Natural Gas Fired Combined Cycle.NG | natural gas combined cycle | TRUE | 54802 | Dynegy -Moss Landing LLC | 260 | Dynegy Moss Landing Power Plant Hybrid | CA | Monterey | CT1A | Natural Gas Fired Combined Cycle | CT | CC1 | S | 165 | 165 | 80 | N | 2002 |  |  | N | IPP Non-CHP | 2 | X | NG
Natural Gas Fired Combined Cycle.NG | natural gas combined cycle | TRUE | 54802 | Dynegy -Moss Landing LLC | 260 | Dynegy Moss Landing Power Plant Hybrid | CA | Monterey | CT1B | Natural Gas Fired Combined Cycle | CT | CC1 | S | 165 | 165 | 80 | N | 2002 |  |  | N | IPP Non-CHP | 2 | X | NG
Natural Gas Fired Combined Cycle.NG | natural gas combined cycle | TRUE | 54802 | Dynegy -Moss Landing LLC | 260 | Dynegy Moss Landing Power Plant Hybrid | CA | Monterey | CT2A | Natural Gas Fired Combined Cycle | CT | CC2 | S | 165 | 165 | 80 | N | 2002 |  |  | N | IPP Non-CHP | 2 | X | NG
Natural Gas Fired Combined Cycle.NG | natural gas combined cycle | TRUE | 54802 | Dynegy -Moss Landing LLC | 260 | Dynegy Moss Landing Power Plant Hybrid | CA | Monterey | CT2B | Natural Gas Fired Combined Cycle | CT | CC2 | S | 165 | 165 | 80 | N | 2002 |  |  | N | IPP Non-CHP | 2 | X | NG
Natural Gas Fired Combined Cycle.NG | natural gas combined cycle | TRUE | 54802 | Dynegy -Moss Landing LLC | 260 | Dynegy Moss Landing Power Plant Hybrid | CA | Monterey | ST1 | Natural Gas Fired Combined Cycle | CA | CC1 | S | 180 | 180 | 60 | N | 2002 |  |  | N | IPP Non-CHP | 2 | X | NG
Natural Gas Fired Combined Cycle.NG | natural gas combined cycle | TRUE | 54802 | Dynegy -Moss Landing LLC | 260 | Dynegy Moss Landing Power Plant Hybrid | CA | Monterey | ST2 | Natural Gas Fired Combined Cycle | CA | CC2 | S | 180 | 180 | 60 | N | 2002 |  |  | N | IPP Non-CHP | 2 | X | NG
Conventional Hydroelectric.WAT | hydro | TRUE | 19586 | Utica Water & Power Authority | 261 | Murphys | CA | Calaveras | 1 | Conventional Hydroelectric | HY |  | S | 1.3 | 2 | 0.7 | N | 1954 |  |  | N | IPP Non-CHP | 2 | X | WAT
Conventional Hydroelectric.WAT | hydro | TRUE | 21140 | Yuba County Water Agency | 262 | Narrows PH | CA | Nevada | 1 | Conventional Hydroelectric | HY |  | S | 12 | 12 | 0 | N | 1942 |  |  | N | Electric Utility | 1 | X | WAT
Conventional Hydroelectric.WAT | hydro | TRUE | 14328 | Pacific Gas & Electric Co. | 264 | Phoenix | CA | Tuolumne | 1 | Conventional Hydroelectric | HY |  | S | 2 | 2 | 0 | N | 1940 |  |  | N | Electric Utility | 1 | X | WAT
Conventional Hydroelectric.WAT | hydro | TRUE | 14328 | Pacific Gas & Electric Co. | 265 | Pit 1 | CA | Shasta | H1 | Conventional Hydroelectric | HY |  | S | 30.5 | 30.5 | 0 | N | 1922 |  |  | N | Electric Utility | 1 | X | WAT
Conventional Hydroelectric.WAT | hydro | TRUE | 14328 | Pacific Gas & Electric Co. | 265 | Pit 1 | CA | Shasta | H2 | Conventional Hydroelectric | HY |  | S | 30.5 | 30.5 | 0 | N | 1922 |  |  | N | Electric Utility | 1 | X | WAT
Conventional Hydroelectric.WAT | hydro | TRUE | 14328 | Pacific Gas & Electric Co. | 266 | Pit 3 | CA | Shasta | H1 | Conventional Hydroelectric | HY |  | S | 23.3 | 23.3 | 0 | N | 1925 |  |  | N | Electric Utility | 1 | X | WAT
Conventional Hydroelectric.WAT | hydro | TRUE | 14328 | Pacific Gas & Electric Co. | 266 | Pit 3 | CA | Shasta | H2 | Conventional Hydroelectric | HY |  | S | 23.3 | 23.3 | 0 | N | 1925 |  |  | N | Electric Utility | 1 | X | WAT
Conventional Hydroelectric.WAT | hydro | TRUE | 14328 | Pacific Gas & Electric Co. | 266 | Pit 3 | CA | Shasta | H3 | Conventional Hydroelectric | HY |  | S | 23.3 | 23.3 | 0 | N | 1925 |  |  | N | Electric Utility | 1 | X | WAT
Conventional Hydroelectric.WAT | hydro | TRUE | 14328 | Pacific Gas & Electric Co. | 267 | Pit 4 | CA | Shasta | 1 | Conventional Hydroelectric | HY |  | S | 47.5 | 47.5 | 0 | N | 1955 |  |  | N | Electric Utility | 1 | X | WAT
Conventional Hydroelectric.WAT | hydro | TRUE | 14328 | Pacific Gas & Electric Co. | 267 | Pit 4 | CA | Shasta | 2 | Conventional Hydroelectric | HY |  | S | 47.5 | 47.5 | 0 | N | 1955 |  |  | N | Electric Utility | 1 | X | WAT
Conventional Hydroelectric.WAT | hydro | TRUE | 14328 | Pacific Gas & Electric Co. | 268 | Pit 5 | CA | Shasta | H1 | Conventional Hydroelectric | HY |  | S | 40 | 40 | 0 | N | 1944 |  |  | N | Electric Utility | 1 | X | WAT
Conventional Hydroelectric.WAT | hydro | TRUE | 14328 | Pacific Gas & Electric Co. | 268 | Pit 5 | CA | Shasta | H2 | Conventional Hydroelectric | HY |  | S | 40 | 40 | 0 | N | 1944 |  |  | N | Electric Utility | 1 | X | WAT
Conventional Hydroelectric.WAT | hydro | TRUE | 14328 | Pacific Gas & Electric Co. | 268 | Pit 5 | CA | Shasta | H3 | Conventional Hydroelectric | HY |  | S | 40 | 40 | 0 | N | 1944 |  |  | N | Electric Utility | 1 | X | WAT
Conventional Hydroelectric.WAT | hydro | TRUE | 14328 | Pacific Gas & Electric Co. | 268 | Pit 5 | CA | Shasta | H4 | Conventional Hydroelectric | HY |  | S | 40 | 40 | 0 | N | 1944 |  |  | N | Electric Utility | 1 | X | WAT
Conventional Hydroelectric.WAT | hydro | TRUE | 14328 | Pacific Gas & Electric Co. | 269 | Pit 6 | CA | Shasta | H1 | Conventional Hydroelectric | HY |  | S | 40 | 40 | 0 | N | 1965 |  |  | N | Electric Utility | 1 | X | WAT
Conventional Hydroelectric.WAT | hydro | TRUE | 14328 | Pacific Gas & Electric Co. | 269 | Pit 6 | CA | Shasta | H2 | Conventional Hydroelectric | HY |  | S | 40 | 40 | 0 | N | 1965 |  |  | N | Electric Utility | 1 | X | WAT
Conventional Hydroelectric.WAT | hydro | TRUE | 14328 | Pacific Gas & Electric Co. | 270 | Pit 7 | CA | Shasta | H1 | Conventional Hydroelectric | HY |  | S | 56 | 56 | 0 | N | 1965 |  |  | N | Electric Utility | 1 | X | WAT
Conventional Hydroelectric.WAT | hydro | TRUE | 14328 | Pacific Gas & Electric Co. | 270 | Pit 7 | CA | Shasta | H2 | Conventional Hydroelectric | HY |  | S | 57 | 57 | 0 | N | 1965 |  |  | N | Electric Utility | 1 | X | WAT
Conventional Hydroelectric.WAT | hydro | TRUE | 14328 | Pacific Gas & Electric Co. | 272 | Poe | CA | Butte | 1 | Conventional Hydroelectric | HY |  | S | 60 | 60 | 0 | N | 1958 |  |  | N | Electric Utility | 1 | X | WAT
Conventional Hydroelectric.WAT | hydro | TRUE | 14328 | Pacific Gas & Electric Co. | 272 | Poe | CA | Butte | 2 | Conventional Hydroelectric | HY |  | S | 60 | 60 | 0 | N | 1958 |  |  | N | Electric Utility | 1 | X | WAT
Conventional Hydroelectric.WAT | hydro | TRUE | 14328 | Pacific Gas & Electric Co. | 274 | Potter Valley | CA | Mendocino | 1 | Conventional Hydroelectric | HY |  | S | 4.5 | 4.5 | 0 | N | 1939 |  |  | N | Electric Utility | 1 | X | WAT
Conventional Hydroelectric.WAT | hydro | TRUE | 14328 | Pacific Gas & Electric Co. | 274 | Potter Valley | CA | Mendocino | 2 | Conventional Hydroelectric | HY |  | S | 2 | 2 | 0 | N | 1910 |  |  | N | Electric Utility | 1 | X | WAT
Conventional Hydroelectric.WAT | hydro | TRUE | 14328 | Pacific Gas & Electric Co. | 274 | Potter Valley | CA | Mendocino | 3 | Conventional Hydroelectric | HY |  | S | 2.7 | 2.7 | 0 | N | 1917 |  |  | N | Electric Utility | 1 | X | WAT
Conventional Hydroelectric.WAT | hydro | TRUE | 14328 | Pacific Gas & Electric Co. | 275 | Rock Creek | CA | Plumas | H1 | Conventional Hydroelectric | HY |  | S | 63 | 63 | 0 | N | 1950 |  |  | N | Electric Utility | 1 | X | WAT
Conventional Hydroelectric.WAT | hydro | TRUE | 14328 | Pacific Gas & Electric Co. | 275 | Rock Creek | CA | Plumas | H2 | Conventional Hydroelectric | HY |  | S | 63 | 63 | 0 | N | 1950 |  |  | N | Electric Utility | 1 | X | WAT
Conventional Hydroelectric.WAT | hydro | TRUE | 14328 | Pacific Gas & Electric Co. | 276 | San Joaquin 2 | CA | Madera | 1 | Conventional Hydroelectric | HY |  | S | 3.2 | 3.2 | 0 | N | 1917 |  |  | N | Electric Utility | 1 | X | WAT
Conventional Hydroelectric.WAT | hydro | TRUE | 14328 | Pacific Gas & Electric Co. | 277 | San Joaquin 3 | CA | Madera | 3 | Conventional Hydroelectric | HY |  | S | 4.2 | 4.2 | 0 | N | 1923 |  |  | N | Electric Utility | 1 | X | WAT
Conventional Hydroelectric.WAT | hydro | TRUE | 14328 | Pacific Gas & Electric Co. | 279 | Salt Springs | CA | Amador | 1 | Conventional Hydroelectric | HY |  | S | 11 | 11 | 0 | N | 1931 |  |  | N | Electric Utility | 1 | X | WAT
Conventional Hydroelectric.WAT | hydro | TRUE | 14328 | Pacific Gas & Electric Co. | 279 | Salt Springs | CA | Amador | 2 | Conventional Hydroelectric | HY |  | S | 33 | 33 | 0 | N | 1953 |  |  | N | Electric Utility | 1 | X | WAT
Conventional Hydroelectric.WAT | hydro | TRUE | 14328 | Pacific Gas & Electric Co. | 280 | South | CA | Tehama | 1 | Conventional Hydroelectric | HY |  | S | 7 | 7 | 0 | N | 1979 |  |  | N | Electric Utility | 1 | X | WAT
Conventional Hydroelectric.WAT | hydro | TRUE | 14328 | Pacific Gas & Electric Co. | 281 | Spaulding 1 | CA | Nevada | 1 | Conventional Hydroelectric | HY |  | S | 7 | 7 | 0 | N | 1928 |  |  | N | Electric Utility | 1 | X | WAT
Conventional Hydroelectric.WAT | hydro | TRUE | 14328 | Pacific Gas & Electric Co. | 282 | Spaulding 2 | CA | Nevada | 1 | Conventional Hydroelectric | HY |  | S | 4.4 | 4.4 | 0 | N | 1928 |  |  | N | Electric Utility | 1 | X | WAT
Conventional Hydroelectric.WAT | hydro | TRUE | 14328 | Pacific Gas & Electric Co. | 283 | Spaulding 3 | CA | Nevada | 1 | Conventional Hydroelectric | HY |  | S | 5.8 | 5.8 | 0 | N | 1929 |  |  | N | Electric Utility | 1 | X | WAT
Conventional Hydroelectric.WAT | hydro | TRUE | 14328 | Pacific Gas & Electric Co. | 284 | Spring Gap | CA | Tuolumne | 1 | Conventional Hydroelectric | HY |  | S | 7 | 7 | 0 | N | 1921 |  |  | N | Electric Utility | 1 | X | WAT
Conventional Hydroelectric.WAT | hydro | TRUE | 14328 | Pacific Gas & Electric Co. | 285 | Stanislaus | CA | Tuolumne | HC1 | Conventional Hydroelectric | HY |  | S | 91 | 91 | 0 | N | 1963 |  |  | N | Electric Utility | 1 | X | WAT
Geothermal.GEO | geothermal | TRUE | 7160 | Geysers Power Co LLC | 286 | Geysers Unit 5-20 | CA | Sonoma | U11 | Geothermal | ST |  | S | 68 | 68 | 22 | N | 1975 |  |  | N | IPP Non-CHP | 2 | X | GEO
Geothermal.GEO | geothermal | TRUE | 7160 | Geysers Power Co LLC | 286 | Geysers Unit 5-20 | CA | Sonoma | U12 | Geothermal | ST |  | S | 51 | 56 | 22 | N | 1979 |  |  | N | IPP Non-CHP | 2 | X | GEO
Geothermal.GEO | geothermal | TRUE | 7160 | Geysers Power Co LLC | 286 | Geysers Unit 5-20 | CA | Sonoma | U13 | Geothermal | ST |  | S | 65 | 68 | 22 | N | 1980 |  |  | N | IPP Non-CHP | 2 | X | GEO
Geothermal.GEO | geothermal | TRUE | 7160 | Geysers Power Co LLC | 286 | Geysers Unit 5-20 | CA | Sonoma | U14 | Geothermal | ST |  | S | 60 | 62 | 22 | N | 1980 |  |  | N | IPP Non-CHP | 2 | X | GEO
Geothermal.GEO | geothermal | TRUE | 7160 | Geysers Power Co LLC | 286 | Geysers Unit 5-20 | CA | Sonoma | U16 | Geothermal | ST |  | S | 60 | 60 | 22 | N | 1985 |  |  | N | IPP Non-CHP | 2 | X | GEO
Geothermal.GEO | geothermal | TRUE | 7160 | Geysers Power Co LLC | 286 | Geysers Unit 5-20 | CA | Sonoma | U17 | Geothermal | ST |  | S | 60 | 65 | 22 | N | 1982 |  |  | N | IPP Non-CHP | 2 | X | GEO
Geothermal.GEO | geothermal | TRUE | 7160 | Geysers Power Co LLC | 286 | Geysers Unit 5-20 | CA | Sonoma | U18 | Geothermal | ST |  | S | 60 | 60 | 22 | N | 1983 |  |  | N | IPP Non-CHP | 2 | X | GEO
Geothermal.GEO | geothermal | TRUE | 7160 | Geysers Power Co LLC | 286 | Geysers Unit 5-20 | CA | Sonoma | U20 | Geothermal | ST |  | S | 50 | 50 | 22 | N | 1985 |  |  | N | IPP Non-CHP | 2 | X | GEO
Geothermal.GEO | geothermal | TRUE | 7160 | Geysers Power Co LLC | 286 | Geysers Unit 5-20 | CA | Sonoma | U5 | Geothermal | ST |  | S | 45 | 50 | 20 | N | 1971 |  |  | N | IPP Non-CHP | 2 | X | GEO
Geothermal.GEO | geothermal | TRUE | 7160 | Geysers Power Co LLC | 286 | Geysers Unit 5-20 | CA | Sonoma | U6 | Geothermal | ST |  | S | 45 | 50 | 20 | N | 1971 |  |  | N | IPP Non-CHP | 2 | X | GEO
Geothermal.GEO | geothermal | TRUE | 7160 | Geysers Power Co LLC | 286 | Geysers Unit 5-20 | CA | Sonoma | U7 | Geothermal | ST |  | S | 40 | 42 | 20 | N | 1972 |  |  | N | IPP Non-CHP | 2 | X | GEO
Geothermal.GEO | geothermal | TRUE | 7160 | Geysers Power Co LLC | 286 | Geysers Unit 5-20 | CA | Sonoma | U8 | Geothermal | ST |  | S | 40 | 42 | 20 | N | 1972 |  |  | N | IPP Non-CHP | 2 | X | GEO
Conventional Hydroelectric.WAT | hydro | TRUE | 14328 | Pacific Gas & Electric Co. | 287 | Tiger Creek | CA | Amador | H1 | Conventional Hydroelectric | HY |  | S | 29 | 29 | 0 | N | 1931 |  |  | N | Electric Utility | 1 | X | WAT
Conventional Hydroelectric.WAT | hydro | TRUE | 14328 | Pacific Gas & Electric Co. | 287 | Tiger Creek | CA | Amador | H2 | Conventional Hydroelectric | HY |  | S | 29 | 29 | 0 | N | 1931 |  |  | N | Electric Utility | 1 | X | WAT
Conventional Hydroelectric.WAT | hydro | TRUE | 14328 | Pacific Gas & Electric Co. | 289 | Tule River | CA | Tulare | 1 | Conventional Hydroelectric | HY |  | S | 3.2 | 3.2 | 0 | N | 1914 |  |  | N | Electric Utility | 1 | X | WAT
Conventional Hydroelectric.WAT | hydro | TRUE | 14328 | Pacific Gas & Electric Co. | 289 | Tule River | CA | Tulare | 2 | Conventional Hydroelectric | HY |  | S | 3.2 | 3.2 | 0 | N | 1914 |  |  | N | Electric Utility | 1 | X | WAT
Conventional Hydroelectric.WAT | hydro | TRUE | 14328 | Pacific Gas & Electric Co. | 290 | Volta 1 | CA | Shasta | 1 | Conventional Hydroelectric | HY |  | S | 9 | 9 | 0 | N | 1980 |  |  | N | Electric Utility | 1 | X | WAT
Conventional Hydroelectric.WAT | hydro | TRUE | 14328 | Pacific Gas & Electric Co. | 291 | West Point PH | CA | Amador | 1 | Conventional Hydroelectric | HY |  | S | 14.5 | 14.5 | 0 | N | 1948 |  |  | N | Electric Utility | 1 | X | WAT
Conventional Hydroelectric.WAT | hydro | TRUE | 14328 | Pacific Gas & Electric Co. | 292 | Wise | CA | Placer | 1 | Conventional Hydroelectric | HY |  | S | 14 | 14 | 0 | N | 1917 |  |  | N | Electric Utility | 1 | X | WAT
Conventional Hydroelectric.WAT | hydro | TRUE | 14328 | Pacific Gas & Electric Co. | 292 | Wise | CA | Placer | 2 | Conventional Hydroelectric | HY |  | S | 3.2 | 3.2 | 0 | N | 1986 |  |  | N | Electric Utility | 1 | X | WAT
Conventional Hydroelectric.WAT | hydro | TRUE | 14328 | Pacific Gas & Electric Co. | 293 | A G Wishon | CA | Madera | 1 | Conventional Hydroelectric | HY |  | S | 5 | 5 | 0 | N | 1910 |  |  | N | Electric Utility | 1 | X | WAT
Conventional Hydroelectric.WAT | hydro | TRUE | 14328 | Pacific Gas & Electric Co. | 293 | A G Wishon | CA | Madera | 2 | Conventional Hydroelectric | HY |  | S | 5 | 5 | 0 | N | 1910 |  |  | N | Electric Utility | 1 | X | WAT
Conventional Hydroelectric.WAT | hydro | TRUE | 14328 | Pacific Gas & Electric Co. | 293 | A G Wishon | CA | Madera | 3 | Conventional Hydroelectric | HY |  | S | 5 | 5 | 0 | N | 1910 |  |  | N | Electric Utility | 1 | X | WAT
Conventional Hydroelectric.WAT | hydro | TRUE | 14328 | Pacific Gas & Electric Co. | 293 | A G Wishon | CA | Madera | 4 | Conventional Hydroelectric | HY |  | S | 5 | 5 | 0 | N | 1910 |  |  | N | Electric Utility | 1 | X | WAT
Conventional Hydroelectric.WAT | hydro | TRUE | 14354 | PacifiCorp | 294 | Copco 1 | CA | Siskiyou | 1 | Conventional Hydroelectric | HY |  | S | 14 | 14 | 0 | N | 1918 | 1 | 2024 | N | Electric Utility | 1 | X | WAT
Conventional Hydroelectric.WAT | hydro | TRUE | 14354 | PacifiCorp | 294 | Copco 1 | CA | Siskiyou | 2 | Conventional Hydroelectric | HY |  | S | 14 | 14 | 0 | N | 1918 | 1 | 2024 | N | Electric Utility | 1 | X | WAT
Conventional Hydroelectric.WAT | hydro | TRUE | 14354 | PacifiCorp | 296 | Fall Creek | CA | Siskiyou | 1 | Conventional Hydroelectric | HY |  | S | 0.4 | 0.4 | 0 | N | 1903 |  |  | N | Electric Utility | 1 | X | WAT
Conventional Hydroelectric.WAT | hydro | TRUE | 14354 | PacifiCorp | 296 | Fall Creek | CA | Siskiyou | 2 | Conventional Hydroelectric | HY |  | S | 0.4 | 0.4 | 0 | N | 1907 |  |  | N | Electric Utility | 1 | X | WAT
Conventional Hydroelectric.WAT | hydro | TRUE | 14354 | PacifiCorp | 296 | Fall Creek | CA | Siskiyou | 3 | Conventional Hydroelectric | HY |  | S | 1.1 | 1.1 | 0 | N | 1910 |  |  | N | Electric Utility | 1 | X | WAT
Conventional Hydroelectric.WAT | hydro | TRUE | 14354 | PacifiCorp | 297 | Iron Gate | CA | Siskiyou | 1 | Conventional Hydroelectric | HY |  | S | 18.8 | 18.8 | 0 | N | 1962 | 1 | 2024 | N | Electric Utility | 1 | X | WAT
Conventional Steam Coal.SUB | hard coal | TRUE | 54888 | NRG Texas Power LLC | 298 | Limestone | TX | Limestone | 1 | Conventional Steam Coal | ST |  | S | 824 | 824 | 300 | N | 1985 |  |  | N | IPP Non-CHP | 2 | X | SUB | NG | LIG | PC
Conventional Steam Coal.SUB | hard coal | TRUE | 54888 | NRG Texas Power LLC | 298 | Limestone | TX | Limestone | 2 | Conventional Steam Coal | ST |  | S | 836 | 836 | 300 | N | 1986 |  |  | N | IPP Non-CHP | 2 | X | SUB | NG | LIG | PC
Geothermal.GEO | geothermal | TRUE | 14354 | PacifiCorp | 299 | Blundell | UT | Beaver | 1 | Geothermal | ST |  | S | 23 | 23 | 4 | N | 1984 |  |  | N | Electric Utility | 1 | X | GEO
Geothermal.GEO | geothermal | TRUE | 14354 | PacifiCorp | 299 | Blundell | UT | Beaver | 2 | Geothermal | ST |  | S | 8.7 | 10.8 | 4 | N | 2007 |  |  | N | Electric Utility | 1 | X | GEO
Conventional Hydroelectric.WAT | hydro | TRUE | 17271 | City & Borough of Sitka - (AK) | 313 | Green Lake | AK | Sitka | 1 | Conventional Hydroelectric | HY |  | S | 9.3 | 9.3 | 4 | N | 1982 |  |  | N | Electric Utility | 1 | X | WAT
Conventional Hydroelectric.WAT | hydro | TRUE | 17271 | City & Borough of Sitka - (AK) | 313 | Green Lake | AK | Sitka | 2 | Conventional Hydroelectric | HY |  | S | 9.3 | 9.3 | 4 | N | 1982 |  |  | N | Electric Utility | 1 | X | WAT
Conventional Hydroelectric.WAT | hydro | TRUE | 9216 | Imperial Irrigation District | 314 | Drop 5 | CA | Imperial | 1 | Conventional Hydroelectric | HY |  | S | 1.9 | 0.9 | 0.1 | N | 1982 |  |  | N | Electric Utility | 1 | X | WAT
Conventional Hydroelectric.WAT | hydro | TRUE | 9216 | Imperial Irrigation District | 314 | Drop 5 | CA | Imperial | 2 | Conventional Hydroelectric | HY |  | S | 1.9 | 0.9 | 0.1 | N | 1982 |  |  | N | Electric Utility | 1 | X | WAT
Natural Gas Steam Turbine.NG | natural gas steam turbine | TRUE | 22148 | AES Alamitos LLC | 315 | AES Alamitos LLC | CA | Los Angeles | 3 | Natural Gas Steam Turbine | ST |  | S | 332 | 332 | 10 | N | 1961 | 12 | 2026 | N | IPP Non-CHP | 2 | X | NG
Natural Gas Steam Turbine.NG | natural gas steam turbine | TRUE | 22148 | AES Alamitos LLC | 315 | AES Alamitos LLC | CA | Los Angeles | 4 | Natural Gas Steam Turbine | ST |  | S | 335 | 335 | 20 | N | 1962 | 12 | 2026 | N | IPP Non-CHP | 2 | X | NG
Natural Gas Steam Turbine.NG | natural gas steam turbine | TRUE | 22148 | AES Alamitos LLC | 315 | AES Alamitos LLC | CA | Los Angeles | 5 | Natural Gas Steam Turbine | ST |  | S | 485 | 485 | 70 | N | 1964 | 12 | 2026 | N | IPP Non-CHP | 2 | X | NG
Conventional Hydroelectric.WAT | hydro | TRUE | 12397 | Metropolitan Water District of S CA | 316 | Sepulveda Canyon | CA | Los Angeles | 1 | Conventional Hydroelectric | HY |  | S | 8.5 | 8.5 | 1.5 | N | 1982 |  |  | N | Electric Utility | 1 | X | WAT
Conventional Hydroelectric.WAT | hydro | TRUE | 17609 | Southern California Edison Co | 317 | Big Creek 1 | CA | Fresno | 1 | Conventional Hydroelectric | HY |  | S | 19.8 | 19.8 | 2 | N | 1913 |  |  | N | Electric Utility | 1 | X | WAT
Conventional Hydroelectric.WAT | hydro | TRUE | 17609 | Southern California Edison Co | 317 | Big Creek 1 | CA | Fresno | 2 | Conventional Hydroelectric | HY |  | S | 15.8 | 15.8 | 1.6 | N | 1913 |  |  | N | Electric Utility | 1 | X | WAT
Conventional Hydroelectric.WAT | hydro | TRUE | 17609 | Southern California Edison Co | 317 | Big Creek 1 | CA | Fresno | 3 | Conventional Hydroelectric | HY |  | S | 21.6 | 21.6 | 2.2 | N | 1923 |  |  | N | Electric Utility | 1 | X | WAT
Conventional Hydroelectric.WAT | hydro | TRUE | 17609 | Southern California Edison Co | 317 | Big Creek 1 | CA | Fresno | 4 | Conventional Hydroelectric | HY |  | S | 31.2 | 31.2 | 3.1 | N | 1925 |  |  | N | Electric Utility | 1 | X | WAT
Conventional Hydroelectric.WAT | hydro | TRUE | 17609 | Southern California Edison Co | 318 | Big Creek 2 | CA | Fresno | 3 | Conventional Hydroelectric | HY |  | S | 15.8 | 15.8 | 1.6 | N | 1913 |  |  | N | Electric Utility | 1 | X | WAT
Conventional Hydroelectric.WAT | hydro | TRUE | 17609 | Southern California Edison Co | 318 | Big Creek 2 | CA | Fresno | 4 | Conventional Hydroelectric | HY |  | S | 15.8 | 15.8 | 1.6 | N | 1914 |  |  | N | Electric Utility | 1 | X | WAT
Conventional Hydroelectric.WAT | hydro | TRUE | 17609 | Southern California Edison Co | 318 | Big Creek 2 | CA | Fresno | 5 | Conventional Hydroelectric | HY |  | S | 17.5 | 17.5 | 1.8 | N | 1921 |  |  | N | Electric Utility | 1 | X | WAT
Conventional Hydroelectric.WAT | hydro | TRUE | 17609 | Southern California Edison Co | 318 | Big Creek 2 | CA | Fresno | 6 | Conventional Hydroelectric | HY |  | S | 17.5 | 17.5 | 1.8 | N | 1925 |  |  | N | Electric Utility | 1 | X | WAT
Conventional Hydroelectric.WAT | hydro | TRUE | 17609 | Southern California Edison Co | 319 | Big Creek 3 | CA | Fresno | 1 | Conventional Hydroelectric | HY |  | S | 34 | 34 | 3.4 | N | 1923 |  |  | N | Electric Utility | 1 | X | WAT
Conventional Hydroelectric.WAT | hydro | TRUE | 17609 | Southern California Edison Co | 319 | Big Creek 3 | CA | Fresno | 2 | Conventional Hydroelectric | HY |  | S | 34 | 34 | 3.4 | N | 1923 |  |  | N | Electric Utility | 1 | X | WAT
Conventional Hydroelectric.WAT | hydro | TRUE | 17609 | Southern California Edison Co | 319 | Big Creek 3 | CA | Fresno | 3 | Conventional Hydroelectric | HY |  | S | 33 | 33 | 3.4 | N | 1923 |  |  | N | Electric Utility | 1 | X | WAT
Conventional Hydroelectric.WAT | hydro | TRUE | 17609 | Southern California Edison Co | 319 | Big Creek 3 | CA | Fresno | 4 | Conventional Hydroelectric | HY |  | S | 36 | 36 | 3.6 | N | 1948 |  |  | N | Electric Utility | 1 | X | WAT
Conventional Hydroelectric.WAT | hydro | TRUE | 17609 | Southern California Edison Co | 319 | Big Creek 3 | CA | Fresno | 5 | Conventional Hydroelectric | HY |  | S | 36.5 | 36.5 | 3.6 | N | 1980 |  |  | N | Electric Utility | 1 | X | WAT
Conventional Hydroelectric.WAT | hydro | TRUE | 17609 | Southern California Edison Co | 320 | Big Creek 4 | CA | Madera | 1 | Conventional Hydroelectric | HY |  | S | 50 | 50 | 5 | N | 1951 |  |  | N | Electric Utility | 1 | X | WAT
Conventional Hydroelectric.WAT | hydro | TRUE | 17609 | Southern California Edison Co | 320 | Big Creek 4 | CA | Madera | 2 | Conventional Hydroelectric | HY |  | S | 50 | 50 | 5 | N | 1951 |  |  | N | Electric Utility | 1 | X | WAT
Conventional Hydroelectric.WAT | hydro | TRUE | 17609 | Southern California Edison Co | 321 | Big Creek 8 | CA | Fresno | 1 | Conventional Hydroelectric | HY |  | S | 25.8 | 25.8 | 2.6 | N | 1921 |  |  | N | Electric Utility | 1 | X | WAT
Conventional Hydroelectric.WAT | hydro | TRUE | 17609 | Southern California Edison Co | 321 | Big Creek 8 | CA | Fresno | 2 | Conventional Hydroelectric | HY |  | S | 45 | 45 | 4.5 | N | 1929 |  |  | N | Electric Utility | 1 | X | WAT
Conventional Hydroelectric.WAT | hydro | TRUE | 17609 | Southern California Edison Co | 322 | Big Creek 2A | CA | Fresno | 1 | Conventional Hydroelectric | HY |  | S | 50 | 50 | 5.5 | N | 1928 |  |  | N | Electric Utility | 1 | X | WAT
Conventional Hydroelectric.WAT | hydro | TRUE | 17609 | Southern California Edison Co | 322 | Big Creek 2A | CA | Fresno | 2 | Conventional Hydroelectric | HY |  | S | 50 | 50 | 5.5 | N | 1928 |  |  | N | Electric Utility | 1 | X | WAT
Conventional Hydroelectric.WAT | hydro | TRUE | 17609 | Southern California Edison Co | 323 | Bishop Creek 2 | CA | Inyo | 1 | Conventional Hydroelectric | HY |  | S | 2.5 | 2.5 | 0 | N | 1908 |  |  | N | Electric Utility | 1 | X | WAT
Conventional Hydroelectric.WAT | hydro | TRUE | 17609 | Southern California Edison Co | 323 | Bishop Creek 2 | CA | Inyo | 2 | Conventional Hydroelectric | HY |  | S | 2.5 | 2.5 | 0 | N | 1908 |  |  | N | Electric Utility | 1 | X | WAT
Conventional Hydroelectric.WAT | hydro | TRUE | 17609 | Southern California Edison Co | 323 | Bishop Creek 2 | CA | Inyo | 3 | Conventional Hydroelectric | HY |  | S | 2.3 | 2.3 | 0 | N | 1911 |  |  | N | Electric Utility | 1 | X | WAT
Conventional Hydroelectric.WAT | hydro | TRUE | 17609 | Southern California Edison Co | 324 | Bishop Creek 3 | CA | Inyo | 1 | Conventional Hydroelectric | HY |  | S | 2.8 | 2.8 | 0 | N | 1913 |  |  | N | Electric Utility | 1 | X | WAT
Conventional Hydroelectric.WAT | hydro | TRUE | 17609 | Southern California Edison Co | 324 | Bishop Creek 3 | CA | Inyo | 2 | Conventional Hydroelectric | HY |  | S | 2.8 | 2.8 | 0 | N | 1913 |  |  | N | Electric Utility | 1 | X | WAT
Conventional Hydroelectric.WAT | hydro | TRUE | 17609 | Southern California Edison Co | 324 | Bishop Creek 3 | CA | Inyo | 3 | Conventional Hydroelectric | HY |  | S | 2.8 | 2.8 | 0 | N | 1913 |  |  | N | Electric Utility | 1 | X | WAT
Conventional Hydroelectric.WAT | hydro | TRUE | 17609 | Southern California Edison Co | 325 | Bishop Creek 4 | CA | Inyo | 1 | Conventional Hydroelectric | HY |  | S | 1 | 1 | 0 | N | 1905 |  |  | N | Electric Utility | 1 | X | WAT
Conventional Hydroelectric.WAT | hydro | TRUE | 17609 | Southern California Edison Co | 325 | Bishop Creek 4 | CA | Inyo | 2 | Conventional Hydroelectric | HY |  | S | 1 | 1 | 0 | N | 1905 |  |  | N | Electric Utility | 1 | X | WAT
Conventional Hydroelectric.WAT | hydro | TRUE | 17609 | Southern California Edison Co | 325 | Bishop Creek 4 | CA | Inyo | 3 | Conventional Hydroelectric | HY |  | S | 2 | 2 | 0 | N | 1906 |  |  | N | Electric Utility | 1 | X | WAT
Conventional Hydroelectric.WAT | hydro | TRUE | 17609 | Southern California Edison Co | 325 | Bishop Creek 4 | CA | Inyo | 4 | Conventional Hydroelectric | HY |  | S | 2.2 | 2.2 | 0 | N | 1907 |  |  | N | Electric Utility | 1 | X | WAT
Conventional Hydroelectric.WAT | hydro | TRUE | 17609 | Southern California Edison Co | 325 | Bishop Creek 4 | CA | Inyo | 5 | Conventional Hydroelectric | HY |  | S | 2 | 2 | 0 | N | 1909 |  |  | N | Electric Utility | 1 | X | WAT
Conventional Hydroelectric.WAT | hydro | TRUE | 17609 | Southern California Edison Co | 326 | Bishop Creek 5 | CA | Inyo | 1 | Conventional Hydroelectric | HY |  | S | 2 | 2 | 0.1 | N | 1943 |  |  | N | Electric Utility | 1 | X | WAT
Conventional Hydroelectric.WAT | hydro | TRUE | 17609 | Southern California Edison Co | 326 | Bishop Creek 5 | CA | Inyo | 2 | Conventional Hydroelectric | HY |  | S | 1.8 | 1.8 | 0.1 | N | 1919 |  |  | N | Electric Utility | 1 | X | WAT
Conventional Hydroelectric.WAT | hydro | TRUE | 17609 | Southern California Edison Co | 327 | Bishop Creek 6 | CA | Inyo | 1 | Conventional Hydroelectric | HY |  | S | 1.6 | 1.6 | 0 | N | 1913 |  |  | N | Electric Utility | 1 | X | WAT
Conventional Hydroelectric.WAT | hydro | TRUE | 17609 | Southern California Edison Co | 332 | Fontana | CA | San Bernardino | 1 | Conventional Hydroelectric | HY |  | S | 1.5 | 1.5 | 0 | N | 1917 |  |  | N | Electric Utility | 1 | X | WAT
Conventional Hydroelectric.WAT | hydro | TRUE | 17609 | Southern California Edison Co | 332 | Fontana | CA | San Bernardino | 2 | Conventional Hydroelectric | HY |  | S | 1.5 | 1.5 | 0 | N | 1917 |  |  | N | Electric Utility | 1 | X | WAT
Natural Gas Steam Turbine.NG | natural gas steam turbine | TRUE | 23693 | AES Huntington Beach LLC | 335 | AES Huntington Beach LLC | CA | Orange | 2 | Natural Gas Steam Turbine | ST |  | S | 225.8 | 225.8 | 20 | N | 1958 | 12 | 2026 | N | IPP Non-CHP | 2 | X | NG
Conventional Hydroelectric.WAT | hydro | TRUE | 17609 | Southern California Edison Co | 336 | Kaweah 2 | CA | Tulare | 2 | Conventional Hydroelectric | HY |  | S | 1.8 | 1.8 | 0.1 | N | 1929 |  |  | N | Electric Utility | 1 | X | WAT
Conventional Hydroelectric.WAT | hydro | TRUE | 17609 | Southern California Edison Co | 337 | Kaweah 1 | CA | Tulare | 1 | Conventional Hydroelectric | HY |  | S | 2.3 | 2.3 | 0 | N | 1929 |  |  | N | Electric Utility | 1 | X | WAT
Conventional Hydroelectric.WAT | hydro | TRUE | 17609 | Southern California Edison Co | 338 | Kaweah 3 | CA | Tulare | 1 | Conventional Hydroelectric | HY |  | S | 2.4 | 2.4 | 0 | N | 1913 |  |  | N | Electric Utility | 1 | X | WAT
Conventional Hydroelectric.WAT | hydro | TRUE | 17609 | Southern California Edison Co | 338 | Kaweah 3 | CA | Tulare | 2 | Conventional Hydroelectric | HY |  | S | 2.1 | 2.1 | 0 | N | 1913 |  |  | N | Electric Utility | 1 | X | WAT
Conventional Hydroelectric.WAT | hydro | TRUE | 17609 | Southern California Edison Co | 339 | Kern River 3 | CA | Kern | 1 | Conventional Hydroelectric | HY |  | S | 20.5 | 20.5 | 0.8 | N | 1921 |  |  | N | Electric Utility | 1 | X | WAT
Conventional Hydroelectric.WAT | hydro | TRUE | 17609 | Southern California Edison Co | 339 | Kern River 3 | CA | Kern | 2 | Conventional Hydroelectric | HY |  | S | 19.7 | 19.7 | 0.8 | N | 1921 |  |  | N | Electric Utility | 1 | X | WAT
Conventional Hydroelectric.WAT | hydro | TRUE | 17609 | Southern California Edison Co | 340 | Kern River 1 | CA | Kern | 1 | Conventional Hydroelectric | HY |  | S | 6.6 | 6.6 | 0 | N | 1907 |  |  | N | Electric Utility | 1 | X | WAT
Conventional Hydroelectric.WAT | hydro | TRUE | 17609 | Southern California Edison Co | 340 | Kern River 1 | CA | Kern | 2 | Conventional Hydroelectric | HY |  | S | 6.6 | 6.6 | 0 | N | 1907 |  |  | N | Electric Utility | 1 | X | WAT
Conventional Hydroelectric.WAT | hydro | TRUE | 17609 | Southern California Edison Co | 340 | Kern River 1 | CA | Kern | 3 | Conventional Hydroelectric | HY |  | S | 6.6 | 6.6 | 0 | N | 1907 |  |  | N | Electric Utility | 1 | X | WAT
Conventional Hydroelectric.WAT | hydro | TRUE | 17609 | Southern California Edison Co | 340 | Kern River 1 | CA | Kern | 4 | Conventional Hydroelectric | HY |  | S | 6.6 | 6.6 | 0 | N | 1907 |  |  | N | Electric Utility | 1 | X | WAT
Natural Gas Fired Combustion Turbine.NG | natural gas peaker | TRUE | 11181 | Long Beach Generation LLC | 341 | Long Beach Generation LLC | CA | Los Angeles | CT1 | Natural Gas Fired Combustion Turbine | GT |  | W | 65 | 65 | 47 | N | 1976 |  |  | N | IPP Non-CHP | 2 | X | NG
Natural Gas Fired Combustion Turbine.NG | natural gas peaker | TRUE | 11181 | Long Beach Generation LLC | 341 | Long Beach Generation LLC | CA | Los Angeles | CT2 | Natural Gas Fired Combustion Turbine | GT |  | W | 65 | 65 | 47 | N | 1976 |  |  | N | IPP Non-CHP | 2 | X | NG
Natural Gas Fired Combustion Turbine.NG | natural gas peaker | TRUE | 11181 | Long Beach Generation LLC | 341 | Long Beach Generation LLC | CA | Los Angeles | CT3 | Natural Gas Fired Combustion Turbine | GT |  | W | 65 | 65 | 47 | N | 1976 |  |  | N | IPP Non-CHP | 2 | X | NG
Natural Gas Fired Combustion Turbine.NG | natural gas peaker | TRUE | 11181 | Long Beach Generation LLC | 341 | Long Beach Generation LLC | CA | Los Angeles | CT4 | Natural Gas Fired Combustion Turbine | GT |  | W | 65 | 65 | 47 | N | 1976 |  |  | N | IPP Non-CHP | 2 | X | NG
Conventional Hydroelectric.WAT | hydro | TRUE | 17609 | Southern California Edison Co | 342 | Lundy | CA | Mono | 1 | Conventional Hydroelectric | HY |  | S | 1.5 | 1.5 | 0 | N | 1911 |  |  | N | Electric Utility | 1 | X | WAT
Conventional Hydroelectric.WAT | hydro | TRUE | 17609 | Southern California Edison Co | 342 | Lundy | CA | Mono | 2 | Conventional Hydroelectric | HY |  | S | 1.5 | 1.5 | 0 | N | 1912 |  |  | N | Electric Utility | 1 | X | WAT
Conventional Hydroelectric.WAT | hydro | TRUE | 17609 | Southern California Edison Co | 344 | Mammoth Pool | CA | Madera | 1 | Conventional Hydroelectric | HY |  | S | 95 | 95 | 0 | N | 1960 |  |  | N | Electric Utility | 1 | X | WAT
Conventional Hydroelectric.WAT | hydro | TRUE | 17609 | Southern California Edison Co | 344 | Mammoth Pool | CA | Madera | 2 | Conventional Hydroelectric | HY |  | S | 95 | 95 | 0 | N | 1960 |  |  | N | Electric Utility | 1 | X | WAT
Natural Gas Steam Turbine.NG | natural gas steam turbine | TRUE | 63843 | Ormond Beach Power, LLC | 350 | Ormond Beach | CA | Ventura | 1 | Natural Gas Steam Turbine | ST |  | S | 741 | 741 | 100 | N | 1971 | 1 | 2027 | N | IPP Non-CHP | 2 | X | NG
Natural Gas Steam Turbine.NG | natural gas steam turbine | TRUE | 63843 | Ormond Beach Power, LLC | 350 | Ormond Beach | CA | Ventura | 2 | Natural Gas Steam Turbine | ST |  | S | 750 | 750 | 50 | N | 1973 | 1 | 2027 | N | IPP Non-CHP | 2 | X | NG
Conventional Hydroelectric.WAT | hydro | TRUE | 17609 | Southern California Edison Co | 353 | Poole | CA | Mono | 1 | Conventional Hydroelectric | HY |  | S | 11.3 | 11.3 | 0 | N | 1924 |  |  | N | Electric Utility | 1 | X | WAT
Conventional Hydroelectric.WAT | hydro | TRUE | 17609 | Southern California Edison Co | 354 | Portal | CA | Fresno | 1 | Conventional Hydroelectric | HY |  | S | 10.8 | 10.8 | 1.1 | N | 1956 |  |  | N | Electric Utility | 1 | X | WAT
Conventional Hydroelectric.WAT | hydro | TRUE | 17609 | Southern California Edison Co | 357 | Rush Creek | CA | Mono | 1 | Conventional Hydroelectric | HY |  | S | 5.9 | 5.9 | 0 | N | 1916 |  |  | N | Electric Utility | 1 | X | WAT
Conventional Hydroelectric.WAT | hydro | TRUE | 17609 | Southern California Edison Co | 357 | Rush Creek | CA | Mono | 2 | Conventional Hydroelectric | HY |  | S | 5.5 | 5.5 | 0 | N | 1917 |  |  | N | Electric Utility | 1 | X | WAT
Natural Gas Fired Combined Cycle.NG | natural gas combined cycle | TRUE | 17609 | Southern California Edison Co | 358 | Mountainview Generating Station | CA | San Bernardino | MV3A | Natural Gas Fired Combined Cycle | CT | 3 | S | 156 | 182 | 60 | N | 2005 |  |  | N | Electric Utility | 1 | X | NG
Natural Gas Fired Combined Cycle.NG | natural gas combined cycle | TRUE | 17609 | Southern California Edison Co | 358 | Mountainview Generating Station | CA | San Bernardino | MV3B | Natural Gas Fired Combined Cycle | CT | 3 | S | 156 | 182 | 60 | N | 2005 |  |  | N | Electric Utility | 1 | X | NG
Natural Gas Fired Combined Cycle.NG | natural gas combined cycle | TRUE | 17609 | Southern California Edison Co | 358 | Mountainview Generating Station | CA | San Bernardino | MV3C | Natural Gas Fired Combined Cycle | CA | 3 | S | 197 | 191 | 90 | N | 2005 |  |  | N | Electric Utility | 1 | X | NG
Natural Gas Fired Combined Cycle.NG | natural gas combined cycle | TRUE | 17609 | Southern California Edison Co | 358 | Mountainview Generating Station | CA | San Bernardino | MV4A | Natural Gas Fired Combined Cycle | CT | 4 | S | 156 | 182 | 60 | N | 2006 |  |  | N | Electric Utility | 1 | X | NG
Natural Gas Fired Combined Cycle.NG | natural gas combined cycle | TRUE | 17609 | Southern California Edison Co | 358 | Mountainview Generating Station | CA | San Bernardino | MV4B | Natural Gas Fired Combined Cycle | CT | 4 | S | 156 | 182 | 60 | N | 2006 |  |  | N | Electric Utility | 1 | X | NG
Natural Gas Fired Combined Cycle.NG | natural gas combined cycle | TRUE | 17609 | Southern California Edison Co | 358 | Mountainview Generating Station | CA | San Bernardino | MV4C | Natural Gas Fired Combined Cycle | CA | 4 | S | 197 | 191 | 90 | N | 2006 |  |  | N | Electric Utility | 1 | X | NG
Conventional Hydroelectric.WAT | hydro | TRUE | 17609 | Southern California Edison Co | 361 | Santa Ana 1 | CA | San Bernardino | 1 | Conventional Hydroelectric | HY |  | S | 0.8 | 0.8 | 0 | N | 1899 |  |  | N | Electric Utility | 1 | X | WAT
Conventional Hydroelectric.WAT | hydro | TRUE | 17609 | Southern California Edison Co | 361 | Santa Ana 1 | CA | San Bernardino | 2 | Conventional Hydroelectric | HY |  | S | 0.8 | 0.8 | 0 | N | 1899 |  |  | N | Electric Utility | 1 | X | WAT
Conventional Hydroelectric.WAT | hydro | TRUE | 17609 | Southern California Edison Co | 361 | Santa Ana 1 | CA | San Bernardino | 3 | Conventional Hydroelectric | HY |  | S | 0.8 | 0.8 | 0 | N | 1899 |  |  | N | Electric Utility | 1 | X | WAT
Conventional Hydroelectric.WAT | hydro | TRUE | 17609 | Southern California Edison Co | 361 | Santa Ana 1 | CA | San Bernardino | 4 | Conventional Hydroelectric | HY |  | S | 0.8 | 0.8 | 0 | N | 1899 |  |  | N | Electric Utility | 1 | X | WAT
Conventional Hydroelectric.WAT | hydro | TRUE | 17609 | Southern California Edison Co | 363 | Santa Ana 3 | CA | San Bernardino | 1 | Conventional Hydroelectric | HY |  | S | 3.1 | 3.1 | 0 | N | 1999 |  |  | N | Electric Utility | 1 | X | WAT
Conventional Hydroelectric.WAT | hydro | TRUE | 17609 | Southern California Edison Co | 365 | Lower Tule River | CA | Tulare | 1 | Conventional Hydroelectric | HY |  | S | 1.3 | 1.3 | 0 | N | 1909 |  |  | N | Electric Utility | 1 | X | WAT
Conventional Hydroelectric.WAT | hydro | TRUE | 17609 | Southern California Edison Co | 365 | Lower Tule River | CA | Tulare | 2 | Conventional Hydroelectric | HY |  | S | 1.3 | 1.3 | 0 | N | 1909 |  |  | N | Electric Utility | 1 | X | WAT
Nuclear.NUC | nuclear | TRUE | 20160 | Energy Northwest | 371 | Columbia Generating Station | WA | Benton | 2 | Nuclear | ST |  | S | 1151 | 1172 | 120 | N | 1984 |  |  | N | Electric Utility | 1 | X | NUC
Conventional Hydroelectric.WAT | hydro | TRUE | 5571 | East Bay Municipal Util Dist | 376 | Pardee | CA | Calaveras | 1 | Conventional Hydroelectric | HY |  | S | 8.9 | 8.9 | 5 | N | 1930 |  |  | N | Electric Utility | 1 | X | WAT
Conventional Hydroelectric.WAT | hydro | TRUE | 5571 | East Bay Municipal Util Dist | 376 | Pardee | CA | Calaveras | 2 | Conventional Hydroelectric | HY |  | S | 8.9 | 8.9 | 5 | N | 1930 |  |  | N | Electric Utility | 1 | X | WAT
Conventional Hydroelectric.WAT | hydro | TRUE | 5571 | East Bay Municipal Util Dist | 376 | Pardee | CA | Calaveras | 3 | Conventional Hydroelectric | HY |  | S | 9.9 | 9.9 | 5 | N | 1983 |  |  | N | Electric Utility | 1 | X | WAT
Natural Gas Fired Combustion Turbine.NG | natural gas peaker | TRUE | 7294 | City of Glendale - (CA) | 377 | Grayson | CA | Los Angeles | 9 | Natural Gas Fired Combustion Turbine | GT |  | S | 48 | 48 | 25 | N | 2004 |  |  | N | Electric Utility | 1 | X | NG
Conventional Hydroelectric.WAT | hydro | TRUE | 12647 | ALLETE, Inc. | 378 | Prairie River | MN | Itasca | 1 | Conventional Hydroelectric | HY |  | S | 0.5 | 0.5 | 0.1 | N | 1920 |  |  | N | Electric Utility | 1 | X | WAT
Conventional Hydroelectric.WAT | hydro | TRUE | 12647 | ALLETE, Inc. | 378 | Prairie River | MN | Itasca | 2 | Conventional Hydroelectric | HY |  | S | 0.2 | 0.2 | 0.1 | N | 1920 |  |  | N | Electric Utility | 1 | X | WAT
Conventional Hydroelectric.WAT | hydro | TRUE | 16612 | City & County of San Francisco | 380 | Dion R Holm | CA | Tuolumne | 1 | Conventional Hydroelectric | HY |  | S | 78.4 | 78.4 | 0 | N | 1960 |  |  | N | Electric Utility | 1 | X | WAT
Conventional Hydroelectric.WAT | hydro | TRUE | 16612 | City & County of San Francisco | 380 | Dion R Holm | CA | Tuolumne | 2 | Conventional Hydroelectric | HY |  | S | 78.4 | 78.4 | 0 | N | 1960 |  |  | N | Electric Utility | 1 | X | WAT
Conventional Hydroelectric.WAT | hydro | TRUE | 16612 | City & County of San Francisco | 381 | Moccasin | CA | Tuolumne | 1 | Conventional Hydroelectric | HY |  | S | 50 | 50 | 0 | N | 1969 |  |  | N | Electric Utility | 1 | X | WAT
Conventional Hydroelectric.WAT | hydro | TRUE | 16612 | City & County of San Francisco | 381 | Moccasin | CA | Tuolumne | 2 | Conventional Hydroelectric | HY |  | S | 50 | 50 | 0 | N | 1969 |  |  | N | Electric Utility | 1 | X | WAT
Conventional Hydroelectric.WAT | hydro | TRUE | 16612 | City & County of San Francisco | 382 | R C Kirkwood | CA | Tuolumne | 1 | Conventional Hydroelectric | HY |  | S | 39.5 | 39.5 | 0 | N | 1967 |  |  | N | Electric Utility | 1 | X | WAT
Conventional Hydroelectric.WAT | hydro | TRUE | 16612 | City & County of San Francisco | 382 | R C Kirkwood | CA | Tuolumne | 2 | Conventional Hydroelectric | HY |  | S | 39.5 | 39.5 | 0 | N | 1967 |  |  | N | Electric Utility | 1 | X | WAT
Conventional Hydroelectric.WAT | hydro | TRUE | 16612 | City & County of San Francisco | 382 | R C Kirkwood | CA | Tuolumne | 3 | Conventional Hydroelectric | HY |  | S | 36.5 | 36.5 | 0 | N | 1987 |  |  | N | Electric Utility | 1 | X | WAT
Conventional Hydroelectric.WAT | hydro | TRUE | 9216 | Imperial Irrigation District | 385 | Drop 2 (CA) | CA | Imperial | 1 | Conventional Hydroelectric | HY |  | S | 4.9 | 2.5 | 0.7 | N | 1953 |  |  | N | Electric Utility | 1 | X | WAT
Conventional Hydroelectric.WAT | hydro | TRUE | 9216 | Imperial Irrigation District | 385 | Drop 2 (CA) | CA | Imperial | 2 | Conventional Hydroelectric | HY |  | S | 4.9 | 2.5 | 0.7 | N | 1953 |  |  | N | Electric Utility | 1 | X | WAT
Conventional Hydroelectric.WAT | hydro | TRUE | 9216 | Imperial Irrigation District | 386 | Drop 3 (CA) | CA | Imperial | 1 | Conventional Hydroelectric | HY |  | S | 4.5 | 3.6 | 1 | N | 1941 |  |  | N | Electric Utility | 1 | X | WAT
Conventional Hydroelectric.WAT | hydro | TRUE | 9216 | Imperial Irrigation District | 386 | Drop 3 (CA) | CA | Imperial | 2 | Conventional Hydroelectric | HY |  | S | 4.4 | 4.6 | 1 | N | 1966 |  |  | N | Electric Utility | 1 | X | WAT
Conventional Hydroelectric.WAT | hydro | TRUE | 9216 | Imperial Irrigation District | 387 | Drop 4 | CA | Imperial | 1 | Conventional Hydroelectric | HY |  | S | 10 | 10 | 0.6 | N | 1950 |  |  | N | Electric Utility | 1 | X | WAT
Conventional Hydroelectric.WAT | hydro | TRUE | 9216 | Imperial Irrigation District | 387 | Drop 4 | CA | Imperial | 2 | Conventional Hydroelectric | HY |  | S | 10 | 8 | 1 | N | 1941 |  |  | N | Electric Utility | 1 | X | WAT
Conventional Hydroelectric.WAT | hydro | TRUE | 9216 | Imperial Irrigation District | 388 | Pilot Knob | CA | Imperial | 1 | Conventional Hydroelectric | HY |  | S |  | 10.4 | 0.7 | N | 1957 |  |  | N | Electric Utility | 1 | X | WAT
Conventional Hydroelectric.WAT | hydro | TRUE | 9216 | Imperial Irrigation District | 388 | Pilot Knob | CA | Imperial | 2 | Conventional Hydroelectric | HY |  | S |  | 7.7 | 0.7 | N | 1957 |  |  | N | Electric Utility | 1 | X | WAT
Natural Gas Fired Combined Cycle.NG | natural gas combined cycle | TRUE | 9216 | Imperial Irrigation District | 389 | El Centro Hybrid | CA | Imperial | 2 | Natural Gas Fired Combined Cycle | CA | STM2 | S | 32.5 | 32.5 | 22 | N | 1952 |  |  | N | Electric Utility | 1 | X | NG
Natural Gas Fired Combined Cycle.NG | natural gas combined cycle | TRUE | 9216 | Imperial Irrigation District | 389 | El Centro Hybrid | CA | Imperial | 2A | Natural Gas Fired Combined Cycle | CT | STM2 | S | 73 | 73 | 48 | N | 1993 |  |  | N | Electric Utility | 1 | X | NG | DFO
Natural Gas Fired Combined Cycle.NG | natural gas combined cycle | TRUE | 9216 | Imperial Irrigation District | 389 | El Centro Hybrid | CA | Imperial | 30 | Natural Gas Fired Combined Cycle | CA | STM3 | S | 42 | 53 | 28 | N | 2012 |  |  | N | Electric Utility | 1 | X | NG
Natural Gas Fired Combined Cycle.NG | natural gas combined cycle | TRUE | 9216 | Imperial Irrigation District | 389 | El Centro Hybrid | CA | Imperial | 31 | Natural Gas Fired Combined Cycle | CT | STM3 | S | 39 | 46 | 24 | N | 2012 |  |  | N | Electric Utility | 1 | X | NG
Natural Gas Fired Combined Cycle.NG | natural gas combined cycle | TRUE | 9216 | Imperial Irrigation District | 389 | El Centro Hybrid | CA | Imperial | 32 | Natural Gas Fired Combined Cycle | CT | STM3 | S | 39 | 46 | 24 | N | 2012 |  |  | N | Electric Utility | 1 | X | NG
Natural Gas Steam Turbine.NG | natural gas steam turbine | TRUE | 9216 | Imperial Irrigation District | 389 | El Centro Hybrid | CA | Imperial | 4 | Natural Gas Steam Turbine | ST |  | S | 67.6 | 72 | 20 | N | 1968 |  |  | N | Electric Utility | 1 | X | NG | RFO
Batteries.MWH | battery storage | TRUE | 9216 | Imperial Irrigation District | 389 | El Centro Hybrid | CA | Imperial | BESS | Batteries | BA |  | S | 30 | 30 | 0 | N | 2016 |  |  | N | Electric Utility | 1 | X | MWH
Conventional Hydroelectric.WAT | hydro | TRUE | 4329 | Copper Valley Elec Assn, Inc | 390 | Solomon Gulch | AK | Valdez Cordova | 1 | Conventional Hydroelectric | HY |  | S | 6 | 6 | 0.5 | N | 1982 |  |  | N | Electric Utility | 1 | X | WAT
Conventional Hydroelectric.WAT | hydro | TRUE | 4329 | Copper Valley Elec Assn, Inc | 390 | Solomon Gulch | AK | Valdez Cordova | 2 | Conventional Hydroelectric | HY |  | S | 6 | 6 | 0.5 | N | 1982 |  |  | N | Electric Utility | 1 | X | WAT
Conventional Hydroelectric.WAT | hydro | TRUE | 11208 | Los Angeles Department of Water & Power | 391 | Big Pine Creek | CA | Inyo | 1 | Conventional Hydroelectric | HY |  | S | 3 | 3 | 0.3 | N | 1925 |  |  | N | Electric Utility | 1 | X | WAT
Hydroelectric Pumped Storage.WAT | other | TRUE | 11208 | Los Angeles Department of Water & Power | 392 | Castaic | CA | Los Angeles | 1 | Hydroelectric Pumped Storage | PS |  | S | 270.5 | 270.5 | 10 | N | 1973 |  |  | N | Electric Utility | 1 | X | WAT
Hydroelectric Pumped Storage.WAT | other | TRUE | 11208 | Los Angeles Department of Water & Power | 392 | Castaic | CA | Los Angeles | 2 | Hydroelectric Pumped Storage | PS |  | S | 270.5 | 270.5 | 10 | N | 1974 |  |  | N | Electric Utility | 1 | X | WAT
Hydroelectric Pumped Storage.WAT | other | TRUE | 11208 | Los Angeles Department of Water & Power | 392 | Castaic | CA | Los Angeles | 3 | Hydroelectric Pumped Storage | PS |  | S | 270.5 | 270.5 | 10 | N | 1976 |  |  | N | Electric Utility | 1 | X | WAT
Hydroelectric Pumped Storage.WAT | other | TRUE | 11208 | Los Angeles Department of Water & Power | 392 | Castaic | CA | Los Angeles | 4 | Hydroelectric Pumped Storage | PS |  | S | 270.5 | 270.5 | 10 | N | 1977 |  |  | N | Electric Utility | 1 | X | WAT
Hydroelectric Pumped Storage.WAT | other | TRUE | 11208 | Los Angeles Department of Water & Power | 392 | Castaic | CA | Los Angeles | 5 | Hydroelectric Pumped Storage | PS |  | S | 270.5 | 270.5 | 10 | N | 1977 |  |  | N | Electric Utility | 1 | X | WAT
Hydroelectric Pumped Storage.WAT | other | TRUE | 11208 | Los Angeles Department of Water & Power | 392 | Castaic | CA | Los Angeles | 6 | Hydroelectric Pumped Storage | PS |  | S | 270.5 | 270.5 | 10 | N | 1978 |  |  | N | Electric Utility | 1 | X | WAT
Conventional Hydroelectric.WAT | hydro | TRUE | 11208 | Los Angeles Department of Water & Power | 392 | Castaic | CA | Los Angeles | 7 | Conventional Hydroelectric | HY |  | S | 51.5 | 51.5 | 2 | N | 1972 |  |  | N | Electric Utility | 1 | X | WAT
Conventional Hydroelectric.WAT | hydro | TRUE | 11208 | Los Angeles Department of Water & Power | 393 | Control Gorge | CA | Inyo | 1 | Conventional Hydroelectric | HY |  | S | 37.5 | 37.5 | 0.5 | N | 1952 |  |  | N | Electric Utility | 1 | X | WAT
Conventional Hydroelectric.WAT | hydro | TRUE | 11208 | Los Angeles Department of Water & Power | 394 | Cottonwood | CA | Inyo | 1 | Conventional Hydroelectric | HY |  | S | 1.2 | 1.2 | 0.1 | N | 1908 |  |  | N | Electric Utility | 1 | X | WAT
Conventional Hydroelectric.WAT | hydro | TRUE | 11208 | Los Angeles Department of Water & Power | 394 | Cottonwood | CA | Inyo | 2 | Conventional Hydroelectric | HY |  | S | 1.2 | 1.2 | 0.1 | N | 1909 |  |  | N | Electric Utility | 1 | X | WAT
Conventional Hydroelectric.WAT | hydro | TRUE | 11208 | Los Angeles Department of Water & Power | 396 | Foothill | CA | Los Angeles | 1 | Conventional Hydroelectric | HY |  | S | 8.6 | 8.6 | 0.1 | N | 1971 |  |  | N | Electric Utility | 1 | X | WAT
Conventional Hydroelectric.WAT | hydro | TRUE | 11208 | Los Angeles Department of Water & Power | 397 | Franklin (CA) | CA | Los Angeles | 1 | Conventional Hydroelectric | HY |  | S | 2 | 2 | 0.1 | N | 1921 |  |  | N | Electric Utility | 1 | X | WAT
Conventional Hydroelectric.WAT | hydro | TRUE | 11208 | Los Angeles Department of Water & Power | 398 | Haiwee | CA | Inyo | 1 | Conventional Hydroelectric | HY |  | S | 2.5 | 2.5 | 0.5 | N | 1927 |  |  | N | Electric Utility | 1 | X | WAT
Conventional Hydroelectric.WAT | hydro | TRUE | 11208 | Los Angeles Department of Water & Power | 398 | Haiwee | CA | Inyo | 2 | Conventional Hydroelectric | HY |  | S | 2.5 | 2.5 | 0.5 | N | 1927 |  |  | N | Electric Utility | 1 | X | WAT
Natural Gas Fired Combined Cycle.NG | natural gas combined cycle | TRUE | 11208 | Los Angeles Department of Water & Power | 399 | Harbor | CA | Los Angeles | 10A | Natural Gas Fired Combined Cycle | CT | CC1 | S | 73 | 73 | 36 | N | 1995 |  |  | N | Electric Utility | 1 | X | NG | DFO
Natural Gas Fired Combined Cycle.NG | natural gas combined cycle | TRUE | 11208 | Los Angeles Department of Water & Power | 399 | Harbor | CA | Los Angeles | 10B | Natural Gas Fired Combined Cycle | CT | CC1 | S | 73 | 73 | 36 | N | 1995 |  |  | N | Electric Utility | 1 | X | NG | DFO
Natural Gas Fired Combined Cycle.NG | natural gas combined cycle | TRUE | 11208 | Los Angeles Department of Water & Power | 399 | Harbor | CA | Los Angeles | 5 | Natural Gas Fired Combined Cycle | CA | CC1 | S | 56 | 60 | 17 | N | 1995 |  |  | N | Electric Utility | 1 | X | NG | DFO
Natural Gas Fired Combustion Turbine.NG | natural gas peaker | TRUE | 11208 | Los Angeles Department of Water & Power | 399 | Harbor | CA | Los Angeles | GT10 | Natural Gas Fired Combustion Turbine | GT |  | S | 44 | 44 | 15 | N | 2002 |  |  | N | Electric Utility | 1 | X | NG | DFO
Natural Gas Fired Combustion Turbine.NG | natural gas peaker | TRUE | 11208 | Los Angeles Department of Water & Power | 399 | Harbor | CA | Los Angeles | GT11 | Natural Gas Fired Combustion Turbine | GT |  | S | 44 | 44 | 15 | N | 2002 |  |  | N | Electric Utility | 1 | X | NG | DFO
Natural Gas Fired Combustion Turbine.NG | natural gas peaker | TRUE | 11208 | Los Angeles Department of Water & Power | 399 | Harbor | CA | Los Angeles | GT12 | Natural Gas Fired Combustion Turbine | GT |  | S | 44 | 44 | 15 | N | 2002 |  |  | N | Electric Utility | 1 | X | NG | DFO
Natural Gas Fired Combustion Turbine.NG | natural gas peaker | TRUE | 11208 | Los Angeles Department of Water & Power | 399 | Harbor | CA | Los Angeles | GT13 | Natural Gas Fired Combustion Turbine | GT |  | S | 44 | 44 | 15 | N | 2002 |  |  | N | Electric Utility | 1 | X | NG | DFO
Natural Gas Fired Combustion Turbine.NG | natural gas peaker | TRUE | 11208 | Los Angeles Department of Water & Power | 399 | Harbor | CA | Los Angeles | GT14 | Natural Gas Fired Combustion Turbine | GT |  | S | 44 | 44 | 15 | N | 2002 |  |  | N | Electric Utility | 1 | X | NG | DFO
Natural Gas Steam Turbine.NG | natural gas steam turbine | TRUE | 11208 | Los Angeles Department of Water & Power | 400 | Haynes | CA | Los Angeles | 1 | Natural Gas Steam Turbine | ST |  | S | 222 | 222 | 50 | N | 1962 |  |  | N | Electric Utility | 1 | X | NG
Natural Gas Fired Combined Cycle.NG | natural gas combined cycle | TRUE | 11208 | Los Angeles Department of Water & Power | 400 | Haynes | CA | Los Angeles | 10 | Natural Gas Fired Combined Cycle | CT | CC1 | S | 162.5 | 162.5 | 105 | N | 2005 |  |  | N | Electric Utility | 1 | X | NG | DFO
Natural Gas Fired Combustion Turbine.NG | natural gas peaker | TRUE | 11208 | Los Angeles Department of Water & Power | 400 | Haynes | CA | Los Angeles | 11 | Natural Gas Fired Combustion Turbine | GT |  | S | 99.2 | 99.2 | 52 | N | 2013 |  |  | N | Electric Utility | 1 | X | NG
Natural Gas Fired Combustion Turbine.NG | natural gas peaker | TRUE | 11208 | Los Angeles Department of Water & Power | 400 | Haynes | CA | Los Angeles | 12 | Natural Gas Fired Combustion Turbine | GT |  | S | 99.2 | 99.2 | 52 | N | 2013 |  |  | N | Electric Utility | 1 | X | NG
Natural Gas Fired Combustion Turbine.NG | natural gas peaker | TRUE | 11208 | Los Angeles Department of Water & Power | 400 | Haynes | CA | Los Angeles | 13 | Natural Gas Fired Combustion Turbine | GT |  | S | 99.2 | 99.2 | 52 | N | 2013 |  |  | N | Electric Utility | 1 | X | NG
Natural Gas Fired Combustion Turbine.NG | natural gas peaker | TRUE | 11208 | Los Angeles Department of Water & Power | 400 | Haynes | CA | Los Angeles | 14 | Natural Gas Fired Combustion Turbine | GT |  | S | 99.2 | 99.2 | 52 | N | 2013 |  |  | N | Electric Utility | 1 | X | NG
Natural Gas Fired Combustion Turbine.NG | natural gas peaker | TRUE | 11208 | Los Angeles Department of Water & Power | 400 | Haynes | CA | Los Angeles | 15 | Natural Gas Fired Combustion Turbine | GT |  | S | 99.2 | 99.2 | 52 | N | 2013 |  |  | N | Electric Utility | 1 | X | NG
Natural Gas Fired Combustion Turbine.NG | natural gas peaker | TRUE | 11208 | Los Angeles Department of Water & Power | 400 | Haynes | CA | Los Angeles | 16 | Natural Gas Fired Combustion Turbine | GT |  | S | 99.2 | 99.2 | 52 | N | 2013 |  |  | N | Electric Utility | 1 | X | NG
Natural Gas Steam Turbine.NG | natural gas steam turbine | TRUE | 11208 | Los Angeles Department of Water & Power | 400 | Haynes | CA | Los Angeles | 2 | Natural Gas Steam Turbine | ST |  | S | 222 | 222 | 50 | N | 1963 |  |  | N | Electric Utility | 1 | X | NG
Natural Gas Fired Combined Cycle.NG | natural gas combined cycle | TRUE | 11208 | Los Angeles Department of Water & Power | 400 | Haynes | CA | Los Angeles | 8 | Natural Gas Fired Combined Cycle | CA | CC1 | S | 235 | 250 | 73 | N | 2005 |  |  | N | Electric Utility | 1 | X | NG | DFO
Natural Gas Fired Combined Cycle.NG | natural gas combined cycle | TRUE | 11208 | Los Angeles Department of Water & Power | 400 | Haynes | CA | Los Angeles | 9 | Natural Gas Fired Combined Cycle | CT | CC1 | S | 162.5 | 162.5 | 105 | N | 2005 |  |  | N | Electric Utility | 1 | X | NG | DFO
Conventional Hydroelectric.WAT | hydro | TRUE | 11208 | Los Angeles Department of Water & Power | 401 | Middle Gorge | CA | Mono | 1 | Conventional Hydroelectric | HY |  | S | 37.5 | 37.5 | 0.5 | N | 1952 |  |  | N | Electric Utility | 1 | X | WAT
Conventional Hydroelectric.WAT | hydro | TRUE | 11208 | Los Angeles Department of Water & Power | 402 | Pleasant Valley Hydro | CA | Inyo | 1 | Conventional Hydroelectric | HY |  | S | 2.7 | 2.7 | 0.3 | N | 1958 |  |  | N | Electric Utility | 1 | X | WAT
Conventional Hydroelectric.WAT | hydro | TRUE | 11208 | Los Angeles Department of Water & Power | 403 | San Fernando | CA | Los Angeles | 1 | Conventional Hydroelectric | HY |  | S | 3.2 | 3.2 | 0.1 | N | 1922 |  |  | N | Electric Utility | 1 | X | WAT
Conventional Hydroelectric.WAT | hydro | TRUE | 11208 | Los Angeles Department of Water & Power | 403 | San Fernando | CA | Los Angeles | 2 | Conventional Hydroelectric | HY |  | S | 2.9 | 2.9 | 0.1 | N | 1922 |  |  | N | Electric Utility | 1 | X | WAT
Natural Gas Steam Turbine.NG | natural gas steam turbine | TRUE | 11208 | Los Angeles Department of Water & Power | 404 | Scattergood | CA | Los Angeles | 1 | Natural Gas Steam Turbine | ST |  | S | 105 | 105 | 40 | N | 1958 | 12 | 2029 | N | Electric Utility | 1 | X | NG
Natural Gas Steam Turbine.NG | natural gas steam turbine | TRUE | 11208 | Los Angeles Department of Water & Power | 404 | Scattergood | CA | Los Angeles | 2 | Natural Gas Steam Turbine | ST |  | S | 156.3 | 156.3 | 40 | N | 1959 | 12 | 2029 | N | Electric Utility | 1 | X | NG
Natural Gas Fired Combined Cycle.NG | natural gas combined cycle | TRUE | 11208 | Los Angeles Department of Water & Power | 404 | Scattergood | CA | Los Angeles | 4 | Natural Gas Fired Combined Cycle | CT | CC1 | S | 206 | 206 | 75 | N | 2015 |  |  | N | Electric Utility | 1 | X | NG
Natural Gas Fired Combined Cycle.NG | natural gas combined cycle | TRUE | 11208 | Los Angeles Department of Water & Power | 404 | Scattergood | CA | Los Angeles | 5 | Natural Gas Fired Combined Cycle | CA | CC1 | S | 107 | 107 | 65 | N | 2015 |  |  | N | Electric Utility | 1 | X | NG
Natural Gas Fired Combustion Turbine.NG | natural gas peaker | TRUE | 11208 | Los Angeles Department of Water & Power | 404 | Scattergood | CA | Los Angeles | 6 | Natural Gas Fired Combustion Turbine | GT |  | S | 102 | 102 | 28 | N | 2015 |  |  | N | Electric Utility | 1 | X | NG
Natural Gas Fired Combustion Turbine.NG | natural gas peaker | TRUE | 11208 | Los Angeles Department of Water & Power | 404 | Scattergood | CA | Los Angeles | 7 | Natural Gas Fired Combustion Turbine | GT |  | S | 102 | 102 | 28 | N | 2015 |  |  | N | Electric Utility | 1 | X | NG
Petroleum Liquids.DFO | petroleum | TRUE | 219 | Alaska Power and Telephone Co | 406 | Tok | AK | Southeast Fairbanks | 10 | Petroleum Liquids | IC |  | S | 2.5 | 2.5 | 1 | N | 2023 |  |  | N | Electric Utility | 1 | X | DFO
Petroleum Liquids.DFO | petroleum | TRUE | 219 | Alaska Power and Telephone Co | 406 | Tok | AK | Southeast Fairbanks | 3A | Petroleum Liquids | IC |  | S | 1.3 | 1.3 | 0.5 | N | 1999 |  |  | N | Electric Utility | 1 | X | DFO
Petroleum Liquids.DFO | petroleum | TRUE | 219 | Alaska Power and Telephone Co | 406 | Tok | AK | Southeast Fairbanks | 4A | Petroleum Liquids | IC |  | S | 1.1 | 1.1 | 0.5 | N | 1989 |  |  | N | Electric Utility | 1 | X | DFO
Petroleum Liquids.DFO | petroleum | TRUE | 219 | Alaska Power and Telephone Co | 406 | Tok | AK | Southeast Fairbanks | 5A | Petroleum Liquids | IC |  | S | 1.1 | 1.1 | 0.5 | N | 1996 |  |  | N | Electric Utility | 1 | X | DFO
Petroleum Liquids.DFO | petroleum | TRUE | 219 | Alaska Power and Telephone Co | 406 | Tok | AK | Southeast Fairbanks | 6 | Petroleum Liquids | IC |  | S | 0.5 | 0.5 | 0.2 | N | 2010 |  |  | N | Electric Utility | 1 | X | DFO
Petroleum Liquids.DFO | petroleum | TRUE | 219 | Alaska Power and Telephone Co | 406 | Tok | AK | Southeast Fairbanks | 8 | Petroleum Liquids | IC |  | S | 0.4 | 0.4 | 0.2 | N | 1985 |  |  | N | Electric Utility | 1 | X | DFO
Petroleum Liquids.DFO | petroleum | TRUE | 219 | Alaska Power and Telephone Co | 406 | Tok | AK | Southeast Fairbanks | 9 | Petroleum Liquids | IC |  | S | 1 | 1 | 0.4 | N | 1985 |  |  | N | Electric Utility | 1 | X | DFO
Conventional Hydroelectric.WAT | hydro | TRUE | 11208 | Los Angeles Department of Water & Power | 407 | Upper Gorge | CA | Mono | 1 | Conventional Hydroelectric | HY |  | S | 36.5 | 36.5 | 0.5 | N | 1953 |  |  | N | Electric Utility | 1 | X | WAT
Natural Gas Fired Combustion Turbine.NG | natural gas peaker | TRUE | 11208 | Los Angeles Department of Water & Power | 408 | Valley (CA) | CA | Los Angeles | 5 | Natural Gas Fired Combustion Turbine | GT |  | S | 44 | 44 | 15 | N | 2001 |  |  | N | Electric Utility | 1 | X | NG | DFO
Natural Gas Fired Combined Cycle.NG | natural gas combined cycle | TRUE | 11208 | Los Angeles Department of Water & Power | 408 | Valley (CA) | CA | Los Angeles | 6 | Natural Gas Fired Combined Cycle | CT | CC1 | S | 155 | 155 | 85 | N | 2003 |  |  | N | Electric Utility | 1 | X | NG | DFO
Natural Gas Fired Combined Cycle.NG | natural gas combined cycle | TRUE | 11208 | Los Angeles Department of Water & Power | 408 | Valley (CA) | CA | Los Angeles | 7 | Natural Gas Fired Combined Cycle | CT | CC1 | S | 155 | 155 | 85 | N | 2003 |  |  | N | Electric Utility | 1 | X | NG | DFO
Natural Gas Fired Combined Cycle.NG | natural gas combined cycle | TRUE | 11208 | Los Angeles Department of Water & Power | 408 | Valley (CA) | CA | Los Angeles | 8 | Natural Gas Fired Combined Cycle | CA | CC1 | S | 209 | 209 | 60 | N | 2003 |  |  | N | Electric Utility | 1 | X | NG | DFO | OBG
Conventional Hydroelectric.WAT | hydro | TRUE | 12312 | Merced Irrigation District | 409 | Exchequer | CA | Mariposa | 1 | Conventional Hydroelectric | HY |  | S | 94.5 | 94.5 | 0.1 | N | 1967 |  |  | N | IPP Non-CHP | 2 | X | WAT
Conventional Hydroelectric.WAT | hydro | TRUE | 12312 | Merced Irrigation District | 410 | McSwain | CA | Mariposa | 1 | Conventional Hydroelectric | HY |  | S | 9 | 9 | 0.1 | N | 1967 |  |  | N | IPP Non-CHP | 2 | X | WAT
Conventional Hydroelectric.WAT | hydro | TRUE | 13402 | Nevada Irrigation District | 412 | Chicago Park | CA | Nevada | 2P | Conventional Hydroelectric | HY |  | S | 44 | 44 | 5 | N | 1965 |  |  | N | IPP Non-CHP | 2 | X | WAT
Conventional Hydroelectric.WAT | hydro | TRUE | 13402 | Nevada Irrigation District | 413 | Dutch Flat 2 | CA | Nevada | 3P | Conventional Hydroelectric | HY |  | S | 27.3 | 27.3 | 5 | N | 1965 |  |  | N | IPP Non-CHP | 2 | X | WAT
Conventional Hydroelectric.WAT | hydro | TRUE | 13935 | Oakdale&South San Joaquin Irrigation D. | 414 | Beardsley | CA | Tuolumne | 1 | Conventional Hydroelectric | HY |  | S | 11 | 8.5 | 1 | N | 1957 |  |  | N | IPP Non-CHP | 2 | X | WAT
Conventional Hydroelectric.WAT | hydro | TRUE | 13935 | Oakdale&South San Joaquin Irrigation D. | 415 | Donnells | CA | Tuolumne | H1 | Conventional Hydroelectric | HY |  | S | 72 | 61.2 | 5 | N | 1957 |  |  | N | IPP Non-CHP | 2 | X | WAT
Conventional Hydroelectric.WAT | hydro | TRUE | 13935 | Oakdale&South San Joaquin Irrigation D. | 416 | Tulloch | CA | Tuolumne | 1 | Conventional Hydroelectric | HY |  | S | 9 | 8 | 1 | N | 1958 |  |  | N | IPP Non-CHP | 2 | X | WAT
Conventional Hydroelectric.WAT | hydro | TRUE | 13935 | Oakdale&South San Joaquin Irrigation D. | 416 | Tulloch | CA | Tuolumne | 2 | Conventional Hydroelectric | HY |  | S | 10 | 8.5 | 1 | N | 1958 |  |  | N | IPP Non-CHP | 2 | X | WAT
Conventional Hydroelectric.WAT | hydro | TRUE | 13935 | Oakdale&South San Joaquin Irrigation D. | 416 | Tulloch | CA | Tuolumne | 3 | Conventional Hydroelectric | HY |  | S | 6.5 | 6 | 1 | N | 2012 |  |  | N | IPP Non-CHP | 2 | X | WAT
Conventional Hydroelectric.WAT | hydro | TRUE | 14191 | South Feather Water and Power Agency | 417 | Forbestown | CA | Butte | 1 | Conventional Hydroelectric | HY |  | S | 37.5 | 37.5 | 0 | N | 1963 |  |  | N | Electric Utility | 1 | X | WAT
Conventional Hydroelectric.WAT | hydro | TRUE | 14191 | South Feather Water and Power Agency | 418 | Kelly Ridge | CA | Butte | 1 | Conventional Hydroelectric | HY |  | S | 10 | 10 | 0 | N | 1963 |  |  | N | Electric Utility | 1 | X | WAT
Conventional Hydroelectric.WAT | hydro | TRUE | 14191 | South Feather Water and Power Agency | 419 | Woodleaf | CA | Butte | 1 | Conventional Hydroelectric | HY |  | S | 60 | 60 | 0 | N | 1963 |  |  | N | Electric Utility | 1 | X | WAT
Petroleum Liquids.DFO | petroleum | TRUE | 219 | Alaska Power and Telephone Co | 421 | Craig (AK) | AK | Prince of Wales Ketchikan | 1 | Petroleum Liquids | IC |  | S | 0.6 | 0.6 | 0.3 | N | 1984 |  |  | N | Electric Utility | 1 | X | DFO
Petroleum Liquids.DFO | petroleum | TRUE | 219 | Alaska Power and Telephone Co | 421 | Craig (AK) | AK | Prince of Wales Ketchikan | 3B | Petroleum Liquids | IC |  | S | 1.8 | 1.8 | 0.7 | N | 2015 |  |  | N | Electric Utility | 1 | X | DFO
Petroleum Liquids.DFO | petroleum | TRUE | 219 | Alaska Power and Telephone Co | 421 | Craig (AK) | AK | Prince of Wales Ketchikan | 5 | Petroleum Liquids | IC |  | S | 1.1 | 1.1 | 0.5 | N | 1983 |  |  | N | Electric Utility | 1 | X | DFO
Petroleum Liquids.DFO | petroleum | TRUE | 219 | Alaska Power and Telephone Co | 421 | Craig (AK) | AK | Prince of Wales Ketchikan | 6 | Petroleum Liquids | IC |  | S | 1.1 | 1.1 | 0.5 | N | 1989 |  |  | N | Electric Utility | 1 | X | DFO
Natural Gas Fired Combustion Turbine.NG | natural gas peaker | TRUE | 14534 | City of Pasadena - (CA) | 422 | Glenarm | CA | Los Angeles | GT1 | Natural Gas Fired Combustion Turbine | GT |  | S | 22 | 22 | 14.9 | N | 1976 |  |  | N | Electric Utility | 1 | X | NG
Natural Gas Fired Combustion Turbine.NG | natural gas peaker | TRUE | 14534 | City of Pasadena - (CA) | 422 | Glenarm | CA | Los Angeles | GT2 | Natural Gas Fired Combustion Turbine | GT |  | S | 22 | 22 | 15 | N | 1976 |  |  | N | Electric Utility | 1 | X | NG
Natural Gas Fired Combustion Turbine.NG | natural gas peaker | TRUE | 14534 | City of Pasadena - (CA) | 422 | Glenarm | CA | Los Angeles | GT3 | Natural Gas Fired Combustion Turbine | GT |  | S | 47.2 | 47.2 | 15.4 | N | 2004 |  |  | N | Electric Utility | 1 | X | NG
Natural Gas Fired Combustion Turbine.NG | natural gas peaker | TRUE | 14534 | City of Pasadena - (CA) | 422 | Glenarm | CA | Los Angeles | GT4 | Natural Gas Fired Combustion Turbine | GT |  | S | 47.2 | 47.2 | 15.4 | N | 2004 |  |  | N | Electric Utility | 1 | X | NG
Natural Gas Fired Combined Cycle.NG | natural gas combined cycle | TRUE | 14534 | City of Pasadena - (CA) | 422 | Glenarm | CA | Los Angeles | GT5 | Natural Gas Fired Combined Cycle | CT | 1 | S | 68 | 68 | 18 | N | 2016 |  |  | N | Electric Utility | 1 | X | NG
Natural Gas Fired Combined Cycle.NG | natural gas combined cycle | TRUE | 14534 | City of Pasadena - (CA) | 422 | Glenarm | CA | Los Angeles | ST1 | Natural Gas Fired Combined Cycle | CA | 1 | S | 16 | 16 | 6 | N | 2016 |  |  | N | Electric Utility | 1 | X | NG
Petroleum Liquids.DFO | petroleum | TRUE | 219 | Alaska Power and Telephone Co | 423 | Hydaburg | AK | Prince of Wales Ketchikan | 1A | Petroleum Liquids | IC |  | S | 0.4 | 0.4 | 0.2 | N | 1990 |  |  | N | Electric Utility | 1 | X | DFO
Petroleum Liquids.DFO | petroleum | TRUE | 219 | Alaska Power and Telephone Co | 423 | Hydaburg | AK | Prince of Wales Ketchikan | 3A | Petroleum Liquids | IC |  | S | 0.3 | 0.3 | 0.1 | N | 2001 |  |  | N | Electric Utility | 1 | X | DFO
Petroleum Liquids.DFO | petroleum | TRUE | 219 | Alaska Power and Telephone Co | 423 | Hydaburg | AK | Prince of Wales Ketchikan | 5 | Petroleum Liquids | IC |  | S | 0.3 | 0.3 | 0.1 | N | 1985 |  |  | N | Electric Utility | 1 | X | DFO
Conventional Hydroelectric.WAT | hydro | TRUE | 15127 | Placer County Water Agency | 424 | French Meadows | CA | Placer | 1 | Conventional Hydroelectric | HY |  | S | 16 | 16 | 0 | N | 1966 |  |  | N | Electric Utility | 1 | X | WAT
Conventional Hydroelectric.WAT | hydro | TRUE | 15127 | Placer County Water Agency | 425 | Middle Fork | CA | Placer | 1 | Conventional Hydroelectric | HY |  | S | 66 | 66 | 0 | N | 1966 |  |  | N | Electric Utility | 1 | X | WAT
Conventional Hydroelectric.WAT | hydro | TRUE | 15127 | Placer County Water Agency | 425 | Middle Fork | CA | Placer | 2 | Conventional Hydroelectric | HY |  | S | 66 | 66 | 0 | N | 1966 |  |  | N | Electric Utility | 1 | X | WAT
Conventional Hydroelectric.WAT | hydro | TRUE | 15127 | Placer County Water Agency | 426 | Oxbow (CA) | CA | Placer | 1 | Conventional Hydroelectric | HY |  | S | 6 | 6 | 0 | N | 1966 |  |  | N | Electric Utility | 1 | X | WAT
Conventional Hydroelectric.WAT | hydro | TRUE | 15127 | Placer County Water Agency | 427 | Ralston | CA | Placer | 1 | Conventional Hydroelectric | HY |  | S | 86 | 86 | 0 | N | 1966 |  |  | N | Electric Utility | 1 | X | WAT
Conventional Hydroelectric.WAT | hydro | TRUE | 12312 | Merced Irrigation District | 428 | Parker | CA | Merced | 1 | Conventional Hydroelectric | HY |  | S | 2.7 | 2.7 | 0.1 | N | 1982 |  |  | N | IPP Non-CHP | 2 | X | WAT
Conventional Hydroelectric.WAT | hydro | TRUE | 16534 | Sacramento Municipal Util Dist | 430 | Camino | CA | El Dorado | H1 | Conventional Hydroelectric | HY |  | S | 78.9 | 78.9 | 1 | N | 1963 |  |  | N | Electric Utility | 1 | X | WAT
Conventional Hydroelectric.WAT | hydro | TRUE | 16534 | Sacramento Municipal Util Dist | 430 | Camino | CA | El Dorado | H2 | Conventional Hydroelectric | HY |  | S | 77 | 77 | 1 | N | 1968 |  |  | N | Electric Utility | 1 | X | WAT
Conventional Hydroelectric.WAT | hydro | TRUE | 16534 | Sacramento Municipal Util Dist | 431 | Jaybird | CA | El Dorado | H1 | Conventional Hydroelectric | HY |  | S | 78.1 | 78.1 | 1 | N | 1961 |  |  | N | Electric Utility | 1 | X | WAT
Conventional Hydroelectric.WAT | hydro | TRUE | 16534 | Sacramento Municipal Util Dist | 431 | Jaybird | CA | El Dorado | H2 | Conventional Hydroelectric | HY |  | S | 78.1 | 78.1 | 1 | N | 1962 |  |  | N | Electric Utility | 1 | X | WAT
Conventional Hydroelectric.WAT | hydro | TRUE | 16534 | Sacramento Municipal Util Dist | 432 | Loon Lake | CA | El Dorado | H1 | Conventional Hydroelectric | HY |  | S | 74.1 | 74.1 | 1 | N | 1971 |  |  | N | Electric Utility | 1 | X | WAT
Conventional Hydroelectric.WAT | hydro | TRUE | 16534 | Sacramento Municipal Util Dist | 433 | Robbs Peak | CA | El Dorado | 1 | Conventional Hydroelectric | HY |  | S | 25.5 | 25.5 | 1 | N | 1965 |  |  | N | Electric Utility | 1 | X | WAT
Conventional Hydroelectric.WAT | hydro | TRUE | 16534 | Sacramento Municipal Util Dist | 435 | White Rock/Slab Creek | CA | El Dorado | H1 | Conventional Hydroelectric | HY |  | S | 108 | 108 | 1 | N | 1968 |  |  | N | Electric Utility | 1 | X | WAT
Conventional Hydroelectric.WAT | hydro | TRUE | 16534 | Sacramento Municipal Util Dist | 435 | White Rock/Slab Creek | CA | El Dorado | H2 | Conventional Hydroelectric | HY |  | S | 133 | 133 | 1 | N | 1968 |  |  | N | Electric Utility | 1 | X | WAT
Conventional Hydroelectric.WAT | hydro | TRUE | 16534 | Sacramento Municipal Util Dist | 435 | White Rock/Slab Creek | CA | El Dorado | H3 | Conventional Hydroelectric | HY |  | S | 2.7 | 2.7 | 0.4 | N | 2020 |  |  | N | Electric Utility | 1 | X | WAT
Conventional Hydroelectric.WAT | hydro | TRUE | 16534 | Sacramento Municipal Util Dist | 435 | White Rock/Slab Creek | CA | El Dorado | H4 | Conventional Hydroelectric | HY |  | S | 0.5 | 0.5 | 0.5 | N | 1983 | 12 | 2024 | N | Electric Utility | 1 | X | WAT
Conventional Hydroelectric.WAT | hydro | TRUE | 3255 | California Dept. of Water Resources | 436 | Devil Canyon | CA | San Bernardino | 1 | Conventional Hydroelectric | HY |  | S | 57 | 57 | 15 | N | 1972 |  |  | N | Electric Utility | 1 | X | WAT
Conventional Hydroelectric.WAT | hydro | TRUE | 3255 | California Dept. of Water Resources | 436 | Devil Canyon | CA | San Bernardino | 2 | Conventional Hydroelectric | HY |  | S | 57 | 57 | 15 | N | 1976 |  |  | N | Electric Utility | 1 | X | WAT
Conventional Hydroelectric.WAT | hydro | TRUE | 3255 | California Dept. of Water Resources | 436 | Devil Canyon | CA | San Bernardino | 3 | Conventional Hydroelectric | HY |  | S | 74 | 74 | 15 | N | 1994 |  |  | N | Electric Utility | 1 | X | WAT
Conventional Hydroelectric.WAT | hydro | TRUE | 3255 | California Dept. of Water Resources | 436 | Devil Canyon | CA | San Bernardino | 4 | Conventional Hydroelectric | HY |  | S | 74 | 74 | 15 | N | 1992 |  |  | N | Electric Utility | 1 | X | WAT
Conventional Hydroelectric.WAT | hydro | TRUE | 3255 | California Dept. of Water Resources | 437 | Edward C Hyatt | CA | Butte | 1 | Conventional Hydroelectric | HY |  | S | 135.3 | 131.3 | 115 | N | 1968 |  |  | N | Electric Utility | 1 | X | WAT
Hydroelectric Pumped Storage.WAT | other | TRUE | 3255 | California Dept. of Water Resources | 437 | Edward C Hyatt | CA | Butte | 2 | Hydroelectric Pumped Storage | PS |  | S | 112.4 | 122.6 | 97 | N | 1968 |  |  | N | Electric Utility | 1 | X | WAT
Conventional Hydroelectric.WAT | hydro | TRUE | 3255 | California Dept. of Water Resources | 437 | Edward C Hyatt | CA | Butte | 3 | Conventional Hydroelectric | HY |  | S | 135.3 | 131.3 | 115 | N | 1968 |  |  | N | Electric Utility | 1 | X | WAT
Hydroelectric Pumped Storage.WAT | other | TRUE | 3255 | California Dept. of Water Resources | 437 | Edward C Hyatt | CA | Butte | 4 | Hydroelectric Pumped Storage | PS |  | S | 112.4 | 122.6 | 97 | N | 1968 |  |  | N | Electric Utility | 1 | X | WAT
Conventional Hydroelectric.WAT | hydro | TRUE | 3255 | California Dept. of Water Resources | 437 | Edward C Hyatt | CA | Butte | 5 | Conventional Hydroelectric | HY |  | S | 135.3 | 131.3 | 115 | N | 1968 |  |  | N | Electric Utility | 1 | X | WAT
Hydroelectric Pumped Storage.WAT | other | TRUE | 3255 | California Dept. of Water Resources | 437 | Edward C Hyatt | CA | Butte | 6 | Hydroelectric Pumped Storage | PS |  | S | 112.4 | 122.6 | 97 | N | 1969 |  |  | N | Electric Utility | 1 | X | WAT
Conventional Hydroelectric.WAT | hydro | TRUE | 3255 | California Dept. of Water Resources | 438 | Thermalito | CA | Butte | 1 | Conventional Hydroelectric | HY |  | S | 32.6 | 30 | 30 | N | 1968 |  |  | N | Electric Utility | 1 | X | WAT
Hydroelectric Pumped Storage.WAT | other | TRUE | 3255 | California Dept. of Water Resources | 438 | Thermalito | CA | Butte | 2 | Hydroelectric Pumped Storage | PS |  | S | 27.5 | 27.3 | 27 | N | 1968 |  |  | N | Electric Utility | 1 | X | WAT
Hydroelectric Pumped Storage.WAT | other | TRUE | 3255 | California Dept. of Water Resources | 438 | Thermalito | CA | Butte | 3 | Hydroelectric Pumped Storage | PS |  | S | 27.5 | 27.3 | 27 | N | 1968 |  |  | N | Electric Utility | 1 | X | WAT
Hydroelectric Pumped Storage.WAT | other | TRUE | 3255 | California Dept. of Water Resources | 438 | Thermalito | CA | Butte | 4 | Hydroelectric Pumped Storage | PS |  | S | 27.5 | 27.3 | 27 | N | 1968 |  |  | N | Electric Utility | 1 | X | WAT
Conventional Hydroelectric.WAT | hydro | TRUE | 19281 | Turlock Irrigation District | 439 | Don Pedro | CA | Tuolumne | 1 | Conventional Hydroelectric | HY |  | J | 55 | 55 | 10 | N | 1971 |  |  | N | Electric Utility | 1 | X | WAT
Conventional Hydroelectric.WAT | hydro | TRUE | 19281 | Turlock Irrigation District | 439 | Don Pedro | CA | Tuolumne | 2 | Conventional Hydroelectric | HY |  | J | 55 | 55 | 10 | N | 1971 |  |  | N | Electric Utility | 1 | X | WAT
Conventional Hydroelectric.WAT | hydro | TRUE | 19281 | Turlock Irrigation District | 439 | Don Pedro | CA | Tuolumne | 3 | Conventional Hydroelectric | HY |  | J | 55 | 55 | 10 | N | 1971 |  |  | N | Electric Utility | 1 | X | WAT
Conventional Hydroelectric.WAT | hydro | TRUE | 19281 | Turlock Irrigation District | 439 | Don Pedro | CA | Tuolumne | 4 | Conventional Hydroelectric | HY |  | J | 38.2 | 38.2 | 8 | N | 1989 |  |  | N | Electric Utility | 1 | X | WAT
Conventional Hydroelectric.WAT | hydro | TRUE | 19281 | Turlock Irrigation District | 440 | La Grange | CA | Stanislaus | 1 | Conventional Hydroelectric | HY |  | S | 1 | 1 | 0.1 | N | 1924 |  |  | N | Electric Utility | 1 | X | WAT
Conventional Hydroelectric.WAT | hydro | TRUE | 19281 | Turlock Irrigation District | 440 | La Grange | CA | Stanislaus | 2 | Conventional Hydroelectric | HY |  | S | 3.3 | 3.3 | 0.1 | N | 1924 |  |  | N | Electric Utility | 1 | X | WAT
Conventional Hydroelectric.WAT | hydro | TRUE | 2518 | U S Bureau of Reclamation | 441 | Folsom | CA | Sacramento | 1 | Conventional Hydroelectric | HY |  | S | 71.7 | 71.7 | 0 | N | 1955 |  |  | N | Electric Utility | 1 | X | WAT
Conventional Hydroelectric.WAT | hydro | TRUE | 2518 | U S Bureau of Reclamation | 441 | Folsom | CA | Sacramento | 2 | Conventional Hydroelectric | HY |  | S | 71.7 | 71.7 | 0 | N | 1955 |  |  | N | Electric Utility | 1 | X | WAT
Conventional Hydroelectric.WAT | hydro | TRUE | 2518 | U S Bureau of Reclamation | 441 | Folsom | CA | Sacramento | 3 | Conventional Hydroelectric | HY |  | S | 71.7 | 71.7 | 0 | N | 1955 |  |  | N | Electric Utility | 1 | X | WAT
Conventional Hydroelectric.WAT | hydro | TRUE | 2518 | U S Bureau of Reclamation | 442 | Judge F Carr | CA | Shasta | 1 | Conventional Hydroelectric | HY |  | S | 88.7 | 88.7 | 0 | N | 1963 |  |  | N | Electric Utility | 1 | X | WAT
Conventional Hydroelectric.WAT | hydro | TRUE | 2518 | U S Bureau of Reclamation | 442 | Judge F Carr | CA | Shasta | 2 | Conventional Hydroelectric | HY |  | S | 88.7 | 88.7 | 0 | N | 1963 |  |  | N | Electric Utility | 1 | X | WAT
Conventional Hydroelectric.WAT | hydro | TRUE | 2518 | U S Bureau of Reclamation | 443 | Keswick | CA | Shasta | 1 | Conventional Hydroelectric | HY |  | S | 39 | 39 | 0 | N | 1950 |  |  | N | Electric Utility | 1 | X | WAT
Conventional Hydroelectric.WAT | hydro | TRUE | 2518 | U S Bureau of Reclamation | 443 | Keswick | CA | Shasta | 2 | Conventional Hydroelectric | HY |  | S | 39 | 39 | 0 | N | 1949 |  |  | N | Electric Utility | 1 | X | WAT
Conventional Hydroelectric.WAT | hydro | TRUE | 2518 | U S Bureau of Reclamation | 443 | Keswick | CA | Shasta | 3 | Conventional Hydroelectric | HY |  | S | 39 | 39 | 0 | N | 1949 |  |  | N | Electric Utility | 1 | X | WAT
Conventional Hydroelectric.WAT | hydro | TRUE | 2518 | U S Bureau of Reclamation | 444 | Nimbus | CA | Sacramento | 1 | Conventional Hydroelectric | HY |  | S | 8.3 | 8.3 | 0 | N | 1955 |  |  | N | Electric Utility | 1 | X | WAT
Conventional Hydroelectric.WAT | hydro | TRUE | 2518 | U S Bureau of Reclamation | 444 | Nimbus | CA | Sacramento | 2 | Conventional Hydroelectric | HY |  | S | 8.3 | 8.3 | 0 | N | 1955 |  |  | N | Electric Utility | 1 | X | WAT
Conventional Hydroelectric.WAT | hydro | TRUE | 2518 | U S Bureau of Reclamation | 445 | Shasta | CA | Shasta | 1 | Conventional Hydroelectric | HY |  | S | 142 | 142 | 0 | N | 1949 |  |  | N | Electric Utility | 1 | X | WAT
Conventional Hydroelectric.WAT | hydro | TRUE | 2518 | U S Bureau of Reclamation | 445 | Shasta | CA | Shasta | 2 | Conventional Hydroelectric | HY |  | S | 142 | 142 | 0 | N | 1948 |  |  | N | Electric Utility | 1 | X | WAT
Conventional Hydroelectric.WAT | hydro | TRUE | 2518 | U S Bureau of Reclamation | 445 | Shasta | CA | Shasta | 3 | Conventional Hydroelectric | HY |  | S | 142 | 142 | 0 | N | 1944 |  |  | N | Electric Utility | 1 | X | WAT
Conventional Hydroelectric.WAT | hydro | TRUE | 2518 | U S Bureau of Reclamation | 445 | Shasta | CA | Shasta | 4 | Conventional Hydroelectric | HY |  | S | 142 | 142 | 0 | N | 1944 |  |  | N | Electric Utility | 1 | X | WAT
Conventional Hydroelectric.WAT | hydro | TRUE | 2518 | U S Bureau of Reclamation | 445 | Shasta | CA | Shasta | 5 | Conventional Hydroelectric | HY |  | S | 142 | 142 | 0 | N | 1948 |  |  | N | Electric Utility | 1 | X | WAT
Conventional Hydroelectric.WAT | hydro | TRUE | 2518 | U S Bureau of Reclamation | 445 | Shasta | CA | Shasta | S1 | Conventional Hydroelectric | HY |  | S | 2 | 2 | 0 | N | 1944 |  |  | N | Electric Utility | 1 | X | WAT
Conventional Hydroelectric.WAT | hydro | TRUE | 2518 | U S Bureau of Reclamation | 445 | Shasta | CA | Shasta | S2 | Conventional Hydroelectric | HY |  | S | 2 | 2 | 0 | N | 1944 |  |  | N | Electric Utility | 1 | X | WAT
Hydroelectric Pumped Storage.WAT | other | TRUE | 2518 | U S Bureau of Reclamation | 446 | ONeill | CA | Merced | 1 | Hydroelectric Pumped Storage | PS |  | S | 2.4 | 2.4 | 0 | N | 1968 |  |  | N | Electric Utility | 1 | X | WAT
Hydroelectric Pumped Storage.WAT | other | TRUE | 2518 | U S Bureau of Reclamation | 446 | ONeill | CA | Merced | 2 | Hydroelectric Pumped Storage | PS |  | S | 2.4 | 2.4 | 0 | N | 1968 |  |  | N | Electric Utility | 1 | X | WAT
Hydroelectric Pumped Storage.WAT | other | TRUE | 2518 | U S Bureau of Reclamation | 446 | ONeill | CA | Merced | 3 | Hydroelectric Pumped Storage | PS |  | S | 2.4 | 2.4 | 0 | N | 1967 |  |  | N | Electric Utility | 1 | X | WAT
Hydroelectric Pumped Storage.WAT | other | TRUE | 2518 | U S Bureau of Reclamation | 446 | ONeill | CA | Merced | 4 | Hydroelectric Pumped Storage | PS |  | S | 2.4 | 2.4 | 0 | N | 1967 |  |  | N | Electric Utility | 1 | X | WAT
Hydroelectric Pumped Storage.WAT | other | TRUE | 2518 | U S Bureau of Reclamation | 446 | ONeill | CA | Merced | 5 | Hydroelectric Pumped Storage | PS |  | S | 2.4 | 2.4 | 0 | N | 1968 |  |  | N | Electric Utility | 1 | X | WAT
Hydroelectric Pumped Storage.WAT | other | TRUE | 2518 | U S Bureau of Reclamation | 446 | ONeill | CA | Merced | 6 | Hydroelectric Pumped Storage | PS |  | S | 2.4 | 2.4 | 0 | N | 1967 |  |  | N | Electric Utility | 1 | X | WAT
Conventional Hydroelectric.WAT | hydro | TRUE | 2518 | U S Bureau of Reclamation | 447 | Parker Dam | CA | San Bernardino | 1 | Conventional Hydroelectric | HY |  | S | 30 | 30 | 0 | N | 1942 |  |  | N | Electric Utility | 1 | X | WAT
Conventional Hydroelectric.WAT | hydro | TRUE | 2518 | U S Bureau of Reclamation | 447 | Parker Dam | CA | San Bernardino | 2 | Conventional Hydroelectric | HY |  | S | 30 | 30 | 0 | N | 1943 |  |  | N | Electric Utility | 1 | X | WAT
Conventional Hydroelectric.WAT | hydro | TRUE | 2518 | U S Bureau of Reclamation | 447 | Parker Dam | CA | San Bernardino | 3 | Conventional Hydroelectric | HY |  | S | 30 | 30 | 0 | N | 1942 |  |  | N | Electric Utility | 1 | X | WAT
Conventional Hydroelectric.WAT | hydro | TRUE | 2518 | U S Bureau of Reclamation | 447 | Parker Dam | CA | San Bernardino | 4 | Conventional Hydroelectric | HY |  | S | 30 | 30 | 0 | N | 1943 |  |  | N | Electric Utility | 1 | X | WAT
Hydroelectric Pumped Storage.WAT | other | TRUE | 3255 | California Dept. of Water Resources | 448 | W R Gianelli | CA | Merced | 1 | Hydroelectric Pumped Storage | PS |  | J | 51 | 51 | 0 | N | 1968 |  |  | N | Electric Utility | 1 | X | WAT
Hydroelectric Pumped Storage.WAT | other | TRUE | 3255 | California Dept. of Water Resources | 448 | W R Gianelli | CA | Merced | 2 | Hydroelectric Pumped Storage | PS |  | J | 50 | 50 | 0 | N | 1968 |  |  | N | Electric Utility | 1 | X | WAT
Hydroelectric Pumped Storage.WAT | other | TRUE | 3255 | California Dept. of Water Resources | 448 | W R Gianelli | CA | Merced | 3 | Hydroelectric Pumped Storage | PS |  | J | 50 | 50 | 0 | N | 1967 |  |  | N | Electric Utility | 1 | X | WAT
Hydroelectric Pumped Storage.WAT | other | TRUE | 3255 | California Dept. of Water Resources | 448 | W R Gianelli | CA | Merced | 4 | Hydroelectric Pumped Storage | PS |  | J | 50 | 50 | 0 | N | 1967 |  |  | N | Electric Utility | 1 | X | WAT
Hydroelectric Pumped Storage.WAT | other | TRUE | 3255 | California Dept. of Water Resources | 448 | W R Gianelli | CA | Merced | 5 | Hydroelectric Pumped Storage | PS |  | J | 50 | 50 | 0 | N | 1967 |  |  | N | Electric Utility | 1 | X | WAT
Hydroelectric Pumped Storage.WAT | other | TRUE | 3255 | California Dept. of Water Resources | 448 | W R Gianelli | CA | Merced | 6 | Hydroelectric Pumped Storage | PS |  | J | 50 | 50 | 0 | N | 1967 |  |  | N | Electric Utility | 1 | X | WAT
Hydroelectric Pumped Storage.WAT | other | TRUE | 3255 | California Dept. of Water Resources | 448 | W R Gianelli | CA | Merced | 7 | Hydroelectric Pumped Storage | PS |  | J | 50 | 50 | 0 | N | 1967 |  |  | N | Electric Utility | 1 | X | WAT
Hydroelectric Pumped Storage.WAT | other | TRUE | 3255 | California Dept. of Water Resources | 448 | W R Gianelli | CA | Merced | 8 | Hydroelectric Pumped Storage | PS |  | J | 50 | 50 | 0 | N | 1967 |  |  | N | Electric Utility | 1 | X | WAT
Conventional Hydroelectric.WAT | hydro | TRUE | 2518 | U S Bureau of Reclamation | 450 | Spring Creek | CA | Shasta | 1 | Conventional Hydroelectric | HY |  | S | 90 | 90 | 0 | N | 1964 |  |  | N | Electric Utility | 1 | X | WAT
Conventional Hydroelectric.WAT | hydro | TRUE | 2518 | U S Bureau of Reclamation | 450 | Spring Creek | CA | Shasta | 2 | Conventional Hydroelectric | HY |  | S | 90 | 90 | 0 | N | 1964 |  |  | N | Electric Utility | 1 | X | WAT
Conventional Hydroelectric.WAT | hydro | TRUE | 2518 | U S Bureau of Reclamation | 451 | Trinity | CA | Trinity | 1 | Conventional Hydroelectric | HY |  | S | 70 | 70 | 0 | N | 1964 |  |  | N | Electric Utility | 1 | X | WAT
Conventional Hydroelectric.WAT | hydro | TRUE | 2518 | U S Bureau of Reclamation | 451 | Trinity | CA | Trinity | 2 | Conventional Hydroelectric | HY |  | S | 70 | 70 | 0 | N | 1964 |  |  | N | Electric Utility | 1 | X | WAT
Conventional Hydroelectric.WAT | hydro | TRUE | 21140 | Yuba County Water Agency | 454 | Colgate | CA | Yuba | 1 | Conventional Hydroelectric | HY |  | S | 176.7 | 176.7 | 0 | N | 1969 |  |  | N | Electric Utility | 1 | X | WAT
Conventional Hydroelectric.WAT | hydro | TRUE | 21140 | Yuba County Water Agency | 454 | Colgate | CA | Yuba | 2 | Conventional Hydroelectric | HY |  | S | 175.7 | 175.7 | 0 | N | 1969 |  |  | N | Electric Utility | 1 | X | WAT
Conventional Hydroelectric.WAT | hydro | TRUE | 21140 | Yuba County Water Agency | 455 | Narrows 2 | CA | Yuba | 1 | Conventional Hydroelectric | HY |  | S | 55 | 55 | 4 | N | 1969 |  |  | N | Electric Utility | 1 | X | WAT
Conventional Hydroelectric.WAT | hydro | TRUE | 5969 | City of Escondido - (CA) | 457 | Bear Valley | CA | San Diego | HC1 | Conventional Hydroelectric | HY |  | S | 0.7 | 0.7 | 0.2 | N | 1986 |  |  | N | Electric Utility | 1 | X | WAT
Conventional Hydroelectric.WAT | hydro | TRUE | 5969 | City of Escondido - (CA) | 457 | Bear Valley | CA | San Diego | HC2 | Conventional Hydroelectric | HY |  | S | 0.7 | 0.7 | 0.2 | N | 1986 |  |  | N | Electric Utility | 1 | X | WAT
Petroleum Liquids.DFO | petroleum | TRUE | 56146 | Black Hills Colorado Electric, LLC | 460 | Pueblo | CO | Pueblo | IC1 | Petroleum Liquids | IC |  | S | 2 | 2 | 2 | N | 1964 |  |  | N | Electric Utility | 1 | X | DFO
Petroleum Liquids.DFO | petroleum | TRUE | 56146 | Black Hills Colorado Electric, LLC | 460 | Pueblo | CO | Pueblo | IC3 | Petroleum Liquids | IC |  | S | 2 | 2 | 2 | N | 1964 |  |  | N | Electric Utility | 1 | X | DFO
Petroleum Liquids.DFO | petroleum | TRUE | 56146 | Black Hills Colorado Electric, LLC | 460 | Pueblo | CO | Pueblo | IC4 | Petroleum Liquids | IC |  | S | 2 | 2 | 2 | N | 1964 |  |  | N | Electric Utility | 1 | X | DFO
Petroleum Liquids.DFO | petroleum | TRUE | 56146 | Black Hills Colorado Electric, LLC | 460 | Pueblo | CO | Pueblo | IC5 | Petroleum Liquids | IC |  | S | 2 | 2 | 2 | N | 1964 |  |  | N | Electric Utility | 1 | X | DFO
Petroleum Liquids.DFO | petroleum | TRUE | 15466 | Public Service Co of Colorado | 464 | Alamosa | CO | Alamosa | CT1 | Petroleum Liquids | GT |  | S | 13 | 17 | 5 | N | 1973 | 12 | 2026 | N | Electric Utility | 1 | X | DFO | NG
Petroleum Liquids.DFO | petroleum | TRUE | 15466 | Public Service Co of Colorado | 464 | Alamosa | CO | Alamosa | CT2 | Petroleum Liquids | GT |  | S | 14 | 18 | 5 | N | 1977 | 12 | 2026 | N | Electric Utility | 1 | X | DFO | NG
Conventional Hydroelectric.WAT | hydro | TRUE | 1994 | Boulder City of | 466 | Boulder Canyon Hydro | CO | Boulder | 1A | Conventional Hydroelectric | HY |  | S | 5 | 5 | 0.3 | N | 2013 |  |  | N | IPP Non-CHP | 2 | X | WAT
Hydroelectric Pumped Storage.WAT | other | TRUE | 15466 | Public Service Co of Colorado | 467 | Cabin Creek | CO | Clear Creek | A | Hydroelectric Pumped Storage | PS |  | S | 180.3 | 180.3 | 75 | N | 1967 |  |  | N | Electric Utility | 1 | X | WAT
Hydroelectric Pumped Storage.WAT | other | TRUE | 15466 | Public Service Co of Colorado | 467 | Cabin Creek | CO | Clear Creek | B | Hydroelectric Pumped Storage | PS |  | S | 171.6 | 171.6 | 75 | Y | 1967 |  |  | N | Electric Utility | 1 | X | WAT
Natural Gas Steam Turbine.NG | natural gas steam turbine | TRUE | 15466 | Public Service Co of Colorado | 469 | Cherokee | CO | Adams | 4 | Natural Gas Steam Turbine | ST |  | S | 310 | 310 | 220 | N | 1968 | 12 | 2027 | N | Electric Utility | 1 | X | NG
Natural Gas Fired Combined Cycle.NG | natural gas combined cycle | TRUE | 15466 | Public Service Co of Colorado | 469 | Cherokee | CO | Adams | 5 | Natural Gas Fired Combined Cycle | CT | CHR0 | S | 168 | 176 | 32 | N | 2015 |  |  | N | Electric Utility | 1 | X | NG
Natural Gas Fired Combined Cycle.NG | natural gas combined cycle | TRUE | 15466 | Public Service Co of Colorado | 469 | Cherokee | CO | Adams | 6 | Natural Gas Fired Combined Cycle | CT | CHR0 | S | 168 | 176 | 32 | N | 2015 |  |  | N | Electric Utility | 1 | X | NG
Natural Gas Fired Combined Cycle.NG | natural gas combined cycle | TRUE | 15466 | Public Service Co of Colorado | 469 | Cherokee | CO | Adams | 7 | Natural Gas Fired Combined Cycle | CA | CHR0 | S | 240 | 248 | 104 | N | 2015 |  |  | N | Electric Utility | 1 | X | NG
Conventional Steam Coal.SUB | hard coal | TRUE | 15466 | Public Service Co of Colorado | 470 | Comanche (CO) | CO | Pueblo | 2 | Conventional Steam Coal | ST |  | S | 335 | 335 | 170 | N | 1975 | 12 | 2025 | N | Electric Utility | 1 | X | SUB | NG
Conventional Steam Coal.SUB | hard coal | TRUE | 15466 | Public Service Co of Colorado | 470 | Comanche (CO) | CO | Pueblo | 3 | Conventional Steam Coal | ST |  | J | 750 | 766 | 450 | N | 2010 |  |  | N | Electric Utility | 1 | X | SUB | NG
Natural Gas Fired Combustion Turbine.NG | natural gas peaker | TRUE | 15466 | Public Service Co of Colorado | 471 | Fruita | CO | Mesa | 1 | Natural Gas Fired Combustion Turbine | GT |  | S | 14 | 18 | 5 | N | 1973 | 12 | 2026 | N | Electric Utility | 1 | X | NG | DFO
Conventional Hydroelectric.WAT | hydro | TRUE | 15466 | Public Service Co of Colorado | 472 | Georgetown Hydro | CO | Clear Creek | 1 | Conventional Hydroelectric | HY |  | S | 0.8 | 0.6 | 0.6 | N | 1906 |  |  | N | Electric Utility | 1 | X | WAT
Conventional Hydroelectric.WAT | hydro | TRUE | 15466 | Public Service Co of Colorado | 472 | Georgetown Hydro | CO | Clear Creek | 2 | Conventional Hydroelectric | HY |  | S | 0.8 | 0.6 | 0.6 | N | 1908 |  |  | N | Electric Utility | 1 | X | WAT
Conventional Hydroelectric.WAT | hydro | TRUE | 15466 | Public Service Co of Colorado | 474 | Salida | CO | Chaffee | 2 | Conventional Hydroelectric | HY |  | S | 0.6 | 0.6 | 0.6 | N | 1908 | 12 | 2027 | N | Electric Utility | 1 | X | WAT
Conventional Hydroelectric.WAT | hydro | TRUE | 15466 | Public Service Co of Colorado | 476 | Shoshone (CO) | CO | Garfield | A | Conventional Hydroelectric | HY |  | S | 7.5 | 4 | 1 | N | 1909 |  |  | N | Electric Utility | 1 | X | WAT
Conventional Hydroelectric.WAT | hydro | TRUE | 15466 | Public Service Co of Colorado | 476 | Shoshone (CO) | CO | Garfield | B | Conventional Hydroelectric | HY |  | S | 7.5 | 4 | 1 | N | 1909 |  |  | N | Electric Utility | 1 | X | WAT
Natural Gas Fired Combustion Turbine.NG | natural gas peaker | TRUE | 15466 | Public Service Co of Colorado | 477 | Valmont | CO | Boulder | 6 | Natural Gas Fired Combustion Turbine | GT |  | S | 43 | 51 | 18 | N | 1973 | 12 | 2026 | N | Electric Utility | 1 | X | NG
Conventional Hydroelectric.WAT | hydro | TRUE | 12397 | Metropolitan Water District of S CA | 479 | Temescal | CA | Riverside | 1 | Conventional Hydroelectric | HY |  | S | 2.8 | 2.8 | 1.5 | N | 1983 |  |  | N | Electric Utility | 1 | X | WAT
Conventional Hydroelectric.WAT | hydro | TRUE | 12397 | Metropolitan Water District of S CA | 480 | Corona | CA | Riverside | 1 | Conventional Hydroelectric | HY |  | S | 2.8 | 2.8 | 1.4 | N | 1983 |  |  | N | Electric Utility | 1 | X | WAT
Conventional Hydroelectric.WAT | hydro | TRUE | 12397 | Metropolitan Water District of S CA | 481 | Perris | CA | Riverside | 1 | Conventional Hydroelectric | HY |  | S | 7.9 | 7.9 | 1.5 | N | 1983 |  |  | N | Electric Utility | 1 | X | WAT
Conventional Hydroelectric.WAT | hydro | TRUE | 12397 | Metropolitan Water District of S CA | 482 | Rio Hondo | CA | Los Angeles | 1 | Conventional Hydroelectric | HY |  | S | 1.9 | 1.9 | 0.5 | N | 1984 |  |  | N | Electric Utility | 1 | X | WAT
Conventional Hydroelectric.WAT | hydro | TRUE | 12397 | Metropolitan Water District of S CA | 483 | Coyote Creek | CA | Orange | 1 | Conventional Hydroelectric | HY |  | S | 3.1 | 3.1 | 0.7 | N | 1984 |  |  | N | Electric Utility | 1 | X | WAT
Conventional Hydroelectric.WAT | hydro | TRUE | 12397 | Metropolitan Water District of S CA | 484 | Red Mountain | CA | San Diego | 1 | Conventional Hydroelectric | HY |  | S | 5.9 | 5.9 | 1 | N | 1985 |  |  | N | Electric Utility | 1 | X | WAT
Conventional Hydroelectric.WAT | hydro | TRUE | 12397 | Metropolitan Water District of S CA | 487 | Valley View | CA | Orange | 1 | Conventional Hydroelectric | HY |  | S | 4.1 | 4.1 | 1.2 | N | 1985 |  |  | N | Electric Utility | 1 | X | WAT
Conventional Hydroelectric.WAT | hydro | TRUE | 19281 | Turlock Irrigation District | 489 | Upper Dawson | CA | Tuolumne | 1 | Conventional Hydroelectric | HY |  | S | 5.5 | 5.5 | 0.6 | N | 1983 |  |  | N | Electric Utility | 1 | X | WAT
Natural Gas Fired Combustion Turbine.NG | natural gas peaker | TRUE | 3989 | City of Colorado Springs - (CO) | 492 | South Plant | CO | El Paso | A1 | Natural Gas Fired Combustion Turbine | GT |  | S | 25 | 25 | 13 | N | 2023 |  |  | N | Electric Utility | 1 | X | NG | DFO
Natural Gas Fired Combustion Turbine.NG | natural gas peaker | TRUE | 3989 | City of Colorado Springs - (CO) | 492 | South Plant | CO | El Paso | A2 | Natural Gas Fired Combustion Turbine | GT |  | S | 25 | 25 | 13 | N | 2023 |  |  | N | Electric Utility | 1 | X | NG | DFO
Natural Gas Fired Combustion Turbine.NG | natural gas peaker | TRUE | 3989 | City of Colorado Springs - (CO) | 492 | South Plant | CO | El Paso | A3 | Natural Gas Fired Combustion Turbine | GT |  | S | 25 | 25 | 13 | N | 2023 |  |  | N | Electric Utility | 1 | X | NG | DFO
Natural Gas Fired Combustion Turbine.NG | natural gas peaker | TRUE | 3989 | City of Colorado Springs - (CO) | 492 | South Plant | CO | El Paso | A4 | Natural Gas Fired Combustion Turbine | GT |  | S | 25 | 25 | 13 | N | 2023 |  |  | N | Electric Utility | 1 | X | NG | DFO
Natural Gas Fired Combustion Turbine.NG | natural gas peaker | TRUE | 3989 | City of Colorado Springs - (CO) | 492 | South Plant | CO | El Paso | A5 | Natural Gas Fired Combustion Turbine | GT |  | S | 25 | 25 | 13 | N | 2023 |  |  | N | Electric Utility | 1 | X | NG | DFO
Natural Gas Fired Combustion Turbine.NG | natural gas peaker | TRUE | 3989 | City of Colorado Springs - (CO) | 492 | South Plant | CO | El Paso | A6 | Natural Gas Fired Combustion Turbine | GT |  | S | 25 | 25 | 13 | N | 2023 |  |  | N | Electric Utility | 1 | X | NG | DFO
Natural Gas Steam Turbine.NG | natural gas steam turbine | TRUE | 3989 | City of Colorado Springs - (CO) | 493 | George Birdsall | CO | El Paso | 1 | Natural Gas Steam Turbine | ST |  | S | 16 | 16 | 5 | N | 1953 |  |  | N | Electric Utility | 1 | X | NG | DFO
Natural Gas Steam Turbine.NG | natural gas steam turbine | TRUE | 3989 | City of Colorado Springs - (CO) | 493 | George Birdsall | CO | El Paso | 2 | Natural Gas Steam Turbine | ST |  | S | 16 | 16 | 5 | N | 1954 |  |  | N | Electric Utility | 1 | X | NG | DFO
Natural Gas Steam Turbine.NG | natural gas steam turbine | TRUE | 3989 | City of Colorado Springs - (CO) | 493 | George Birdsall | CO | El Paso | 3 | Natural Gas Steam Turbine | ST |  | S | 23 | 23 | 6 | N | 1957 |  |  | N | Electric Utility | 1 | X | NG | DFO
Conventional Hydroelectric.WAT | hydro | TRUE | 3989 | City of Colorado Springs - (CO) | 494 | Manitou Springs | CO | El Paso | 1 | Conventional Hydroelectric | HY |  | S | 2.5 | 2.5 | 0.1 | N | 1939 |  |  | N | Electric Utility | 1 | X | WAT
Conventional Hydroelectric.WAT | hydro | TRUE | 3989 | City of Colorado Springs - (CO) | 494 | Manitou Springs | CO | El Paso | 2 | Conventional Hydroelectric | HY |  | S | 2.5 | 2.5 | 0.1 | N | 1927 |  |  | N | Electric Utility | 1 | X | WAT
Conventional Hydroelectric.WAT | hydro | TRUE | 3989 | City of Colorado Springs - (CO) | 494 | Manitou Springs | CO | El Paso | 3 | Conventional Hydroelectric | HY |  | S | 0.5 | 0.5 | 0 | N | 2006 |  |  | N | Electric Utility | 1 | X | WAT
Conventional Hydroelectric.WAT | hydro | TRUE | 3989 | City of Colorado Springs - (CO) | 495 | Ruxton Park | CO | El Paso | 1 | Conventional Hydroelectric | HY |  | S | 1 | 1 | 0.1 | N | 1925 |  |  | N | Electric Utility | 1 | X | WAT
Petroleum Liquids.DFO | petroleum | TRUE | 8751 | Town of Holly - (CO) | 502 | Holly | CO | Prowers | 5 | Petroleum Liquids | IC |  | S | 0.3 | 0.3 |  | N | 2000 |  |  | N | Electric Utility | 1 | X | DFO
Petroleum Liquids.DFO | petroleum | TRUE | 8751 | Town of Holly - (CO) | 502 | Holly | CO | Prowers | CAT | Petroleum Liquids | IC |  | J | 1.7 | 1.8 |  | N | 2007 |  |  | N | Electric Utility | 1 | X | DFO
Petroleum Liquids.DFO | petroleum | TRUE | 8751 | Town of Holly - (CO) | 502 | Holly | CO | Prowers | EMD | Petroleum Liquids | IC |  | S | 0.7 | 0.8 |  | N | 1993 |  |  | N | Electric Utility | 1 | X | DFO
Petroleum Liquids.DFO | petroleum | TRUE | 9928 | City of Julesburg - (CO) | 504 | Julesburg | CO | Sedgwick | 1 | Petroleum Liquids | IC |  | S | 0.7 | 0.7 | 0.1 | N | 1951 |  |  | N | Electric Utility | 1 | X | DFO
Petroleum Liquids.DFO | petroleum | TRUE | 9928 | City of Julesburg - (CO) | 504 | Julesburg | CO | Sedgwick | 3 | Petroleum Liquids | IC |  | S | 0.2 | 0.2 | 0.1 | N | 1945 |  |  | N | Electric Utility | 1 | X | DFO
Petroleum Liquids.DFO | petroleum | TRUE | 9928 | City of Julesburg - (CO) | 504 | Julesburg | CO | Sedgwick | 4 | Petroleum Liquids | IC |  | S | 1.1 | 1.1 | 0.1 | N | 1964 |  |  | N | Electric Utility | 1 | X | DFO
Petroleum Liquids.DFO | petroleum | TRUE | 9928 | City of Julesburg - (CO) | 504 | Julesburg | CO | Sedgwick | 5 | Petroleum Liquids | IC |  | S | 0.2 | 0.2 | 0.1 | N | 1946 |  |  | N | Electric Utility | 1 | X | DFO
Conventional Hydroelectric.WAT | hydro | TRUE | 2518 | U S Bureau of Reclamation | 505 | Boysen | WY | Fremont | 1 | Conventional Hydroelectric | HY |  | S | 8.6 | 8.6 | 0 | N | 1952 |  |  | N | Electric Utility | 1 | X | WAT
Conventional Hydroelectric.WAT | hydro | TRUE | 2518 | U S Bureau of Reclamation | 505 | Boysen | WY | Fremont | 2 | Conventional Hydroelectric | HY |  | S | 8.6 | 8.6 | 0 | N | 1952 |  |  | N | Electric Utility | 1 | X | WAT
Petroleum Liquids.DFO | petroleum | TRUE | 10730 | City of Las Animas - (CO) | 507 | Las Animas | CO | Bent | 1 | Petroleum Liquids | IC |  | S | 0.3 | 0.3 | 0.1 | N | 1941 |  |  | N | Electric Utility | 1 | X | DFO
Petroleum Liquids.DFO | petroleum | TRUE | 10730 | City of Las Animas - (CO) | 507 | Las Animas | CO | Bent | 2 | Petroleum Liquids | IC |  | S | 0.3 | 0.3 | 0.1 | N | 1941 |  |  | N | Electric Utility | 1 | X | DFO
Petroleum Liquids.DFO | petroleum | TRUE | 10730 | City of Las Animas - (CO) | 507 | Las Animas | CO | Bent | 4 | Petroleum Liquids | IC |  | S | 1 | 1 | 0.5 | N | 1951 |  |  | N | Electric Utility | 1 | X | DFO
Petroleum Liquids.DFO | petroleum | TRUE | 10730 | City of Las Animas - (CO) | 507 | Las Animas | CO | Bent | 5 | Petroleum Liquids | IC |  | S | 1 | 1 | 0.5 | N | 1951 |  |  | N | Electric Utility | 1 | X | DFO
Petroleum Liquids.DFO | petroleum | TRUE | 10730 | City of Las Animas - (CO) | 507 | Las Animas | CO | Bent | 6 | Petroleum Liquids | IC |  | S | 2.5 | 2.5 | 1 | N | 1967 |  |  | N | Electric Utility | 1 | X | DFO
Petroleum Liquids.DFO | petroleum | TRUE | 10633 | City of Lamar - (CO) | 508 | Lamar Plant | CO | Prowers | IC1 | Petroleum Liquids | IC |  | S | 1 | 1 | 0.5 |  | 1949 |  |  | N | Electric Utility | 1 | X | DFO
Petroleum Liquids.DFO | petroleum | TRUE | 10633 | City of Lamar - (CO) | 508 | Lamar Plant | CO | Prowers | IC2 | Petroleum Liquids | IC |  | S | 1 | 1 | 0.5 |  | 1946 |  |  | N | Electric Utility | 1 | X | DFO
Onshore Wind Turbine.WND | onshore wind | TRUE | 10633 | City of Lamar - (CO) | 508 | Lamar Plant | CO | Prowers | T1-T3 | Onshore Wind Turbine | WT |  | S | 4 | 4 | 1 | N | 2004 |  |  | N | Electric Utility | 1 | X | WND
Onshore Wind Turbine.WND | onshore wind | TRUE | 10633 | City of Lamar - (CO) | 508 | Lamar Plant | CO | Prowers | T4 | Onshore Wind Turbine | WT |  | W | 1.5 | 1.5 | 1 | N | 2004 |  |  | N | Electric Utility | 1 | X | WND
Geothermal.GEO | geothermal | TRUE | 7160 | Geysers Power Co LLC | 510 | Sonoma California Geothermal | CA | Lake | 1 | Geothermal | ST |  | S | 50 | 55 | 10 | N | 1983 |  |  | N | IPP Non-CHP | 2 | X | GEO
Natural Gas Internal Combustion Engine.NG | natural gas peaker | TRUE | 19204 | City of Trinidad - (CO) | 511 | Trinidad (CO) | CO | Las Animas | 3 | Natural Gas Internal Combustion Engine | IC |  | S | 1.9 | 1.9 | 1.9 | N | 1966 |  |  | N | Electric Utility | 1 | X | NG | DFO
Natural Gas Internal Combustion Engine.NG | natural gas peaker | TRUE | 19204 | City of Trinidad - (CO) | 511 | Trinidad (CO) | CO | Las Animas | 4 | Natural Gas Internal Combustion Engine | IC |  | S | 1.9 | 1.9 | 1.9 | N | 1966 |  |  | N | Electric Utility | 1 | X | NG | DFO
Petroleum Liquids.DFO | petroleum | TRUE | 19204 | City of Trinidad - (CO) | 511 | Trinidad (CO) | CO | Las Animas | 5 | Petroleum Liquids | IC |  | W | 1.8 | 1.8 | 1.8 | N | 1999 |  |  | N | Electric Utility | 1 | X | DFO
Petroleum Liquids.DFO | petroleum | TRUE | 19204 | City of Trinidad - (CO) | 511 | Trinidad (CO) | CO | Las Animas | 6 | Petroleum Liquids | IC |  | W | 1.8 | 1.8 | 1.8 | N | 1999 |  |  | N | Electric Utility | 1 | X | DFO
Petroleum Liquids.DFO | petroleum | TRUE | 19204 | City of Trinidad - (CO) | 511 | Trinidad (CO) | CO | Las Animas | 7 | Petroleum Liquids | IC |  | W | 1.8 | 1.8 | 1.8 | N | 1999 |  |  | N | Electric Utility | 1 | X | DFO
Conventional Hydroelectric.WAT | hydro | TRUE | 2518 | U S Bureau of Reclamation | 512 | Blue Mesa | CO | Gunnison | 1 | Conventional Hydroelectric | HY |  | S | 43.2 | 43.2 | 0 | N | 1967 |  |  | N | Electric Utility | 1 | X | WAT
Conventional Hydroelectric.WAT | hydro | TRUE | 2518 | U S Bureau of Reclamation | 512 | Blue Mesa | CO | Gunnison | 2 | Conventional Hydroelectric | HY |  | S | 43.2 | 43.2 | 0 | N | 1967 |  |  | N | Electric Utility | 1 | X | WAT
Conventional Hydroelectric.WAT | hydro | TRUE | 2518 | U S Bureau of Reclamation | 513 | Estes | CO | Larimer | 1 | Conventional Hydroelectric | HY |  | S | 17.2 | 17.2 | 0 | N | 1950 |  |  | N | Electric Utility | 1 | X | WAT
Conventional Hydroelectric.WAT | hydro | TRUE | 2518 | U S Bureau of Reclamation | 513 | Estes | CO | Larimer | 2 | Conventional Hydroelectric | HY |  | S | 17.2 | 17.2 | 0 | N | 1950 |  |  | N | Electric Utility | 1 | X | WAT
Conventional Hydroelectric.WAT | hydro | TRUE | 2518 | U S Bureau of Reclamation | 513 | Estes | CO | Larimer | 3 | Conventional Hydroelectric | HY |  | S | 17.2 | 17.2 | 0 | N | 1950 |  |  | N | Electric Utility | 1 | X | WAT
Conventional Hydroelectric.WAT | hydro | TRUE | 2518 | U S Bureau of Reclamation | 514 | Morrow Point | CO | Montrose | 1 | Conventional Hydroelectric | HY |  | S | 86.6 | 86.6 | 0 | N | 1970 |  |  | N | Electric Utility | 1 | X | WAT
Conventional Hydroelectric.WAT | hydro | TRUE | 2518 | U S Bureau of Reclamation | 514 | Morrow Point | CO | Montrose | 2 | Conventional Hydroelectric | HY |  | S | 86.6 | 86.6 | 0 | N | 1971 |  |  | N | Electric Utility | 1 | X | WAT
Conventional Hydroelectric.WAT | hydro | TRUE | 2518 | U S Bureau of Reclamation | 515 | Big Thompson | CO | Larimer | 1 | Conventional Hydroelectric | HY |  | S | 5.2 | 4.1 | 0 | N | 1959 |  |  | N | Electric Utility | 1 | X | WAT
Conventional Hydroelectric.WAT | hydro | TRUE | 2518 | U S Bureau of Reclamation | 516 | Green Mountain | CO | Summit | 1 | Conventional Hydroelectric | HY |  | S | 13 | 13 | 0 | N | 1943 |  |  | N | Electric Utility | 1 | X | WAT
Conventional Hydroelectric.WAT | hydro | TRUE | 2518 | U S Bureau of Reclamation | 516 | Green Mountain | CO | Summit | 2 | Conventional Hydroelectric | HY |  | S | 13 | 13 | 0 | N | 1943 |  |  | N | Electric Utility | 1 | X | WAT
Conventional Hydroelectric.WAT | hydro | TRUE | 2518 | U S Bureau of Reclamation | 517 | Marys Lake | CO | Larimer | 1 | Conventional Hydroelectric | HY |  | S | 9.3 | 9.3 | 0 | N | 1951 |  |  | N | Electric Utility | 1 | X | WAT
Conventional Hydroelectric.WAT | hydro | TRUE | 2518 | U S Bureau of Reclamation | 518 | Flatiron | CO | Larimer | 1 | Conventional Hydroelectric | HY |  | S | 43 | 43 | 0 | N | 1954 |  |  | N | Electric Utility | 1 | X | WAT
Conventional Hydroelectric.WAT | hydro | TRUE | 2518 | U S Bureau of Reclamation | 518 | Flatiron | CO | Larimer | 2 | Conventional Hydroelectric | HY |  | S | 43 | 43 | 0 | N | 1954 |  |  | N | Electric Utility | 1 | X | WAT
Hydroelectric Pumped Storage.WAT | other | TRUE | 2518 | U S Bureau of Reclamation | 518 | Flatiron | CO | Larimer | 3 | Hydroelectric Pumped Storage | PS |  | S | 8.5 | 8.5 | 0 | N | 1954 |  |  | N | Electric Utility | 1 | X | WAT
Conventional Hydroelectric.WAT | hydro | TRUE | 2518 | U S Bureau of Reclamation | 519 | Pole Hill | CO | Larimer | 1 | Conventional Hydroelectric | HY |  | S | 38.2 | 38.2 | 0 | N | 1954 |  |  | N | Electric Utility | 1 | X | WAT
Conventional Hydroelectric.WAT | hydro | TRUE | 2518 | U S Bureau of Reclamation | 520 | Lower Molina | CO | Mesa | 1 | Conventional Hydroelectric | HY |  | S | 5.6 | 5.6 | 0 | N | 1962 |  |  | N | Electric Utility | 1 | X | WAT
Conventional Hydroelectric.WAT | hydro | TRUE | 2518 | U S Bureau of Reclamation | 521 | Upper Molina | CO | Mesa | 1 | Conventional Hydroelectric | HY |  | S | 9.9 | 9.9 | 0 | N | 1962 |  |  | N | Electric Utility | 1 | X | WAT
Conventional Steam Coal.BIT | hard coal | TRUE | 15466 | Public Service Co of Colorado | 525 | Hayden | CO | Routt | 1 | Conventional Steam Coal | ST |  | J | 179 | 179 | 110 | N | 1965 | 12 | 2028 | N | Electric Utility | 1 | X | BIT | NG | DFO
Conventional Steam Coal.BIT | hard coal | TRUE | 15466 | Public Service Co of Colorado | 525 | Hayden | CO | Routt | 2 | Conventional Steam Coal | ST |  | J | 262 | 262 | 120 | N | 1976 | 12 | 2027 | N | Electric Utility | 1 | X | BIT | DFO
Conventional Hydroelectric.WAT | hydro | TRUE | 42741 | South Sutter Water District | 531 | Sacramento Municipal Util Dist | CA | Placer | 1 | Conventional Hydroelectric | HY |  | S | 7.2 | 7.2 | 1 | N | 1985 |  |  | N | Electric Utility | 1 | X | WAT
Natural Gas Fired Combined Cycle.NG | natural gas combined cycle | TRUE | 189 | PowerSouth Energy Cooperative | 533 | McWilliams | AL | Covington | 1 | Natural Gas Fired Combined Cycle | CA | MCWM | S | 9 | 9 | 2.5 | N | 1954 |  |  | N | Electric Utility | 1 | X | NG
Natural Gas Fired Combined Cycle.NG | natural gas combined cycle | TRUE | 189 | PowerSouth Energy Cooperative | 533 | McWilliams | AL | Covington | 2 | Natural Gas Fired Combined Cycle | CA | MCWM | S | 9 | 9 | 2.5 | N | 1954 |  |  | N | Electric Utility | 1 | X | NG
Natural Gas Fired Combined Cycle.NG | natural gas combined cycle | TRUE | 189 | PowerSouth Energy Cooperative | 533 | McWilliams | AL | Covington | 3 | Natural Gas Fired Combined Cycle | CA | MCWM | S | 22 | 22 | 5 | N | 1959 |  |  | N | Electric Utility | 1 | X | NG
Natural Gas Fired Combined Cycle.NG | natural gas combined cycle | TRUE | 189 | PowerSouth Energy Cooperative | 533 | McWilliams | AL | Covington | 4 | Natural Gas Fired Combined Cycle | CT | MCWM | S | 109 | 116 | 6 | N | 1996 |  |  | N | Electric Utility | 1 | X | NG | DFO
Natural Gas Fired Combined Cycle.NG | natural gas combined cycle | TRUE | 189 | PowerSouth Energy Cooperative | 533 | McWilliams | AL | Covington | VAN1 | Natural Gas Fired Combined Cycle | CT | VANN | S | 171 | 205 | 90 | N | 2002 |  |  | N | Electric Utility | 1 | X | NG
Natural Gas Fired Combined Cycle.NG | natural gas combined cycle | TRUE | 189 | PowerSouth Energy Cooperative | 533 | McWilliams | AL | Covington | VAN2 | Natural Gas Fired Combined Cycle | CT | VANN | S | 168 | 205 | 90 | N | 2002 |  |  | N | Electric Utility | 1 | X | NG
Natural Gas Fired Combined Cycle.NG | natural gas combined cycle | TRUE | 189 | PowerSouth Energy Cooperative | 533 | McWilliams | AL | Covington | VAN3 | Natural Gas Fired Combined Cycle | CA | VANN | S | 176 | 185 | 60 | N | 2002 |  |  | N | Electric Utility | 1 | X | NG
Conventional Hydroelectric.WAT | hydro | TRUE | 16534 | Sacramento Municipal Util Dist | 534 | Jones Fork | CA | El Dorado | 1 | Conventional Hydroelectric | HY |  | S | 10 | 10 | 1 | N | 1985 |  |  | N | Electric Utility | 1 | X | WAT
Natural Gas Fired Combustion Turbine.NG | natural gas peaker | TRUE | 16534 | Sacramento Municipal Util Dist | 535 | McClellan (CA) | CA | Sacramento | 1 | Natural Gas Fired Combustion Turbine | GT |  | W | 77 | 77 | 55 | N | 1986 |  |  | N | Electric Utility | 1 | X | NG
Conventional Hydroelectric.WAT | hydro | TRUE | 5571 | East Bay Municipal Util Dist | 537 | Camanche | CA | San Joaquin | 1 | Conventional Hydroelectric | HY |  | S | 3.5 | 3.5 | 0.8 | N | 1983 |  |  | N | Electric Utility | 1 | X | WAT
Conventional Hydroelectric.WAT | hydro | TRUE | 5571 | East Bay Municipal Util Dist | 537 | Camanche | CA | San Joaquin | 2 | Conventional Hydroelectric | HY |  | S | 3.5 | 3.5 | 0.8 | N | 1983 |  |  | N | Electric Utility | 1 | X | WAT
Conventional Hydroelectric.WAT | hydro | TRUE | 5571 | East Bay Municipal Util Dist | 537 | Camanche | CA | San Joaquin | 3 | Conventional Hydroelectric | HY |  | S | 3.5 | 3.5 | 0.8 | N | 1983 |  |  | N | Electric Utility | 1 | X | WAT
Hydroelectric Pumped Storage.WAT | other | TRUE | 54895 | FirstLight Power Resources Services LLC | 539 | Rocky River (CT) | CT | Litchfield | 1 | Hydroelectric Pumped Storage | PS |  | W | 2 | 2 | 2 | N | 1929 |  |  | N | IPP Non-CHP | 2 | X | WAT
Hydroelectric Pumped Storage.WAT | other | TRUE | 54895 | FirstLight Power Resources Services LLC | 539 | Rocky River (CT) | CT | Litchfield | 2 | Hydroelectric Pumped Storage | PS |  | W | 2 | 2 | 2 | N | 1928 |  |  | N | IPP Non-CHP | 2 | X | WAT
Hydroelectric Pumped Storage.WAT | other | TRUE | 54895 | FirstLight Power Resources Services LLC | 539 | Rocky River (CT) | CT | Litchfield | 3 | Hydroelectric Pumped Storage | PS |  | W | 25.4 | 25 | 23 | N | 1928 |  |  | N | IPP Non-CHP | 2 | X | WAT
Petroleum Liquids.KER | petroleum | TRUE | 22379 | Connecticut Jet Power LLC | 540 | Branford | CT | New Haven | UN10 | Petroleum Liquids | GT |  | S | 17.4 | 22.5 | 17.4 | N | 1967 |  |  | N | IPP Non-CHP | 2 | X | KER
Conventional Hydroelectric.WAT | hydro | TRUE | 54895 | FirstLight Power Resources Services LLC | 541 | Bulls Bridge | CT | Litchfield | 1 | Conventional Hydroelectric | HY |  | W | 1.4 | 1.4 | 0.3 | N | 1903 |  |  | N | IPP Non-CHP | 2 | X | WAT
Conventional Hydroelectric.WAT | hydro | TRUE | 54895 | FirstLight Power Resources Services LLC | 541 | Bulls Bridge | CT | Litchfield | 2 | Conventional Hydroelectric | HY |  | W | 1.4 | 1.4 | 0.3 | N | 1903 |  |  | N | IPP Non-CHP | 2 | X | WAT
Conventional Hydroelectric.WAT | hydro | TRUE | 54895 | FirstLight Power Resources Services LLC | 541 | Bulls Bridge | CT | Litchfield | 3 | Conventional Hydroelectric | HY |  | W | 1.4 | 1.4 | 0.3 | N | 1903 |  |  | N | IPP Non-CHP | 2 | X | WAT
Conventional Hydroelectric.WAT | hydro | TRUE | 54895 | FirstLight Power Resources Services LLC | 541 | Bulls Bridge | CT | Litchfield | 4 | Conventional Hydroelectric | HY |  | W | 1.4 | 1.4 | 0.3 | N | 1903 |  |  | N | IPP Non-CHP | 2 | X | WAT
Conventional Hydroelectric.WAT | hydro | TRUE | 54895 | FirstLight Power Resources Services LLC | 541 | Bulls Bridge | CT | Litchfield | 5 | Conventional Hydroelectric | HY |  | W | 1.4 | 1.4 | 0.3 | N | 1903 |  |  | N | IPP Non-CHP | 2 | X | WAT
Conventional Hydroelectric.WAT | hydro | TRUE | 54895 | FirstLight Power Resources Services LLC | 541 | Bulls Bridge | CT | Litchfield | 6 | Conventional Hydroelectric | HY |  | W | 1.4 | 1.4 | 0.3 | N | 1903 |  |  | N | IPP Non-CHP | 2 | X | WAT
Petroleum Liquids.KER | petroleum | TRUE | 22379 | Connecticut Jet Power LLC | 542 | Cos Cob | CT | Fairfield | UN10 | Petroleum Liquids | GT |  | S | 19.1 | 24 | 19.1 | N | 1969 |  |  | N | IPP Non-CHP | 2 | X | KER
Petroleum Liquids.KER | petroleum | TRUE | 22379 | Connecticut Jet Power LLC | 542 | Cos Cob | CT | Fairfield | UN11 | Petroleum Liquids | GT |  | S | 18.7 | 23.6 | 18.7 | N | 1969 |  |  | N | IPP Non-CHP | 2 | X | KER
Petroleum Liquids.KER | petroleum | TRUE | 22379 | Connecticut Jet Power LLC | 542 | Cos Cob | CT | Fairfield | UN12 | Petroleum Liquids | GT |  | S | 19.1 | 24 | 19.1 | N | 1969 |  |  | N | IPP Non-CHP | 2 | X | KER
Petroleum Liquids.KER | petroleum | TRUE | 22379 | Connecticut Jet Power LLC | 542 | Cos Cob | CT | Fairfield | UN13 | Petroleum Liquids | GT |  | S | 19.1 | 24 | 19.1 | N | 2008 |  |  | N | IPP Non-CHP | 2 | X | KER
Petroleum Liquids.KER | petroleum | TRUE | 22379 | Connecticut Jet Power LLC | 542 | Cos Cob | CT | Fairfield | un14 | Petroleum Liquids | GT |  | S | 19.6 | 23.5 | 19.6 | N | 2008 |  |  | N | IPP Non-CHP | 2 | X | KER
Petroleum Liquids.KER | petroleum | TRUE | 22350 | Devon Power LLC | 544 | Devon Station | CT | New Haven | 10 | Petroleum Liquids | GT |  | S | 14.4 | 19.2 | 14.4 | N | 1985 |  |  | N | IPP Non-CHP | 2 | X | KER |  | JF | DFO
Petroleum Liquids.KER | petroleum | TRUE | 22350 | Devon Power LLC | 544 | Devon Station | CT | New Haven | 11 | Petroleum Liquids | GT |  | S | 29.2 | 38.8 | 16 | N | 1996 |  |  | N | IPP Non-CHP | 2 | X | KER | NG
Petroleum Liquids.KER | petroleum | TRUE | 22350 | Devon Power LLC | 544 | Devon Station | CT | New Haven | 12 | Petroleum Liquids | GT |  | S | 29.2 | 38.4 | 16 | N | 1996 |  |  | N | IPP Non-CHP | 2 | X | KER | NG
Petroleum Liquids.KER | petroleum | TRUE | 22350 | Devon Power LLC | 544 | Devon Station | CT | New Haven | 13 | Petroleum Liquids | GT |  | S | 29.9 | 38.9 | 16 | N | 1996 |  |  | N | IPP Non-CHP | 2 | X | KER | NG
Petroleum Liquids.KER | petroleum | TRUE | 22350 | Devon Power LLC | 544 | Devon Station | CT | New Haven | 14 | Petroleum Liquids | GT |  | S | 29.7 | 40.3 | 16 | N | 1996 |  |  | N | IPP Non-CHP | 2 | X | KER | NG
Petroleum Liquids.DFO | petroleum | TRUE | 22380 | NRG Montville Operations Inc | 546 | Montville Station | CT | New London | 10 | Petroleum Liquids | IC |  | S | 2.7 | 2.7 | 1 | N | 1967 |  |  | N | IPP Non-CHP | 2 | X | DFO
Petroleum Liquids.DFO | petroleum | TRUE | 22380 | NRG Montville Operations Inc | 546 | Montville Station | CT | New London | 11 | Petroleum Liquids | IC |  | S | 2.7 | 2.7 | 1 | N | 1967 |  |  | N | IPP Non-CHP | 2 | X | DFO
Natural Gas Steam Turbine.NG | natural gas steam turbine | TRUE | 22380 | NRG Montville Operations Inc | 546 | Montville Station | CT | New London | 5 | Natural Gas Steam Turbine | ST |  | S | 81 | 83 | 40 | N | 1954 |  |  | N | IPP Non-CHP | 2 | X | NG | RFO
Petroleum Liquids.RFO | petroleum | TRUE | 22380 | NRG Montville Operations Inc | 546 | Montville Station | CT | New London | 6 | Petroleum Liquids | ST |  | S | 410 | 410 | 125 | N | 1971 |  |  | N | IPP Non-CHP | 2 | X | RFO
Hydroelectric Pumped Storage.WAT | other | TRUE | 58185 | FirstLight Power Resources, Inc. - MA | 547 | Northfield Mountain | MA | Franklin | 1 | Hydroelectric Pumped Storage | PS |  | S | 292 | 292 | 125 | N | 1973 |  |  | N | IPP Non-CHP | 2 | X | WAT
Hydroelectric Pumped Storage.WAT | other | TRUE | 58185 | FirstLight Power Resources, Inc. - MA | 547 | Northfield Mountain | MA | Franklin | 2 | Hydroelectric Pumped Storage | PS |  | S | 292 | 292 | 125 | N | 1973 |  |  | N | IPP Non-CHP | 2 | X | WAT
Hydroelectric Pumped Storage.WAT | other | TRUE | 58185 | FirstLight Power Resources, Inc. - MA | 547 | Northfield Mountain | MA | Franklin | 3 | Hydroelectric Pumped Storage | PS |  | S | 292 | 292 | 125 | N | 1973 |  |  | N | IPP Non-CHP | 2 | X | WAT
Hydroelectric Pumped Storage.WAT | other | TRUE | 58185 | FirstLight Power Resources, Inc. - MA | 547 | Northfield Mountain | MA | Franklin | 4 | Hydroelectric Pumped Storage | PS |  | S | 292 | 292 | 125 | N | 1972 |  |  | N | IPP Non-CHP | 2 | X | WAT
Wood/Wood Waste Biomass.WDS | biomass | TRUE | 20169 | Avista Corp | 550 | Kettle Falls Generating Station | WA | Stevens | 1 | Wood/Wood Waste Biomass | ST |  | S | 50 | 50.7 | 12 | N | 1983 |  |  | N | Electric Utility | 1 | X | WDS | NG
Natural Gas Fired Combustion Turbine.NG | natural gas peaker | TRUE | 20169 | Avista Corp | 550 | Kettle Falls Generating Station | WA | Stevens | 2 | Natural Gas Fired Combustion Turbine | GT |  | S | 6.2 | 8 | 1 | N | 2002 |  |  | N | Electric Utility | 1 | X | NG
Conventional Hydroelectric.WAT | hydro | TRUE | 54895 | FirstLight Power Resources Services LLC | 551 | Scotland Dam | CT | Windham | 1 | Conventional Hydroelectric | HY |  | W | 1.7 | 2.2 | 0.2 | N | 1937 |  |  | N | IPP Non-CHP | 2 | X | WAT
Conventional Hydroelectric.WAT | hydro | TRUE | 54895 | FirstLight Power Resources Services LLC | 552 | Shepaug | CT | New Haven | 1 | Conventional Hydroelectric | HY |  | W | 41.5 | 42.6 | 35 | N | 1955 |  |  | N | IPP Non-CHP | 2 | X | WAT
Conventional Hydroelectric.WAT | hydro | TRUE | 54895 | FirstLight Power Resources Services LLC | 553 | Stevenson | CT | Fairfield | 1 | Conventional Hydroelectric | HY |  | W | 7.1 | 7.1 | 0.8 | N | 1919 |  |  | N | IPP Non-CHP | 2 | X | WAT
Conventional Hydroelectric.WAT | hydro | TRUE | 54895 | FirstLight Power Resources Services LLC | 553 | Stevenson | CT | Fairfield | 2 | Conventional Hydroelectric | HY |  | W | 7.1 | 7.1 | 0.8 | N | 1919 |  |  | N | IPP Non-CHP | 2 | X | WAT
Conventional Hydroelectric.WAT | hydro | TRUE | 54895 | FirstLight Power Resources Services LLC | 553 | Stevenson | CT | Fairfield | 3 | Conventional Hydroelectric | HY |  | W | 7.1 | 7.1 | 0.8 | N | 1919 |  |  | N | IPP Non-CHP | 2 | X | WAT
Conventional Hydroelectric.WAT | hydro | TRUE | 54895 | FirstLight Power Resources Services LLC | 553 | Stevenson | CT | Fairfield | 4 | Conventional Hydroelectric | HY |  | W | 7.6 | 7.6 | 0.8 | N | 1936 |  |  | N | IPP Non-CHP | 2 | X | WAT
Conventional Hydroelectric.WAT | hydro | TRUE | 54895 | FirstLight Power Resources Services LLC | 554 | Taftville | CT | New London | 1 | Conventional Hydroelectric | HY |  | W | 0.4 | 0.4 | 0.1 | N | 1926 |  |  | N | IPP Non-CHP | 2 | X | WAT
Conventional Hydroelectric.WAT | hydro | TRUE | 54895 | FirstLight Power Resources Services LLC | 554 | Taftville | CT | New London | 2 | Conventional Hydroelectric | HY |  | W | 0.4 | 0.4 | 0.1 | N | 1906 |  |  | N | IPP Non-CHP | 2 | X | WAT
Conventional Hydroelectric.WAT | hydro | TRUE | 54895 | FirstLight Power Resources Services LLC | 554 | Taftville | CT | New London | 3 | Conventional Hydroelectric | HY |  | W | 0.4 | 0.4 | 0.1 | N | 1906 |  |  | N | IPP Non-CHP | 2 | X | WAT
Conventional Hydroelectric.WAT | hydro | TRUE | 54895 | FirstLight Power Resources Services LLC | 554 | Taftville | CT | New London | 4 | Conventional Hydroelectric | HY |  | W | 0.4 | 0.4 | 0.1 | N | 1949 |  |  | N | IPP Non-CHP | 2 | X | WAT
Conventional Hydroelectric.WAT | hydro | TRUE | 54895 | FirstLight Power Resources Services LLC | 554 | Taftville | CT | New London | 5 | Conventional Hydroelectric | HY |  | W | 0.4 | 0.4 | 0.1 | N | 1949 |  |  | N | IPP Non-CHP | 2 | X | WAT
Conventional Hydroelectric.WAT | hydro | TRUE | 54895 | FirstLight Power Resources Services LLC | 557 | Tunnel | CT | New London | 1 | Conventional Hydroelectric | HY |  | W | 0.8 | 1.1 | 0.3 | N | 1919 |  |  | N | IPP Non-CHP | 2 | X | WAT
Petroleum Liquids.JF | petroleum | TRUE | 54895 | FirstLight Power Resources Services LLC | 557 | Tunnel | CT | New London | 10 | Petroleum Liquids | GT |  | W | 16.5 | 21.8 | 5 | N | 1969 |  |  | N | IPP Non-CHP | 2 | X | JF
Conventional Hydroelectric.WAT | hydro | TRUE | 54895 | FirstLight Power Resources Services LLC | 557 | Tunnel | CT | New London | 2 | Conventional Hydroelectric | HY |  | W | 0.8 | 1.1 | 0.3 | N | 1949 |  |  | N | IPP Non-CHP | 2 | X | WAT
Conventional Hydroelectric.WAT | hydro | TRUE | 6207 | Farmington River Power Company | 559 | Rainbow (CT) | CT | Hartford | 1 | Conventional Hydroelectric | HY |  | S | 4 | 4 | 4 | N | 1925 |  |  | N | Electric Utility | 1 | X | WAT
Conventional Hydroelectric.WAT | hydro | TRUE | 6207 | Farmington River Power Company | 559 | Rainbow (CT) | CT | Hartford | 2 | Conventional Hydroelectric | HY |  | S | 4 | 4 | 4 | N | 1925 |  |  | N | Electric Utility | 1 | X | WAT
Conventional Hydroelectric.WAT | hydro | TRUE | 54895 | FirstLight Power Resources Services LLC | 560 | Falls Village | CT | Litchfield | 1 | Conventional Hydroelectric | HY |  | W | 3.3 | 3.7 | 0.3 | N | 1914 |  |  | N | IPP Non-CHP | 2 | X | WAT
Conventional Hydroelectric.WAT | hydro | TRUE | 54895 | FirstLight Power Resources Services LLC | 560 | Falls Village | CT | Litchfield | 2 | Conventional Hydroelectric | HY |  | W | 3.3 | 3.7 | 0.3 | N | 1914 |  |  | N | IPP Non-CHP | 2 | X | WAT
Conventional Hydroelectric.WAT | hydro | TRUE | 54895 | FirstLight Power Resources Services LLC | 560 | Falls Village | CT | Litchfield | 3 | Conventional Hydroelectric | HY |  | W | 3.3 | 3.7 | 0.3 | N | 1914 |  |  | N | IPP Non-CHP | 2 | X | WAT
Petroleum Liquids.KER | petroleum | TRUE | 22379 | Connecticut Jet Power LLC | 561 | Franklin Drive | CT | Litchfield | UN19 | Petroleum Liquids | GT |  | S | 16.1 | 21.2 | 16.1 | N | 1968 |  |  | N | IPP Non-CHP | 2 | X | KER
Petroleum Liquids.DFO | petroleum | TRUE | 12490 | Middletown Power LLC | 562 | Middletown | CT | Middlesex | 10 | Petroleum Liquids | GT |  | S | 17.2 | 22.1 | 5 | N | 1966 |  |  | N | IPP Non-CHP | 2 | X | DFO
Natural Gas Steam Turbine.NG | natural gas steam turbine | TRUE | 12490 | Middletown Power LLC | 562 | Middletown | CT | Middlesex | 2 | Natural Gas Steam Turbine | ST |  | S | 117 | 120 | 45 | N | 1958 |  |  | N | IPP Non-CHP | 2 | X | NG | RFO
Natural Gas Steam Turbine.NG | natural gas steam turbine | TRUE | 12490 | Middletown Power LLC | 562 | Middletown | CT | Middlesex | 3 | Natural Gas Steam Turbine | ST |  | S | 236 | 245 | 100 | N | 1964 |  |  | N | IPP Non-CHP | 2 | X | NG | RFO
Petroleum Liquids.RFO | petroleum | TRUE | 12490 | Middletown Power LLC | 562 | Middletown | CT | Middlesex | 4 | Petroleum Liquids | ST |  | S | 400 | 402 | 125 | N | 1973 |  |  | N | IPP Non-CHP | 2 | X | RFO
Conventional Steam Coal.BIT | hard coal | TRUE | 14610 | Orlando Utilities Comm | 564 | Stanton Energy Center | FL | Orange | 1 | Conventional Steam Coal | ST |  | J | 453.4 | 453.4 | 90 | N | 1987 | 12 | 2025 | N | Electric Utility | 1 | X | BIT | NG | LFG
Conventional Steam Coal.BIT | hard coal | TRUE | 14610 | Orlando Utilities Comm | 564 | Stanton Energy Center | FL | Orange | 2 | Conventional Steam Coal | ST |  | J | 469.3 | 469.3 | 95 | N | 1996 |  |  | N | Electric Utility | 1 | X | BIT | NG | LFG
Natural Gas Fired Combined Cycle.NG | natural gas combined cycle | TRUE | 14610 | Orlando Utilities Comm | 564 | Stanton Energy Center | FL | Orange | B | Natural Gas Fired Combined Cycle | CA | OUC | S | 128 | 130 |  | N | 2010 |  |  | N | Electric Utility | 1 | X | NG | DFO
Natural Gas Fired Combined Cycle.NG | natural gas combined cycle | TRUE | 14610 | Orlando Utilities Comm | 564 | Stanton Energy Center | FL | Orange | B1 | Natural Gas Fired Combined Cycle | CT | OUC | S | 164 | 177 | 155 | N | 2010 |  |  | N | Electric Utility | 1 | X | NG | DFO
Petroleum Liquids.KER | petroleum | TRUE | 22379 | Connecticut Jet Power LLC | 565 | Torrington Terminal | CT | Litchfield | UN10 | Petroleum Liquids | GT |  | S | 17.4 | 22.5 | 17.4 | N | 1967 |  |  | N | IPP Non-CHP | 2 | X | KER
Nuclear.NUC | nuclear | TRUE | 5221 | Dominion Energy Nuclear Conn Inc | 566 | Millstone | CT | New London | 2 | Nuclear | ST |  | S | 857.2 | 869.8 | 50 | N | 1975 |  |  | N | IPP Non-CHP | 2 | X | NUC
Nuclear.NUC | nuclear | TRUE | 5221 | Dominion Energy Nuclear Conn Inc | 566 | Millstone | CT | New London | 3 | Nuclear | ST |  | J | 1224 | 1251.3 | 65 | N | 1986 |  |  | N | IPP Non-CHP | 2 | X | NUC
Natural Gas Fired Combined Cycle.NG | natural gas combined cycle | TRUE | 65448 | Generation Bridge II Connecticut, LLC | 568 | Bridgeport Station | CT | Fairfield | 501 | Natural Gas Fired Combined Cycle | CT | CC1 | S | 337 | 359 | 155 | N | 2019 |  |  | N | IPP Non-CHP | 2 | X | NG | DFO
Natural Gas Fired Combined Cycle.NG | natural gas combined cycle | TRUE | 65448 | Generation Bridge II Connecticut, LLC | 568 | Bridgeport Station | CT | Fairfield | 502 | Natural Gas Fired Combined Cycle | CA | CC1 | S | 145.8 | 149.6 | 82 | N | 2019 |  |  | N | IPP Non-CHP | 2 | X | NG | DFO
Conventional Hydroelectric.WAT | hydro | TRUE | 3249 | Central Hudson Gas & Elec Corp | 579 | Central Hudson High Falls | NY | Ulster | 1 | Conventional Hydroelectric | HY |  | S | 3.2 | 3.2 | 0.2 | N | 1986 | 12 | 2025 | N | Electric Utility | 1 | X | WAT
Conventional Hydroelectric.WAT | hydro | TRUE | 13831 | City of Norwich - (CT) | 583 | Tenth Street | CT | New London | 1 | Conventional Hydroelectric | HY |  | S | 1 | 1.2 | 0.1 | N | 1967 |  |  | N | Electric Utility | 1 | X | WAT
Conventional Hydroelectric.WAT | hydro | TRUE | 6204 | City of Farmington - (NM) | 584 | Navajo Dam | NM | San Juan | 1 | Conventional Hydroelectric | HY |  | S | 15 | 15 | 6 | N | 1989 |  |  | N | Electric Utility | 1 | X | WAT
Conventional Hydroelectric.WAT | hydro | TRUE | 6204 | City of Farmington - (NM) | 584 | Navajo Dam | NM | San Juan | 2 | Conventional Hydroelectric | HY |  | S | 15 | 15 | 6 | N | 1989 |  |  | N | Electric Utility | 1 | X | WAT
Conventional Hydroelectric.WAT | hydro | TRUE | 9216 | Imperial Irrigation District | 585 | Drop 1 | CA | Imperial | 1 | Conventional Hydroelectric | HY |  | S | 1.3 | 1.5 | 0.2 | N | 1984 |  |  | N | Electric Utility | 1 | X | WAT
Conventional Hydroelectric.WAT | hydro | TRUE | 9216 | Imperial Irrigation District | 585 | Drop 1 | CA | Imperial | 2 | Conventional Hydroelectric | HY |  | S | 1.2 | 1.1 | 0.2 | N | 1984 |  |  | N | Electric Utility | 1 | X | WAT
Conventional Hydroelectric.WAT | hydro | TRUE | 9216 | Imperial Irrigation District | 585 | Drop 1 | CA | Imperial | 3 | Conventional Hydroelectric | HY |  | S | 1.3 | 1.1 | 0.2 | N | 1984 |  |  | N | Electric Utility | 1 | X | WAT
Conventional Hydroelectric.WAT | hydro | TRUE | 9216 | Imperial Irrigation District | 586 | East Highline | CA | Imperial | 1 | Conventional Hydroelectric | HY |  | S | 1 | 0.8 | 0.3 | N | 1984 |  |  | N | Electric Utility | 1 | X | WAT
Wood/Wood Waste Biomass.WDS | biomass | TRUE | 2548 | City of Burlington Electric - (VT) | 589 | J C McNeil | VT | Chittenden | 1 | Wood/Wood Waste Biomass | ST |  | J | 52 | 54 | 15 | N | 1984 |  |  | N | Electric Utility | 1 | X | WDS | NG | DFO
Petroleum Liquids.DFO | petroleum | TRUE | 56609 | Calpine Mid-Atlantic Generation LLC | 591 | Christiana | DE | New Castle | CH11 | Petroleum Liquids | GT |  | S | 25 | 25 | 20 | N | 1973 |  |  | N | IPP Non-CHP | 2 | X | DFO
Petroleum Liquids.DFO | petroleum | TRUE | 56609 | Calpine Mid-Atlantic Generation LLC | 591 | Christiana | DE | New Castle | CH14 | Petroleum Liquids | GT |  | S | 25 | 25 | 20 | N | 1973 |  |  | N | IPP Non-CHP | 2 | X | DFO
Petroleum Liquids.DFO | petroleum | TRUE | 56609 | Calpine Mid-Atlantic Generation LLC | 592 | Delaware City 10 | DE | New Castle | DC10 | Petroleum Liquids | GT |  | S | 18 | 18 | 15 | N | 1968 |  |  | N | IPP Non-CHP | 2 | X | DFO
Petroleum Liquids.DFO | petroleum | TRUE | 56609 | Calpine Mid-Atlantic Generation LLC | 593 | Edge Moor | DE | New Castle | 10 | Petroleum Liquids | GT |  | S | 12 | 15 | 12 | N | 1963 |  |  | N | IPP Non-CHP | 2 | X | DFO
Natural Gas Steam Turbine.NG | natural gas steam turbine | TRUE | 56609 | Calpine Mid-Atlantic Generation LLC | 593 | Edge Moor | DE | New Castle | 3 | Natural Gas Steam Turbine | ST |  | S | 86 | 86 | 25 | N | 1954 |  |  | N | IPP Non-CHP | 2 | X | NG | RFO | DFO
Natural Gas Steam Turbine.NG | natural gas steam turbine | TRUE | 56609 | Calpine Mid-Atlantic Generation LLC | 593 | Edge Moor | DE | New Castle | 4 | Natural Gas Steam Turbine | ST |  | S | 171 | 172 | 50 | N | 1966 |  |  | N | IPP Non-CHP | 2 | X | NG | RFO | DFO
Natural Gas Steam Turbine.NG | natural gas steam turbine | TRUE | 56609 | Calpine Mid-Atlantic Generation LLC | 593 | Edge Moor | DE | New Castle | 5 | Natural Gas Steam Turbine | ST |  | S | 438 | 438 | 65 | N | 1973 |  |  | N | IPP Non-CHP | 2 | X | NG | RFO | DFO
Petroleum Liquids.DFO | petroleum | TRUE | 9332 | Indian River Operations Inc | 594 | Indian River Generating Station | DE | Sussex | 10 | Petroleum Liquids | GT |  | W | 16.1 | 16.1 | 14 | N | 1967 |  |  | N | IPP Non-CHP | 2 | X | DFO
Conventional Steam Coal.BIT | hard coal | TRUE | 9332 | Indian River Operations Inc | 594 | Indian River Generating Station | DE | Sussex | 4 | Conventional Steam Coal | ST |  | W | 410 | 410 | 190 | N | 1980 | 12 | 2026 | N | IPP Non-CHP | 2 | X | BIT
Petroleum Liquids.DFO | petroleum | TRUE | 56609 | Calpine Mid-Atlantic Generation LLC | 597 | West Station (DE) | DE | New Castle | WEST | Petroleum Liquids | GT |  | S | 15 | 19 | 15 | N | 1964 |  |  | N | IPP Non-CHP | 2 | X | DFO
Conventional Steam Coal.BIT | hard coal | TRUE | 60421 | Brandon Shores LLC | 602 | Brandon Shores | MD | Anne Arundel | 1 | Conventional Steam Coal | ST |  | S | 635 | 635 | 220 | N | 1984 | 6 | 2025 | N | IPP Non-CHP | 2 | X | BIT
Conventional Steam Coal.BIT | hard coal | TRUE | 60421 | Brandon Shores LLC | 602 | Brandon Shores | MD | Anne Arundel | 2 | Conventional Steam Coal | ST |  | S | 638 | 638 | 220 | N | 1991 | 6 | 2025 | N | IPP Non-CHP | 2 | X | BIT
Natural Gas Fired Combustion Turbine.NG | natural gas peaker | TRUE | 15500 | Puget Sound Energy Inc | 607 | Fredonia | WA | Skagit | 1 | Natural Gas Fired Combustion Turbine | GT |  | S | 93 | 114 | 40 | N | 1984 |  |  | N | Electric Utility | 1 | X | NG | DFO
Natural Gas Fired Combustion Turbine.NG | natural gas peaker | TRUE | 15500 | Puget Sound Energy Inc | 607 | Fredonia | WA | Skagit | 2 | Natural Gas Fired Combustion Turbine | GT |  | S | 93 | 114 | 40 | N | 1984 |  |  | N | Electric Utility | 1 | X | NG | DFO
Natural Gas Fired Combustion Turbine.NG | natural gas peaker | TRUE | 15500 | Puget Sound Energy Inc | 607 | Fredonia | WA | Skagit | 3 | Natural Gas Fired Combustion Turbine | GT |  | S | 47 | 60 | 20 | N | 2001 |  |  | N | Electric Utility | 1 | X | NG | DFO
Natural Gas Fired Combustion Turbine.NG | natural gas peaker | TRUE | 15500 | Puget Sound Energy Inc | 607 | Fredonia | WA | Skagit | 4 | Natural Gas Fired Combustion Turbine | GT |  | S | 47 | 60 | 20 | N | 2001 |  |  | N | Electric Utility | 1 | X | NG | DFO
Natural Gas Fired Combined Cycle.NG | natural gas combined cycle | TRUE | 6452 | Florida Power & Light Co | 609 | Cape Canaveral | FL | Brevard | 3A | Natural Gas Fired Combined Cycle | CT | PCC | S | 270.4 | 300.8 | 189 | N | 2013 |  |  | N | Electric Utility | 1 | X | NG | DFO
Natural Gas Fired Combined Cycle.NG | natural gas combined cycle | TRUE | 6452 | Florida Power & Light Co | 609 | Cape Canaveral | FL | Brevard | 3B | Natural Gas Fired Combined Cycle | CT | PCC | S | 270.4 | 300.8 | 189 | N | 2013 |  |  | N | Electric Utility | 1 | X | NG | DFO
Natural Gas Fired Combined Cycle.NG | natural gas combined cycle | TRUE | 6452 | Florida Power & Light Co | 609 | Cape Canaveral | FL | Brevard | 3C | Natural Gas Fired Combined Cycle | CT | PCC | S | 270.4 | 300.8 | 189 | N | 2013 |  |  | N | Electric Utility | 1 | X | NG | DFO
Natural Gas Fired Combined Cycle.NG | natural gas combined cycle | TRUE | 6452 | Florida Power & Light Co | 609 | Cape Canaveral | FL | Brevard | 3ST | Natural Gas Fired Combined Cycle | CA | PCC | S | 478.8 | 490.6 | 189 | N | 2013 |  |  | N | Electric Utility | 1 | X | NG | DFO
Natural Gas Fired Combined Cycle.NG | natural gas combined cycle | TRUE | 6452 | Florida Power & Light Co | 612 | Fort Myers | FL | Lee | 2A | Natural Gas Fired Combined Cycle | CT | F901 | S | 199.5 | 207 | 90 | N | 2000 |  |  | N | Electric Utility | 1 | X | NG | DFO
Natural Gas Fired Combined Cycle.NG | natural gas combined cycle | TRUE | 6452 | Florida Power & Light Co | 612 | Fort Myers | FL | Lee | 2B | Natural Gas Fired Combined Cycle | CT | F901 | S | 197.4 | 207 | 90 | N | 2000 |  |  | N | Electric Utility | 1 | X | NG | DFO
Natural Gas Fired Combined Cycle.NG | natural gas combined cycle | TRUE | 6452 | Florida Power & Light Co | 612 | Fort Myers | FL | Lee | 2C | Natural Gas Fired Combined Cycle | CT | F901 | S | 197.4 | 207 | 90 | N | 2000 |  |  | N | Electric Utility | 1 | X | NG | DFO
Natural Gas Fired Combined Cycle.NG | natural gas combined cycle | TRUE | 6452 | Florida Power & Light Co | 612 | Fort Myers | FL | Lee | 2D | Natural Gas Fired Combined Cycle | CT | F901 | S | 197.4 | 207 | 90 | N | 2001 |  |  | N | Electric Utility | 1 | X | NG | DFO
Natural Gas Fired Combined Cycle.NG | natural gas combined cycle | TRUE | 6452 | Florida Power & Light Co | 612 | Fort Myers | FL | Lee | 2E | Natural Gas Fired Combined Cycle | CT | F901 | S | 197.4 | 207 | 90 | N | 2001 |  |  | N | Electric Utility | 1 | X | NG | DFO
Natural Gas Fired Combined Cycle.NG | natural gas combined cycle | TRUE | 6452 | Florida Power & Light Co | 612 | Fort Myers | FL | Lee | 2F | Natural Gas Fired Combined Cycle | CT | F901 | S | 197.4 | 207 | 90 | N | 2001 |  |  | N | Electric Utility | 1 | X | NG | DFO
Petroleum Liquids.DFO | petroleum | TRUE | 6452 | Florida Power & Light Co | 612 | Fort Myers | FL | Lee | 9 | Petroleum Liquids | GT |  | S | 54 | 61.5 | 5 | N | 1974 |  |  | N | Electric Utility | 1 | X | DFO
Natural Gas Fired Combustion Turbine.NG | natural gas peaker | TRUE | 6452 | Florida Power & Light Co | 612 | Fort Myers | FL | Lee | CT1 | Natural Gas Fired Combustion Turbine | GT |  | S | 182 | 200 | 90 | N | 2003 |  |  | N | Electric Utility | 1 | X | NG | DFO
Natural Gas Fired Combustion Turbine.NG | natural gas peaker | TRUE | 6452 | Florida Power & Light Co | 612 | Fort Myers | FL | Lee | CT2 | Natural Gas Fired Combustion Turbine | GT |  | S | 182 | 200 | 90 | N | 2003 |  |  | N | Electric Utility | 1 | X | NG | DFO
Petroleum Liquids.DFO | petroleum | TRUE | 6452 | Florida Power & Light Co | 612 | Fort Myers | FL | Lee | GT1 | Petroleum Liquids | GT |  | S | 54 | 61.5 | 5 | N | 1974 |  |  | N | Electric Utility | 1 | X | DFO
Natural Gas Fired Combustion Turbine.NG | natural gas peaker | TRUE | 6452 | Florida Power & Light Co | 612 | Fort Myers | FL | Lee | PFM3C | Natural Gas Fired Combustion Turbine | GT |  | S | 231 | 223 | 90 | N | 2016 |  |  | N | Electric Utility | 1 | X | NG | DFO
Natural Gas Fired Combustion Turbine.NG | natural gas peaker | TRUE | 6452 | Florida Power & Light Co | 612 | Fort Myers | FL | Lee | PFM3D | Natural Gas Fired Combustion Turbine | GT |  | S | 231 | 223 | 90 | N | 2016 |  |  | N | Electric Utility | 1 | X | NG | DFO
Natural Gas Fired Combined Cycle.NG | natural gas combined cycle | TRUE | 6452 | Florida Power & Light Co | 612 | Fort Myers | FL | Lee | ST1 | Natural Gas Fired Combined Cycle | CA | F901 | S | 155.8 | 141 | 27.8 | N | 1958 |  |  | N | Electric Utility | 1 | X | NG
Natural Gas Fired Combined Cycle.NG | natural gas combined cycle | TRUE | 6452 | Florida Power & Light Co | 612 | Fort Myers | FL | Lee | ST2 | Natural Gas Fired Combined Cycle | CA | F901 | S | 459.2 | 404 | 146.6 | N | 1969 |  |  | N | Electric Utility | 1 | X | NG
Natural Gas Fired Combustion Turbine.NG | natural gas peaker | TRUE | 6452 | Florida Power & Light Co | 613 | Lauderdale | FL | Broward | 3 | Natural Gas Fired Combustion Turbine | GT |  | S | 34.3 | 37.2 | 5 | N | 1970 |  |  | N | Electric Utility | 1 | X | NG | DFO
Natural Gas Fired Combustion Turbine.NG | natural gas peaker | TRUE | 6452 | Florida Power & Light Co | 613 | Lauderdale | FL | Broward | 5 | Natural Gas Fired Combustion Turbine | GT |  | S | 34.3 | 37.2 | 5 | N | 1970 |  |  | N | Electric Utility | 1 | X | NG | DFO
Natural Gas Fired Combustion Turbine.NG | natural gas peaker | TRUE | 6452 | Florida Power & Light Co | 613 | Lauderdale | FL | Broward | 6A | Natural Gas Fired Combustion Turbine | GT |  | S | 231 | 222 | 90 | N | 2016 |  |  | N | Electric Utility | 1 | X | NG | DFO
Natural Gas Fired Combustion Turbine.NG | natural gas peaker | TRUE | 6452 | Florida Power & Light Co | 613 | Lauderdale | FL | Broward | 6B | Natural Gas Fired Combustion Turbine | GT |  | S | 231 | 222 | 90 | N | 2016 |  |  | N | Electric Utility | 1 | X | NG | DFO
Natural Gas Fired Combustion Turbine.NG | natural gas peaker | TRUE | 6452 | Florida Power & Light Co | 613 | Lauderdale | FL | Broward | 6C | Natural Gas Fired Combustion Turbine | GT |  | S | 231 | 222 | 90 | N | 2016 |  |  | N | Electric Utility | 1 | X | NG | DFO
Natural Gas Fired Combustion Turbine.NG | natural gas peaker | TRUE | 6452 | Florida Power & Light Co | 613 | Lauderdale | FL | Broward | 6D | Natural Gas Fired Combustion Turbine | GT |  | S | 231 | 222 | 90 | N | 2016 |  |  | N | Electric Utility | 1 | X | NG | DFO
Natural Gas Fired Combustion Turbine.NG | natural gas peaker | TRUE | 6452 | Florida Power & Light Co | 613 | Lauderdale | FL | Broward | 6E | Natural Gas Fired Combustion Turbine | GT |  | S | 231 | 222 | 90 | N | 2016 |  |  | N | Electric Utility | 1 | X | NG | DFO
Natural Gas Fired Combined Cycle.NG | natural gas combined cycle | TRUE | 6452 | Florida Power & Light Co | 617 | Port Everglades | FL | Broward | 5A | Natural Gas Fired Combined Cycle | CT | CC1 | S | 271.9 | 297.1 | 100 | N | 2016 |  |  | N | Electric Utility | 1 | X | NG | DFO
Natural Gas Fired Combined Cycle.NG | natural gas combined cycle | TRUE | 6452 | Florida Power & Light Co | 617 | Port Everglades | FL | Broward | 5B | Natural Gas Fired Combined Cycle | CT | CC1 | S | 271.9 | 297.1 | 100 | N | 2016 |  |  | N | Electric Utility | 1 | X | NG | DFO
Natural Gas Fired Combined Cycle.NG | natural gas combined cycle | TRUE | 6452 | Florida Power & Light Co | 617 | Port Everglades | FL | Broward | 5C | Natural Gas Fired Combined Cycle | CT | CC1 | S | 271.9 | 297.1 | 100 | N | 2016 |  |  | N | Electric Utility | 1 | X | NG | DFO
Natural Gas Fired Combined Cycle.NG | natural gas combined cycle | TRUE | 6452 | Florida Power & Light Co | 617 | Port Everglades | FL | Broward | 5ST | Natural Gas Fired Combined Cycle | CA | CC1 | S | 421.3 | 446.7 | 100 | N | 2016 |  |  | N | Electric Utility | 1 | X | NG | DFO
Natural Gas Fired Combined Cycle.NG | natural gas combined cycle | TRUE | 6452 | Florida Power & Light Co | 619 | Riviera | FL | Palm Beach | 5A | Natural Gas Fired Combined Cycle | CT | PRV | S | 270.5 | 300.9 |  | N | 2014 |  |  | N | Electric Utility | 1 | X | NG | DFO
Natural Gas Fired Combined Cycle.NG | natural gas combined cycle | TRUE | 6452 | Florida Power & Light Co | 619 | Riviera | FL | Palm Beach | 5B | Natural Gas Fired Combined Cycle | CT | PRV | S | 270.5 | 300.9 |  | N | 2014 |  |  | N | Electric Utility | 1 | X | NG | DFO
Natural Gas Fired Combined Cycle.NG | natural gas combined cycle | TRUE | 6452 | Florida Power & Light Co | 619 | Riviera | FL | Palm Beach | 5C | Natural Gas Fired Combined Cycle | CT | PRV | S | 270.5 | 300.9 |  | N | 2014 |  |  | N | Electric Utility | 1 | X | NG | DFO
Natural Gas Fired Combined Cycle.NG | natural gas combined cycle | TRUE | 6452 | Florida Power & Light Co | 619 | Riviera | FL | Palm Beach | 5ST | Natural Gas Fired Combined Cycle | CA | PRV | S | 478.5 | 490.3 |  | N | 2014 |  |  | N | Electric Utility | 1 | X | NG | DFO
Natural Gas Fired Combined Cycle.NG | natural gas combined cycle | TRUE | 6452 | Florida Power & Light Co | 620 | Sanford | FL | Volusia | 4 | Natural Gas Fired Combined Cycle | CA | G160 | S | 388 | 360 | 132.6 | N | 1969 |  |  | N | Electric Utility | 1 | X | NG
Natural Gas Fired Combined Cycle.NG | natural gas combined cycle | TRUE | 6452 | Florida Power & Light Co | 620 | Sanford | FL | Volusia | 4A | Natural Gas Fired Combined Cycle | CT | G160 | S | 197 | 207 | 95 | N | 2002 |  |  | N | Electric Utility | 1 | X | NG
Natural Gas Fired Combined Cycle.NG | natural gas combined cycle | TRUE | 6452 | Florida Power & Light Co | 620 | Sanford | FL | Volusia | 4B | Natural Gas Fired Combined Cycle | CT | G160 | S | 197 | 207 | 95 | N | 2002 |  |  | N | Electric Utility | 1 | X | NG
Natural Gas Fired Combined Cycle.NG | natural gas combined cycle | TRUE | 6452 | Florida Power & Light Co | 620 | Sanford | FL | Volusia | 4C | Natural Gas Fired Combined Cycle | CT | G160 | S | 197 | 207 | 95 | N | 2002 |  |  | N | Electric Utility | 1 | X | NG
Natural Gas Fired Combined Cycle.NG | natural gas combined cycle | TRUE | 6452 | Florida Power & Light Co | 620 | Sanford | FL | Volusia | 4D | Natural Gas Fired Combined Cycle | CT | G160 | S | 197 | 207 | 95 | N | 2003 |  |  | N | Electric Utility | 1 | X | NG
Natural Gas Fired Combined Cycle.NG | natural gas combined cycle | TRUE | 6452 | Florida Power & Light Co | 620 | Sanford | FL | Volusia | 5 | Natural Gas Fired Combined Cycle | CA | G161 | S | 388 | 360 | 132.6 | N | 1974 |  |  | N | Electric Utility | 1 | X | NG
Natural Gas Fired Combined Cycle.NG | natural gas combined cycle | TRUE | 6452 | Florida Power & Light Co | 620 | Sanford | FL | Volusia | 5A | Natural Gas Fired Combined Cycle | CT | G161 | S | 197 | 207 | 95 | N | 2002 |  |  | N | Electric Utility | 1 | X | NG
Natural Gas Fired Combined Cycle.NG | natural gas combined cycle | TRUE | 6452 | Florida Power & Light Co | 620 | Sanford | FL | Volusia | 5B | Natural Gas Fired Combined Cycle | CT | G161 | S | 197 | 207 | 95 | N | 2002 |  |  | N | Electric Utility | 1 | X | NG
Natural Gas Fired Combined Cycle.NG | natural gas combined cycle | TRUE | 6452 | Florida Power & Light Co | 620 | Sanford | FL | Volusia | 5C | Natural Gas Fired Combined Cycle | CT | G161 | S | 197 | 207 | 95 | N | 2002 |  |  | N | Electric Utility | 1 | X | NG
Natural Gas Fired Combined Cycle.NG | natural gas combined cycle | TRUE | 6452 | Florida Power & Light Co | 620 | Sanford | FL | Volusia | 5D | Natural Gas Fired Combined Cycle | CT | G161 | S | 197 | 207 | 95 | N | 2002 |  |  | N | Electric Utility | 1 | X | NG
Nuclear.NUC | nuclear | TRUE | 6452 | Florida Power & Light Co | 621 | Turkey Point | FL | Miami Dade | 3 | Nuclear | ST |  | S | 837 | 859 | 420 | N | 1972 |  |  | N | Electric Utility | 1 | X | NUC
Nuclear.NUC | nuclear | TRUE | 6452 | Florida Power & Light Co | 621 | Turkey Point | FL | Miami Dade | 4 | Nuclear | ST |  | S | 861 | 888 | 424 | N | 1973 |  |  | N | Electric Utility | 1 | X | NUC
Natural Gas Fired Combined Cycle.NG | natural gas combined cycle | TRUE | 6452 | Florida Power & Light Co | 621 | Turkey Point | FL | Miami Dade | 5CA | Natural Gas Fired Combined Cycle | CA | G901 | S | 466.2 | 460 |  | N | 2007 |  |  | N | Electric Utility | 1 | X | NG | DFO
Natural Gas Fired Combined Cycle.NG | natural gas combined cycle | TRUE | 6452 | Florida Power & Light Co | 621 | Turkey Point | FL | Miami Dade | 5CTA | Natural Gas Fired Combined Cycle | CT | G901 | S | 197.8 | 207 | 90 | N | 2007 |  |  | N | Electric Utility | 1 | X | NG | DFO
Natural Gas Fired Combined Cycle.NG | natural gas combined cycle | TRUE | 6452 | Florida Power & Light Co | 621 | Turkey Point | FL | Miami Dade | 5CTB | Natural Gas Fired Combined Cycle | CT | G901 | S | 196.7 | 207 | 90 | N | 2007 |  |  | N | Electric Utility | 1 | X | NG | DFO
Natural Gas Fired Combined Cycle.NG | natural gas combined cycle | TRUE | 6452 | Florida Power & Light Co | 621 | Turkey Point | FL | Miami Dade | 5CTC | Natural Gas Fired Combined Cycle | CT | G901 | S | 196.7 | 207 | 90 | N | 2007 |  |  | N | Electric Utility | 1 | X | NG | DFO
Natural Gas Fired Combined Cycle.NG | natural gas combined cycle | TRUE | 6452 | Florida Power & Light Co | 621 | Turkey Point | FL | Miami Dade | 5CTD | Natural Gas Fired Combined Cycle | CT | G901 | S | 196.7 | 207 | 90 | N | 2007 |  |  | N | Electric Utility | 1 | X | NG | DFO
Conventional Hydroelectric.WAT | hydro | TRUE | 16868 | City of Seattle - (WA) | 622 | South Fork Tolt | WA | King | 1 | Conventional Hydroelectric | HY |  | S | 16.8 | 16.8 | 0 | N | 1995 |  |  | N | Electric Utility | 1 | X | WAT
Conventional Hydroelectric.WAT | hydro | TRUE | 13511 | New York State Elec & Gas Corp | 625 | Upper Mechanicville | NY | Saratoga | 1 | Conventional Hydroelectric | HY |  | S | 9.2 | 9.2 | 0 | N | 1983 |  |  | N | Electric Utility | 1 | X | WAT
Conventional Hydroelectric.WAT | hydro | TRUE | 13511 | New York State Elec & Gas Corp | 625 | Upper Mechanicville | NY | Saratoga | 2 | Conventional Hydroelectric | HY |  | S | 9.2 | 9.2 | 0 | N | 1983 |  |  | N | Electric Utility | 1 | X | WAT
Conventional Hydroelectric.WAT | hydro | TRUE | 14328 | Pacific Gas & Electric Co. | 626 | Oak Flat | CA | Plumas | 1 | Conventional Hydroelectric | HY |  | S | 1.3 | 1.3 | 0 | N | 1985 |  |  | N | Electric Utility | 1 | X | WAT
Petroleum Liquids.DFO | petroleum | TRUE | 6455 | Duke Energy Florida, LLC | 627 | Bayboro | FL | Pinellas | P1 | Petroleum Liquids | GT |  | S | 44 | 58 | 30 | N | 1973 |  |  | N | Electric Utility | 1 | X | DFO
Petroleum Liquids.DFO | petroleum | TRUE | 6455 | Duke Energy Florida, LLC | 627 | Bayboro | FL | Pinellas | P2 | Petroleum Liquids | GT |  | S | 20.5 | 27.5 | 20.5 | N | 1973 |  |  | N | Electric Utility | 1 | X | DFO
Petroleum Liquids.DFO | petroleum | TRUE | 6455 | Duke Energy Florida, LLC | 627 | Bayboro | FL | Pinellas | P3 | Petroleum Liquids | GT |  | S | 43 | 57 | 30 | N | 1973 |  |  | N | Electric Utility | 1 | X | DFO
Petroleum Liquids.DFO | petroleum | TRUE | 6455 | Duke Energy Florida, LLC | 627 | Bayboro | FL | Pinellas | P4 | Petroleum Liquids | GT |  | S | 43 | 56 | 30 | N | 1973 |  |  | N | Electric Utility | 1 | X | DFO
Natural Gas Fired Combined Cycle.NG | natural gas combined cycle | TRUE | 6455 | Duke Energy Florida, LLC | 628 | Crystal River | FL | Citrus | 1GTA | Natural Gas Fired Combined Cycle | CT | CC1 | S | 243 | 295 | 243 | N | 2018 |  |  | N | Electric Utility | 1 | X | NG
Natural Gas Fired Combined Cycle.NG | natural gas combined cycle | TRUE | 6455 | Duke Energy Florida, LLC | 628 | Crystal River | FL | Citrus | 1GTB | Natural Gas Fired Combined Cycle | CT | CC1 | S | 242 | 295 | 242 | N | 2018 |  |  | N | Electric Utility | 1 | X | NG
Natural Gas Fired Combined Cycle.NG | natural gas combined cycle | TRUE | 6455 | Duke Energy Florida, LLC | 628 | Crystal River | FL | Citrus | 2GTA | Natural Gas Fired Combined Cycle | CT | CC2 | S | 245 | 296 | 241 | N | 2018 |  |  | N | Electric Utility | 1 | X | NG
Natural Gas Fired Combined Cycle.NG | natural gas combined cycle | TRUE | 6455 | Duke Energy Florida, LLC | 628 | Crystal River | FL | Citrus | 2GTB | Natural Gas Fired Combined Cycle | CT | CC2 | S | 245 | 297 | 242 | N | 2018 |  |  | N | Electric Utility | 1 | X | NG
Conventional Steam Coal.BIT | hard coal | TRUE | 6455 | Duke Energy Florida, LLC | 628 | Crystal River | FL | Citrus | 5 | Conventional Steam Coal | ST |  | S | 698 | 721 | 250 | N | 1984 |  |  | N | Electric Utility | 1 | X | BIT
Natural Gas Fired Combined Cycle.NG | natural gas combined cycle | TRUE | 6455 | Duke Energy Florida, LLC | 628 | Crystal River | FL | Citrus | CC1ST | Natural Gas Fired Combined Cycle | CA | CC1 | S | 322 | 335 | 322 | N | 2018 |  |  | N | Electric Utility | 1 | X | NG
Natural Gas Fired Combined Cycle.NG | natural gas combined cycle | TRUE | 6455 | Duke Energy Florida, LLC | 628 | Crystal River | FL | Citrus | CC2ST | Natural Gas Fired Combined Cycle | CA | CC2 | S | 320 | 336 | 320 | N | 2018 |  |  | N | Electric Utility | 1 | X | NG
Conventional Steam Coal.BIT | hard coal | TRUE | 6455 | Duke Energy Florida, LLC | 628 | Crystal River | FL | Citrus | ST4 | Conventional Steam Coal | ST |  | S | 712 | 721 | 175 | N | 1982 |  |  | N | Electric Utility | 1 | X | BIT
Conventional Hydroelectric.WAT | hydro | TRUE | 14328 | Pacific Gas & Electric Co. | 632 | Newcastle | CA | Placer | 1 | Conventional Hydroelectric | HY |  | S | 11.5 | 11.5 | 0 | N | 1986 |  |  | N | Electric Utility | 1 | X | WAT
Natural Gas Fired Combined Cycle.NG | natural gas combined cycle | TRUE | 6455 | Duke Energy Florida, LLC | 634 | P L Bartow | FL | Pinellas | 4AGT | Natural Gas Fired Combined Cycle | CT | G981 | S | 181 | 216 | 181 | N | 2009 |  |  | N | Electric Utility | 1 | X | NG | DFO
Natural Gas Fired Combined Cycle.NG | natural gas combined cycle | TRUE | 6455 | Duke Energy Florida, LLC | 634 | P L Bartow | FL | Pinellas | 4BGT | Natural Gas Fired Combined Cycle | CT | G981 | S | 165 | 214 | 165 | N | 2009 |  |  | N | Electric Utility | 1 | X | NG | DFO
Natural Gas Fired Combined Cycle.NG | natural gas combined cycle | TRUE | 6455 | Duke Energy Florida, LLC | 634 | P L Bartow | FL | Pinellas | 4CGT | Natural Gas Fired Combined Cycle | CT | G981 | S | 181 | 197 | 181 | N | 2009 |  |  | N | Electric Utility | 1 | X | NG | DFO
Natural Gas Fired Combined Cycle.NG | natural gas combined cycle | TRUE | 6455 | Duke Energy Florida, LLC | 634 | P L Bartow | FL | Pinellas | 4DGT | Natural Gas Fired Combined Cycle | CT | G981 | S | 183 | 203 | 183 | N | 2009 |  |  | N | Electric Utility | 1 | X | NG | DFO
Natural Gas Fired Combined Cycle.NG | natural gas combined cycle | TRUE | 6455 | Duke Energy Florida, LLC | 634 | P L Bartow | FL | Pinellas | 4ST | Natural Gas Fired Combined Cycle | CA | G981 | S | 402 | 429 | 402 | N | 2009 |  |  | N | Electric Utility | 1 | X | NG | DFO
Petroleum Liquids.DFO | petroleum | TRUE | 6455 | Duke Energy Florida, LLC | 634 | P L Bartow | FL | Pinellas | P1 | Petroleum Liquids | GT |  | S | 41 | 50 | 20 | N | 1972 |  |  | N | Electric Utility | 1 | X | DFO
Natural Gas Fired Combustion Turbine.NG | natural gas peaker | TRUE | 6455 | Duke Energy Florida, LLC | 634 | P L Bartow | FL | Pinellas | P2 | Natural Gas Fired Combustion Turbine | GT |  | S | 41 | 53 | 20 | N | 1972 |  |  | N | Electric Utility | 1 | X | NG | DFO
Petroleum Liquids.DFO | petroleum | TRUE | 6455 | Duke Energy Florida, LLC | 634 | P L Bartow | FL | Pinellas | P3 | Petroleum Liquids | GT |  | S | 41 | 51 | 20 | N | 1972 |  |  | N | Electric Utility | 1 | X | DFO
Natural Gas Fired Combustion Turbine.NG | natural gas peaker | TRUE | 6455 | Duke Energy Florida, LLC | 634 | P L Bartow | FL | Pinellas | P4 | Natural Gas Fired Combustion Turbine | GT |  | S | 45 | 58 | 20 | N | 1972 |  |  | N | Electric Utility | 1 | X | NG | DFO
Natural Gas Fired Combustion Turbine.NG | natural gas peaker | TRUE | 6455 | Duke Energy Florida, LLC | 638 | Suwannee River | FL | Suwannee | P1 | Natural Gas Fired Combustion Turbine | GT |  | S | 48 | 65 | 30 | N | 1980 |  |  | N | Electric Utility | 1 | X | NG | DFO
Petroleum Liquids.DFO | petroleum | TRUE | 6455 | Duke Energy Florida, LLC | 638 | Suwannee River | FL | Suwannee | P2 | Petroleum Liquids | GT |  | S | 48 | 64 | 30 | N | 1980 |  |  | N | Electric Utility | 1 | X | DFO
Natural Gas Fired Combustion Turbine.NG | natural gas peaker | TRUE | 6455 | Duke Energy Florida, LLC | 638 | Suwannee River | FL | Suwannee | P3 | Natural Gas Fired Combustion Turbine | GT |  | S | 49 | 65 | 30 | N | 1980 |  |  | N | Electric Utility | 1 | X | NG | DFO
Natural Gas Steam Turbine.NG | natural gas steam turbine | TRUE | 6452 | Florida Power & Light Co | 641 | Gulf Clean Energy Center | FL | Escambia | 4 | Natural Gas Steam Turbine | ST |  | S | 75 | 75 | 45 | N | 1959 |  |  | N | Electric Utility | 1 | X | NG
Natural Gas Steam Turbine.NG | natural gas steam turbine | TRUE | 6452 | Florida Power & Light Co | 641 | Gulf Clean Energy Center | FL | Escambia | 5 | Natural Gas Steam Turbine | ST |  | S | 75 | 75 | 45 | N | 1961 |  |  | N | Electric Utility | 1 | X | NG
Natural Gas Steam Turbine.NG | natural gas steam turbine | TRUE | 6452 | Florida Power & Light Co | 641 | Gulf Clean Energy Center | FL | Escambia | 6 | Natural Gas Steam Turbine | ST |  | S | 299 | 299 | 220 | N | 1970 |  |  | N | Electric Utility | 1 | X | NG
Natural Gas Steam Turbine.NG | natural gas steam turbine | TRUE | 6452 | Florida Power & Light Co | 641 | Gulf Clean Energy Center | FL | Escambia | 7 | Natural Gas Steam Turbine | ST |  | S | 475 | 475 | 280 | N | 1973 |  |  | N | Electric Utility | 1 | X | NG
Natural Gas Fired Combustion Turbine.NG | natural gas peaker | TRUE | 6452 | Florida Power & Light Co | 641 | Gulf Clean Energy Center | FL | Escambia | 8A | Natural Gas Fired Combustion Turbine | GT |  | S | 236 | 233 | 94 | N | 2021 |  |  | N | Electric Utility | 1 | X | NG | DFO
Natural Gas Fired Combustion Turbine.NG | natural gas peaker | TRUE | 6452 | Florida Power & Light Co | 641 | Gulf Clean Energy Center | FL | Escambia | 8B | Natural Gas Fired Combustion Turbine | GT |  | S | 236 | 233 | 94 | N | 2021 |  |  | N | Electric Utility | 1 | X | NG | DFO
Natural Gas Fired Combustion Turbine.NG | natural gas peaker | TRUE | 6452 | Florida Power & Light Co | 641 | Gulf Clean Energy Center | FL | Escambia | 8C | Natural Gas Fired Combustion Turbine | GT |  | S | 231.1 | 231.1 | 94 | N | 2021 |  |  | N | Electric Utility | 1 | X | NG | DFO
Natural Gas Fired Combustion Turbine.NG | natural gas peaker | TRUE | 6452 | Florida Power & Light Co | 641 | Gulf Clean Energy Center | FL | Escambia | 8D | Natural Gas Fired Combustion Turbine | GT |  | S | 231.1 | 231.1 | 94 | N | 2021 |  |  | N | Electric Utility | 1 | X | NG | DFO
Natural Gas Fired Combined Cycle.NG | natural gas combined cycle | TRUE | 6452 | Florida Power & Light Co | 643 | Lansing Smith | FL | Bay | 3A | Natural Gas Fired Combined Cycle | CT | G180 | S |  |  |  | N | 2002 |  |  | N | Electric Utility | 1 | X | NG
Natural Gas Fired Combined Cycle.NG | natural gas combined cycle | TRUE | 6452 | Florida Power & Light Co | 643 | Lansing Smith | FL | Bay | 3B | Natural Gas Fired Combined Cycle | CT | G180 | S |  |  |  | N | 2002 |  |  | N | Electric Utility | 1 | X | NG
Natural Gas Fired Combined Cycle.NG | natural gas combined cycle | TRUE | 6452 | Florida Power & Light Co | 643 | Lansing Smith | FL | Bay | 3S | Natural Gas Fired Combined Cycle | CA | G180 | S | 660 | 646 | 360 | N | 2002 |  |  | N | Electric Utility | 1 | X | NG
Petroleum Liquids.DFO | petroleum | TRUE | 6452 | Florida Power & Light Co | 643 | Lansing Smith | FL | Bay | CT1 | Petroleum Liquids | GT |  | S | 32 | 40 | 32 | N | 1971 |  |  | N | Electric Utility | 1 | X | DFO
Solar Photovoltaic.SUN | solar PV | TRUE | 18454 | Tampa Electric Co | 645 | Big Bend | FL | Hillsborough | 1 | Solar Photovoltaic | PV |  | S | 19.8 | 19.8 |  | N | 2017 |  |  | N | Electric Utility | 1 | X | SUN
Batteries.MWH | battery storage | TRUE | 18454 | Tampa Electric Co | 645 | Big Bend | FL | Hillsborough | BESS1 | Batteries | BA |  | S | 12.6 | 12.6 |  | N | 2017 |  |  | N | Electric Utility | 1 | X | MWH
Natural Gas Fired Combustion Turbine.NG | natural gas peaker | TRUE | 18454 | Tampa Electric Co | 645 | Big Bend | FL | Hillsborough | GT4 | Natural Gas Fired Combustion Turbine | GT |  | S | 56 | 61 | 14 | N | 2009 |  |  | N | Electric Utility | 1 | X | NG | DFO
Natural Gas Fired Combined Cycle.NG | natural gas combined cycle | TRUE | 18454 | Tampa Electric Co | 645 | Big Bend | FL | Hillsborough | GT5 | Natural Gas Fired Combined Cycle | CT | CC1 | S | 360 | 390 | 120 | N | 2021 |  |  | N | Electric Utility | 1 | X | NG
Natural Gas Fired Combined Cycle.NG | natural gas combined cycle | TRUE | 18454 | Tampa Electric Co | 645 | Big Bend | FL | Hillsborough | GT6 | Natural Gas Fired Combined Cycle | CT | CC1 | S | 360 | 390 | 120 | N | 2021 |  |  | N | Electric Utility | 1 | X | NG
Natural Gas Fired Combined Cycle.NG | natural gas combined cycle | TRUE | 18454 | Tampa Electric Co | 645 | Big Bend | FL | Hillsborough | ST1 | Natural Gas Fired Combined Cycle | CA | CC1 | S | 335 | 340 | 185 | N | 1970 |  |  | N | Electric Utility | 1 | X | NG
Conventional Steam Coal.BIT | hard coal | TRUE | 18454 | Tampa Electric Co | 645 | Big Bend | FL | Hillsborough | ST4 | Conventional Steam Coal | ST |  | S | 437 | 442 | 157 | N | 1985 |  |  | N | Electric Utility | 1 | X | BIT | NG
Nuclear.NUC | nuclear | TRUE | 7140 | Georgia Power Co | 649 | Vogtle | GA | Burke | 1 | Nuclear | ST |  | J | 1150 | 1150 | 250 | N | 1987 |  |  | N | Electric Utility | 1 | X | NUC
Nuclear.NUC | nuclear | TRUE | 7140 | Georgia Power Co | 649 | Vogtle | GA | Burke | 2 | Nuclear | ST |  | J | 1152 | 1152 | 250 | N | 1989 |  |  | N | Electric Utility | 1 | X | NUC
Nuclear.NUC | nuclear | TRUE | 7140 | Georgia Power Co | 649 | Vogtle | GA | Burke | 3 | Nuclear | ST |  | J | 1114 | 1114 | 250 | N | 2023 |  |  | N | Electric Utility | 1 | X | NUC
Natural Gas Steam Turbine.NG | natural gas steam turbine | TRUE | 6909 | Gainesville Regional Utilities | 663 | Deerhaven Generating Station | FL | Alachua | 1 | Natural Gas Steam Turbine | ST |  | S | 76 | 76 | 22 | N | 1972 | 12 | 2027 | N | Electric Utility | 1 | X | NG | RFO
Natural Gas Steam Turbine.NG | natural gas steam turbine | TRUE | 6909 | Gainesville Regional Utilities | 663 | Deerhaven Generating Station | FL | Alachua | 2 | Natural Gas Steam Turbine | ST |  | S | 232 | 232 | 51 | N | 1981 | 12 | 2031 | N | Electric Utility | 1 | X | NG | BIT
Natural Gas Fired Combustion Turbine.NG | natural gas peaker | TRUE | 6909 | Gainesville Regional Utilities | 663 | Deerhaven Generating Station | FL | Alachua | GT1 | Natural Gas Fired Combustion Turbine | GT |  | S | 17.5 | 22 | 3 | N | 1976 | 10 | 2026 | N | Electric Utility | 1 | X | NG | DFO
Natural Gas Fired Combustion Turbine.NG | natural gas peaker | TRUE | 6909 | Gainesville Regional Utilities | 663 | Deerhaven Generating Station | FL | Alachua | GT2 | Natural Gas Fired Combustion Turbine | GT |  | S | 17.5 | 22 | 3 | N | 1976 | 10 | 2026 | N | Electric Utility | 1 | X | NG | DFO
Natural Gas Fired Combustion Turbine.NG | natural gas peaker | TRUE | 6909 | Gainesville Regional Utilities | 663 | Deerhaven Generating Station | FL | Alachua | GT3 | Natural Gas Fired Combustion Turbine | GT |  | S | 71 | 81 | 50 | N | 1996 |  |  | N | Electric Utility | 1 | X | NG
Natural Gas Fired Combined Cycle.NG | natural gas combined cycle | TRUE | 6909 | Gainesville Regional Utilities | 664 | John R Kelly | FL | Alachua | 8.2 | Natural Gas Fired Combined Cycle | CA | G681 | S | 41 | 40 | 34 | N | 2021 |  |  | N | Electric Utility | 1 | X | NG
Natural Gas Fired Combined Cycle.NG | natural gas combined cycle | TRUE | 6909 | Gainesville Regional Utilities | 664 | John R Kelly | FL | Alachua | CT04 | Natural Gas Fired Combined Cycle | CT | G681 | S | 72 | 81 | 4 | N | 2001 |  |  | N | Electric Utility | 1 | X | NG
Natural Gas Internal Combustion Engine.NG | natural gas peaker | TRUE | 8795 | City of Homestead - (FL) | 665 | G W Ivey | FL | Miami Dade | 13 | Natural Gas Internal Combustion Engine | IC |  | S | 1.8 | 1.8 | 1 | N | 1972 |  |  | N | Electric Utility | 1 | X | NG | DFO
Natural Gas Internal Combustion Engine.NG | natural gas peaker | TRUE | 8795 | City of Homestead - (FL) | 665 | G W Ivey | FL | Miami Dade | 14 | Natural Gas Internal Combustion Engine | IC |  | S | 1.8 | 1.8 | 1 | N | 1972 |  |  | N | Electric Utility | 1 | X | NG | DFO
Natural Gas Internal Combustion Engine.NG | natural gas peaker | TRUE | 8795 | City of Homestead - (FL) | 665 | G W Ivey | FL | Miami Dade | 15 | Natural Gas Internal Combustion Engine | IC |  | S | 1.8 | 1.8 | 1 | N | 1972 |  |  | N | Electric Utility | 1 | X | NG | DFO
Natural Gas Internal Combustion Engine.NG | natural gas peaker | TRUE | 8795 | City of Homestead - (FL) | 665 | G W Ivey | FL | Miami Dade | 16 | Natural Gas Internal Combustion Engine | IC |  | S | 1.8 | 1.8 | 1 | N | 1972 |  |  | N | Electric Utility | 1 | X | NG | DFO
Natural Gas Internal Combustion Engine.NG | natural gas peaker | TRUE | 8795 | City of Homestead - (FL) | 665 | G W Ivey | FL | Miami Dade | 17 | Natural Gas Internal Combustion Engine | IC |  | S | 1.8 | 1.8 | 1 | N | 1972 |  |  | N | Electric Utility | 1 | X | NG | DFO
Natural Gas Internal Combustion Engine.NG | natural gas peaker | TRUE | 8795 | City of Homestead - (FL) | 665 | G W Ivey | FL | Miami Dade | 19 | Natural Gas Internal Combustion Engine | IC |  | S | 8 | 8 | 3.5 | N | 1975 |  |  | N | Electric Utility | 1 | X | NG | DFO
Natural Gas Internal Combustion Engine.NG | natural gas peaker | TRUE | 8795 | City of Homestead - (FL) | 665 | G W Ivey | FL | Miami Dade | 2 | Natural Gas Internal Combustion Engine | IC |  | S | 1.8 | 1.8 | 1 | N | 1970 |  |  | N | Electric Utility | 1 | X | NG | DFO
Natural Gas Internal Combustion Engine.NG | natural gas peaker | TRUE | 8795 | City of Homestead - (FL) | 665 | G W Ivey | FL | Miami Dade | 20 | Natural Gas Internal Combustion Engine | IC |  | S | 6 | 6 | 3 | N | 1981 |  |  | N | Electric Utility | 1 | X | NG | DFO
Natural Gas Internal Combustion Engine.NG | natural gas peaker | TRUE | 8795 | City of Homestead - (FL) | 665 | G W Ivey | FL | Miami Dade | 21 | Natural Gas Internal Combustion Engine | IC |  | S | 6 | 6 | 3 | N | 1981 |  |  | N | Electric Utility | 1 | X | NG | DFO
Petroleum Liquids.DFO | petroleum | TRUE | 8795 | City of Homestead - (FL) | 665 | G W Ivey | FL | Miami Dade | 22 | Petroleum Liquids | IC |  | S | 0.1 | 0.1 | 0 | N | 2013 |  |  | N | Electric Utility | 1 | X | DFO
Petroleum Liquids.DFO | petroleum | TRUE | 8795 | City of Homestead - (FL) | 665 | G W Ivey | FL | Miami Dade | 3 | Petroleum Liquids | IC |  | S | 1.8 | 1.8 | 1 | N | 1970 |  |  | N | Electric Utility | 1 | X | DFO | NG
Natural Gas Fired Combustion Turbine.NG | natural gas peaker | TRUE | 9617 | JEA | 666 | J D Kennedy | FL | Duval | GT37 | Natural Gas Fired Combustion Turbine | GT |  | S | 178.6 | 191.2 | 65 | N | 2000 |  |  | N | Electric Utility | 1 | X | NG | DFO
Natural Gas Fired Combustion Turbine.NG | natural gas peaker | TRUE | 9617 | JEA | 666 | J D Kennedy | FL | Duval | GT38 | Natural Gas Fired Combustion Turbine | GT |  | S | 178.6 | 191.2 | 65 | N | 2009 |  |  | N | Electric Utility | 1 | X | NG | DFO
Conventional Steam Coal.BIT | hard coal | TRUE | 9617 | JEA | 667 | Northside Generating Station | FL | Duval | 1 | Conventional Steam Coal | ST |  | S | 293 | 293 | 165 | N | 1966 |  |  | N | Electric Utility | 1 | X | BIT | PC
Conventional Steam Coal.BIT | hard coal | TRUE | 9617 | JEA | 667 | Northside Generating Station | FL | Duval | 2 | Conventional Steam Coal | ST |  | S | 293 | 293 | 165 | N | 1972 |  |  | N | Electric Utility | 1 | X | BIT | PC
Petroleum Liquids.DFO | petroleum | TRUE | 9617 | JEA | 667 | Northside Generating Station | FL | Duval | 4 | Petroleum Liquids | GT |  | S | 53 | 61.6 | 15 | N | 1975 |  |  | N | Electric Utility | 1 | X | DFO
Petroleum Liquids.DFO | petroleum | TRUE | 9617 | JEA | 667 | Northside Generating Station | FL | Duval | 5 | Petroleum Liquids | GT |  | S | 53 | 61.6 | 15 | N | 1974 |  |  | N | Electric Utility | 1 | X | DFO
Petroleum Liquids.DFO | petroleum | TRUE | 9617 | JEA | 667 | Northside Generating Station | FL | Duval | 6 | Petroleum Liquids | GT |  | S | 53 | 61.6 | 15 | N | 1974 |  |  | N | Electric Utility | 1 | X | DFO
Petroleum Liquids.DFO | petroleum | TRUE | 9617 | JEA | 667 | Northside Generating Station | FL | Duval | GT3 | Petroleum Liquids | GT |  | S | 53 | 61.6 | 15 | N | 1975 |  |  | N | Electric Utility | 1 | X | DFO
Natural Gas Steam Turbine.NG | natural gas steam turbine | TRUE | 9617 | JEA | 667 | Northside Generating Station | FL | Duval | ST3 | Natural Gas Steam Turbine | ST |  | S | 524 | 524 | 50 | N | 1977 |  |  | N | Electric Utility | 1 | X | NG | RFO | LFG
Petroleum Liquids.DFO | petroleum | TRUE | 10620 | City of Lake Worth Beach - (FL) | 673 | Tom G Smith | FL | Palm Beach | GT1 | Petroleum Liquids | GT |  | S | 26 | 31 | 8 | N | 1976 |  |  | N | Electric Utility | 1 | X | DFO
Natural Gas Fired Combined Cycle.NG | natural gas combined cycle | TRUE | 10620 | City of Lake Worth Beach - (FL) | 673 | Tom G Smith | FL | Palm Beach | GT2 | Natural Gas Fired Combined Cycle | CT | CC1 | S | 21 | 23 | 16 | N | 1978 |  |  | N | Electric Utility | 1 | X | NG | DFO
Petroleum Liquids.DFO | petroleum | TRUE | 10620 | City of Lake Worth Beach - (FL) | 673 | Tom G Smith | FL | Palm Beach | MU1 | Petroleum Liquids | IC |  | S | 2 | 2 | 1.8 | N | 1965 |  |  | N | Electric Utility | 1 | X | DFO
Petroleum Liquids.DFO | petroleum | TRUE | 10620 | City of Lake Worth Beach - (FL) | 673 | Tom G Smith | FL | Palm Beach | MU2 | Petroleum Liquids | IC |  | S | 2 | 2 | 1.6 | N | 1965 |  |  | N | Electric Utility | 1 | X | DFO
Petroleum Liquids.DFO | petroleum | TRUE | 10620 | City of Lake Worth Beach - (FL) | 673 | Tom G Smith | FL | Palm Beach | MU3 | Petroleum Liquids | IC |  | S | 2 | 2 | 1.6 | N | 1965 |  |  | N | Electric Utility | 1 | X | DFO
Petroleum Liquids.DFO | petroleum | TRUE | 10620 | City of Lake Worth Beach - (FL) | 673 | Tom G Smith | FL | Palm Beach | MU4 | Petroleum Liquids | IC |  | S | 2 | 2 | 1.6 | N | 1965 |  |  | N | Electric Utility | 1 | X | DFO
Petroleum Liquids.DFO | petroleum | TRUE | 10620 | City of Lake Worth Beach - (FL) | 673 | Tom G Smith | FL | Palm Beach | MU5 | Petroleum Liquids | IC |  | S | 2 | 2 | 1.6 | N | 1965 |  |  | N | Electric Utility | 1 | X | DFO
Natural Gas Steam Turbine.NG | natural gas steam turbine | TRUE | 10620 | City of Lake Worth Beach - (FL) | 673 | Tom G Smith | FL | Palm Beach | S3 | Natural Gas Steam Turbine | ST |  | S | 26.5 | 26.5 | 8 | N | 1967 |  |  | N | Electric Utility | 1 | X | NG
Natural Gas Fired Combined Cycle.NG | natural gas combined cycle | TRUE | 10620 | City of Lake Worth Beach - (FL) | 673 | Tom G Smith | FL | Palm Beach | S5 | Natural Gas Fired Combined Cycle | CA | CC1 | S | 10 | 10 | 5 | N | 1978 |  |  | N | Electric Utility | 1 | X | NG
Conventional Hydroelectric.WAT | hydro | TRUE | 2518 | U S Bureau of Reclamation | 674 | Pilot Butte | WY | Fremont | 1 | Conventional Hydroelectric | HY |  | S | 0.8 | 0.7 | 0 | N | 1925 |  |  | N | Electric Utility | 1 | X | WAT
Conventional Hydroelectric.WAT | hydro | TRUE | 2518 | U S Bureau of Reclamation | 674 | Pilot Butte | WY | Fremont | 2 | Conventional Hydroelectric | HY |  | S | 0.8 | 0.8 | 0 | N | 1929 |  |  | N | Electric Utility | 1 | X | WAT
Natural Gas Fired Combustion Turbine.NG | natural gas peaker | TRUE | 10623 | City of Lakeland - (FL) | 675 | Larsen Memorial | FL | Polk | 2 | Natural Gas Fired Combustion Turbine | GT |  | S | 10 | 14 | 6 | N | 1962 |  |  | N | Electric Utility | 1 | X | NG
Natural Gas Fired Combustion Turbine.NG | natural gas peaker | TRUE | 10623 | City of Lakeland - (FL) | 675 | Larsen Memorial | FL | Polk | 3 | Natural Gas Fired Combustion Turbine | GT |  | S | 9 | 13 | 6 | N | 1962 |  |  | N | Electric Utility | 1 | X | NG
Natural Gas Fired Combined Cycle.NG | natural gas combined cycle | TRUE | 10623 | City of Lakeland - (FL) | 675 | Larsen Memorial | FL | Polk | 5 | Natural Gas Fired Combined Cycle | CA | 8CC | S | 29.7 | 29.7 | 12 | N | 1956 |  |  | N | Electric Utility | 1 | X | NG | DFO
Natural Gas Fired Combined Cycle.NG | natural gas combined cycle | TRUE | 10623 | City of Lakeland - (FL) | 675 | Larsen Memorial | FL | Polk | 8 | Natural Gas Fired Combined Cycle | CT | 8CC | S | 114.5 | 124.5 | 38 | N | 1992 |  |  | N | Electric Utility | 1 | X | NG | DFO
Natural Gas Fired Combined Cycle.NG | natural gas combined cycle | TRUE | 10623 | City of Lakeland - (FL) | 676 | C D McIntosh Jr | FL | Polk | 5CT | Natural Gas Fired Combined Cycle | CT | 5CC | S | 234 | 280 | 100 | N | 2001 |  |  | N | Electric Utility | 1 | X | NG
Natural Gas Fired Combined Cycle.NG | natural gas combined cycle | TRUE | 10623 | City of Lakeland - (FL) | 676 | C D McIntosh Jr | FL | Polk | 5ST | Natural Gas Fired Combined Cycle | CA | 5CC | S | 118 | 118 | 50 | N | 2002 |  |  | N | Electric Utility | 1 | X | NG
Natural Gas Fired Combustion Turbine.NG | natural gas peaker | TRUE | 10623 | City of Lakeland - (FL) | 676 | C D McIntosh Jr | FL | Polk | GT1 | Natural Gas Fired Combustion Turbine | GT |  | S | 17 | 19 | 3 | N | 1973 |  |  | N | Electric Utility | 1 | X | NG | DFO
Natural Gas Fired Combustion Turbine.NG | natural gas peaker | TRUE | 10623 | City of Lakeland - (FL) | 676 | C D McIntosh Jr | FL | Polk | GT2 | Natural Gas Fired Combustion Turbine | GT |  | S | 119.5 | 124.5 | 85 | N | 2020 |  |  | N | Electric Utility | 1 | X | NG | DFO
Petroleum Liquids.DFO | petroleum | TRUE | 10623 | City of Lakeland - (FL) | 676 | C D McIntosh Jr | FL | Polk | IC1 | Petroleum Liquids | IC |  | S | 2.5 | 2.5 | 1 | N | 1970 |  |  | N | Electric Utility | 1 | X | DFO
Petroleum Liquids.DFO | petroleum | TRUE | 10623 | City of Lakeland - (FL) | 676 | C D McIntosh Jr | FL | Polk | IC2 | Petroleum Liquids | IC |  | S | 2.5 | 2.5 | 1 | N | 1970 |  |  | N | Electric Utility | 1 | X | DFO
Conventional Hydroelectric.WAT | hydro | TRUE | 12989 | Village of Morrisville - (VT) | 678 | W K Sanders | VT | Lamoille | 1 | Conventional Hydroelectric | HY |  | S | 0.7 | 0.9 | 0.3 | N | 1983 |  |  | N | Electric Utility | 1 | X | WAT
Conventional Hydroelectric.WAT | hydro | TRUE | 12989 | Village of Morrisville - (VT) | 678 | W K Sanders | VT | Lamoille | 2 | Conventional Hydroelectric | HY |  | S | 0.7 | 0.9 | 0.3 | N | 1983 |  |  | N | Electric Utility | 1 | X | WAT
Conventional Hydroelectric.WAT | hydro | TRUE | 14328 | Pacific Gas & Electric Co. | 682 | Kerckhoff 2 | CA | Fresno | 1 | Conventional Hydroelectric | HY |  | S | 155 | 155 | 5 | N | 1983 |  |  | N | Electric Utility | 1 | X | WAT
Natural Gas Fired Combustion Turbine.NG | natural gas peaker | TRUE | 14610 | Orlando Utilities Comm | 683 | Indian River Plant | FL | Brevard | A | Natural Gas Fired Combustion Turbine | GT |  | J | 32.8 | 36.9 | 22 | N | 1989 |  |  | N | Electric Utility | 1 | X | NG | DFO
Natural Gas Fired Combustion Turbine.NG | natural gas peaker | TRUE | 14610 | Orlando Utilities Comm | 683 | Indian River Plant | FL | Brevard | B | Natural Gas Fired Combustion Turbine | GT |  | J | 32.8 | 36.9 | 22 | N | 1989 |  |  | N | Electric Utility | 1 | X | NG | DFO
Natural Gas Fired Combustion Turbine.NG | natural gas peaker | TRUE | 14610 | Orlando Utilities Comm | 683 | Indian River Plant | FL | Brevard | C | Natural Gas Fired Combustion Turbine | GT |  | J | 105.1 | 111.4 | 40 | N | 1992 |  |  | N | Electric Utility | 1 | X | NG | DFO
Natural Gas Fired Combustion Turbine.NG | natural gas peaker | TRUE | 14610 | Orlando Utilities Comm | 683 | Indian River Plant | FL | Brevard | D | Natural Gas Fired Combustion Turbine | GT |  | J | 105.1 | 111.4 | 40 | N | 1992 |  |  | N | Electric Utility | 1 | X | NG | DFO
Natural Gas Fired Combined Cycle.NG | natural gas combined cycle | TRUE | 18445 | City of Tallahassee - (FL) | 688 | Arvah B Hopkins | FL | Leon | 2 | Natural Gas Fired Combined Cycle | CA | CC1 | S | 141 | 145 | 120 | N | 1977 |  |  | N | Electric Utility | 1 | X | NG
Natural Gas Fired Combined Cycle.NG | natural gas combined cycle | TRUE | 18445 | City of Tallahassee - (FL) | 688 | Arvah B Hopkins | FL | Leon | CT 2A | Natural Gas Fired Combined Cycle | CT | CC1 | S | 159 | 185 | 70 | N | 2008 |  |  | N | Electric Utility | 1 | X | NG | DFO
Natural Gas Fired Combustion Turbine.NG | natural gas peaker | TRUE | 18445 | City of Tallahassee - (FL) | 688 | Arvah B Hopkins | FL | Leon | GT3 | Natural Gas Fired Combustion Turbine | GT |  | S | 46 | 48 | 12 | N | 2005 |  |  | N | Electric Utility | 1 | X | NG | DFO
Natural Gas Fired Combustion Turbine.NG | natural gas peaker | TRUE | 18445 | City of Tallahassee - (FL) | 688 | Arvah B Hopkins | FL | Leon | GT4 | Natural Gas Fired Combustion Turbine | GT |  | S | 46 | 48 | 12 | N | 2005 |  |  | N | Electric Utility | 1 | X | NG | DFO
Natural Gas Internal Combustion Engine.NG | natural gas peaker | TRUE | 18445 | City of Tallahassee - (FL) | 688 | Arvah B Hopkins | FL | Leon | IC1 | Natural Gas Internal Combustion Engine | IC |  | S | 18.5 | 18.5 | 7.5 | N | 2019 |  |  | N | Electric Utility | 1 | X | NG
Natural Gas Internal Combustion Engine.NG | natural gas peaker | TRUE | 18445 | City of Tallahassee - (FL) | 688 | Arvah B Hopkins | FL | Leon | IC2 | Natural Gas Internal Combustion Engine | IC |  | S | 18.5 | 18.5 | 7.5 | N | 2019 |  |  | N | Electric Utility | 1 | X | NG
Natural Gas Internal Combustion Engine.NG | natural gas peaker | TRUE | 18445 | City of Tallahassee - (FL) | 688 | Arvah B Hopkins | FL | Leon | IC3 | Natural Gas Internal Combustion Engine | IC |  | S | 18.5 | 18.5 | 7.5 | N | 2019 |  |  | N | Electric Utility | 1 | X | NG
Natural Gas Internal Combustion Engine.NG | natural gas peaker | TRUE | 18445 | City of Tallahassee - (FL) | 688 | Arvah B Hopkins | FL | Leon | IC4 | Natural Gas Internal Combustion Engine | IC |  | S | 18.5 | 18.5 | 7.5 | N | 2019 |  |  | N | Electric Utility | 1 | X | NG
Natural Gas Internal Combustion Engine.NG | natural gas peaker | TRUE | 18445 | City of Tallahassee - (FL) | 688 | Arvah B Hopkins | FL | Leon | IC5 | Natural Gas Internal Combustion Engine | IC |  | S | 18.5 | 18.5 | 7.5 | N | 2020 |  |  | N | Electric Utility | 1 | X | NG
Natural Gas Fired Combined Cycle.NG | natural gas combined cycle | TRUE | 18445 | City of Tallahassee - (FL) | 689 | S O Purdom | FL | Wakulla | 8 | Natural Gas Fired Combined Cycle | CT | CC1 | S | 154 | 182 | 120 | N | 2000 |  |  | N | Electric Utility | 1 | X | NG | DFO
Natural Gas Fired Combined Cycle.NG | natural gas combined cycle | TRUE | 18445 | City of Tallahassee - (FL) | 689 | S O Purdom | FL | Wakulla | 9 | Natural Gas Fired Combined Cycle | CA | CC1 | S | 72 | 76 | 50 | N | 2000 |  |  | N | Electric Utility | 1 | X | NG
Conventional Hydroelectric.WAT | hydro | TRUE | 27813 | USCE-Mobile District | 690 | J Woodruff | FL | Gadsden | 1A | Conventional Hydroelectric | HY |  | S | 14.5 | 14.5 | 5 | N | 2003 |  |  | N | Electric Utility | 1 | X | WAT
Conventional Hydroelectric.WAT | hydro | TRUE | 27813 | USCE-Mobile District | 690 | J Woodruff | FL | Gadsden | 2A | Conventional Hydroelectric | HY |  | S | 14.5 | 14.5 | 5 | N | 2002 |  |  | N | Electric Utility | 1 | X | WAT
Conventional Hydroelectric.WAT | hydro | TRUE | 27813 | USCE-Mobile District | 690 | J Woodruff | FL | Gadsden | 3A | Conventional Hydroelectric | HY |  | S | 14.5 | 14.5 | 5 | N | 2001 |  |  | N | Electric Utility | 1 | X | WAT
Onshore Wind Turbine.WND | onshore wind | TRUE | 62042 | SRIV Partnership LLC | 692 | Medicine Bow | WY | Carbon | 10 | Onshore Wind Turbine | WT |  | S | 4.9 | 4.9 | 0 | N | 2000 |  |  | N | IPP Non-CHP | 2 | X | WND
Onshore Wind Turbine.WND | onshore wind | TRUE | 62042 | SRIV Partnership LLC | 692 | Medicine Bow | WY | Carbon | 11 | Onshore Wind Turbine | WT |  | S | 1.3 | 1.3 | 0 | N | 2000 |  |  | N | IPP Non-CHP | 2 | X | WND
Petroleum Liquids.DFO | petroleum | TRUE | 6443 | Florida Keys El Coop Assn, Inc | 696 | Marathon Generating Plant | FL | Monroe | 10 | Petroleum Liquids | IC |  | S | 3.5 | 3.5 | 3.5 | N | 1998 |  |  | N | Electric Utility | 1 | X | DFO
Petroleum Liquids.DFO | petroleum | TRUE | 6443 | Florida Keys El Coop Assn, Inc | 696 | Marathon Generating Plant | FL | Monroe | 11 | Petroleum Liquids | IC |  | S | 3.5 | 3.5 | 3.5 | N | 2001 |  |  | N | Electric Utility | 1 | X | DFO
Petroleum Liquids.DFO | petroleum | TRUE | 6443 | Florida Keys El Coop Assn, Inc | 696 | Marathon Generating Plant | FL | Monroe | 8 | Petroleum Liquids | IC |  | S | 2 | 2 | 2 | N | 1989 |  |  | N | Electric Utility | 1 | X | DFO
Petroleum Liquids.DFO | petroleum | TRUE | 6443 | Florida Keys El Coop Assn, Inc | 696 | Marathon Generating Plant | FL | Monroe | 9 | Petroleum Liquids | IC |  | S | 2 | 2 | 2 | N | 1989 |  |  | N | Electric Utility | 1 | X | DFO
Petroleum Liquids.DFO | petroleum | TRUE | 19150 | Trenton Municipal Utilities - (MO) | 698 | Trenton North | MO | Grundy | 1 | Petroleum Liquids | IC |  | S | 2.7 | 2.7 | 0.7 | N | 1974 |  |  | N | Electric Utility | 1 | X | DFO
Petroleum Liquids.DFO | petroleum | TRUE | 19150 | Trenton Municipal Utilities - (MO) | 698 | Trenton North | MO | Grundy | 2 | Petroleum Liquids | IC |  | S | 2.7 | 2.7 | 0.7 | N | 1974 |  |  | N | Electric Utility | 1 | X | DFO
Petroleum Liquids.DFO | petroleum | TRUE | 19150 | Trenton Municipal Utilities - (MO) | 698 | Trenton North | MO | Grundy | 3 | Petroleum Liquids | IC |  | S | 2.7 | 2.7 | 0.7 | N | 1974 |  |  | N | Electric Utility | 1 | X | DFO
Petroleum Liquids.DFO | petroleum | TRUE | 19150 | Trenton Municipal Utilities - (MO) | 698 | Trenton North | MO | Grundy | 4 | Petroleum Liquids | IC |  | S | 2.7 | 2.7 | 0.7 | N | 1974 |  |  | N | Electric Utility | 1 | X | DFO
Petroleum Liquids.DFO | petroleum | TRUE | 19150 | Trenton Municipal Utilities - (MO) | 698 | Trenton North | MO | Grundy | 5 | Petroleum Liquids | IC |  | S | 2.7 | 2.7 | 0.7 | N | 1975 |  |  | N | Electric Utility | 1 | X | DFO
Conventional Hydroelectric.WAT | hydro | TRUE | 7140 | Georgia Power Co | 702 | Bartletts Ferry | AL | Lee | 1 | Conventional Hydroelectric | HY |  | S | 16.4 | 16.5 | 16.4 | N | 1926 |  |  | N | Electric Utility | 1 | X | WAT
Conventional Hydroelectric.WAT | hydro | TRUE | 7140 | Georgia Power Co | 702 | Bartletts Ferry | AL | Lee | 2 | Conventional Hydroelectric | HY |  | S | 16.4 | 16.5 | 16.4 | N | 1926 |  |  | N | Electric Utility | 1 | X | WAT
Conventional Hydroelectric.WAT | hydro | TRUE | 7140 | Georgia Power Co | 702 | Bartletts Ferry | AL | Lee | 3 | Conventional Hydroelectric | HY |  | S | 16.4 | 16.5 | 16.4 | N | 1928 |  |  | N | Electric Utility | 1 | X | WAT
Conventional Hydroelectric.WAT | hydro | TRUE | 7140 | Georgia Power Co | 702 | Bartletts Ferry | AL | Lee | 4 | Conventional Hydroelectric | HY |  | S | 21.9 | 22 | 21.9 | N | 1951 |  |  | N | Electric Utility | 1 | X | WAT
Conventional Hydroelectric.WAT | hydro | TRUE | 7140 | Georgia Power Co | 702 | Bartletts Ferry | AL | Lee | 5 | Conventional Hydroelectric | HY |  | S | 59 | 59.5 | 59 | N | 1985 |  |  | N | Electric Utility | 1 | X | WAT
Conventional Hydroelectric.WAT | hydro | TRUE | 7140 | Georgia Power Co | 702 | Bartletts Ferry | AL | Lee | 6 | Conventional Hydroelectric | HY |  | S | 59 | 59.5 | 59 | N | 1985 |  |  | N | Electric Utility | 1 | X | WAT
Conventional Steam Coal.BIT | hard coal | TRUE | 7140 | Georgia Power Co | 703 | Bowen | GA | Bartow | 1 | Conventional Steam Coal | ST |  | S | 714 | 714 | 450 | N | 1971 |  |  | N | Electric Utility | 1 | X | BIT
Conventional Steam Coal.BIT | hard coal | TRUE | 7140 | Georgia Power Co | 703 | Bowen | GA | Bartow | 2 | Conventional Steam Coal | ST |  | S | 718 | 718 | 450 | N | 1972 |  |  | N | Electric Utility | 1 | X | BIT
Conventional Steam Coal.BIT | hard coal | TRUE | 7140 | Georgia Power Co | 703 | Bowen | GA | Bartow | 3 | Conventional Steam Coal | ST |  | S | 883 | 883 | 550 | N | 1974 |  |  | N | Electric Utility | 1 | X | BIT
Conventional Steam Coal.BIT | hard coal | TRUE | 7140 | Georgia Power Co | 703 | Bowen | GA | Bartow | 4 | Conventional Steam Coal | ST |  | S | 885 | 885 | 550 | N | 1975 |  |  | N | Electric Utility | 1 | X | BIT
Conventional Hydroelectric.WAT | hydro | TRUE | 7140 | Georgia Power Co | 704 | Burton Dam | GA | Rabun | 1 | Conventional Hydroelectric | HY |  | S | 4.8 | 4.4 | 4.4 | N | 1927 |  |  | N | Electric Utility | 1 | X | WAT
Conventional Hydroelectric.WAT | hydro | TRUE | 7140 | Georgia Power Co | 704 | Burton Dam | GA | Rabun | 2 | Conventional Hydroelectric | HY |  | S | 4.8 | 4.4 | 4.3 | N | 1927 |  |  | N | Electric Utility | 1 | X | WAT
Conventional Hydroelectric.WAT | hydro | TRUE | 7140 | Georgia Power Co | 706 | Flint River | GA | Dougherty | 1 | Conventional Hydroelectric | HY |  | S | 2.1 | 2 | 1.9 | N | 1921 |  |  | N | Electric Utility | 1 | X | WAT
Conventional Hydroelectric.WAT | hydro | TRUE | 7140 | Georgia Power Co | 706 | Flint River | GA | Dougherty | 2 | Conventional Hydroelectric | HY |  | S | 2.1 | 2 | 1.9 | N | 1921 |  |  | N | Electric Utility | 1 | X | WAT
Conventional Hydroelectric.WAT | hydro | TRUE | 7140 | Georgia Power Co | 706 | Flint River | GA | Dougherty | 3 | Conventional Hydroelectric | HY |  | S | 2.1 | 2 | 2 | N | 1925 |  |  | N | Electric Utility | 1 | X | WAT
Conventional Hydroelectric.WAT | hydro | TRUE | 7140 | Georgia Power Co | 707 | Goat Rock | AL | Lee | 3 | Conventional Hydroelectric | HY |  | S | 5 | 5.1 | 3.1 | N | 1915 |  |  | N | Electric Utility | 1 | X | WAT
Conventional Hydroelectric.WAT | hydro | TRUE | 7140 | Georgia Power Co | 707 | Goat Rock | AL | Lee | 4 | Conventional Hydroelectric | HY |  | S | 5 | 5.1 | 5 | N | 1920 |  |  | N | Electric Utility | 1 | X | WAT
Conventional Hydroelectric.WAT | hydro | TRUE | 7140 | Georgia Power Co | 707 | Goat Rock | AL | Lee | 5 | Conventional Hydroelectric | HY |  | S | 5 | 5.1 | 5 | N | 1955 |  |  | N | Electric Utility | 1 | X | WAT
Conventional Hydroelectric.WAT | hydro | TRUE | 7140 | Georgia Power Co | 707 | Goat Rock | AL | Lee | 6 | Conventional Hydroelectric | HY |  | S | 5 | 5.1 | 5 | N | 1956 |  |  | N | Electric Utility | 1 | X | WAT
Conventional Hydroelectric.WAT | hydro | TRUE | 7140 | Georgia Power Co | 707 | Goat Rock | AL | Lee | 7 | Conventional Hydroelectric | HY |  | S | 9.3 | 9.5 | 9.3 | N | 2005 |  |  | N | Electric Utility | 1 | X | WAT
Conventional Hydroelectric.WAT | hydro | TRUE | 7140 | Georgia Power Co | 707 | Goat Rock | AL | Lee | 8 | Conventional Hydroelectric | HY |  | S | 9.3 | 9.5 | 9.3 | N | 2005 |  |  | N | Electric Utility | 1 | X | WAT
Petroleum Liquids.DFO | petroleum | TRUE | 7140 | Georgia Power Co | 710 | Jack McDonough | GA | Cobb | 3A | Petroleum Liquids | GT |  | S | 32 | 40 | 32 | N | 1971 |  |  | N | Electric Utility | 1 | X | DFO | NG
Petroleum Liquids.DFO | petroleum | TRUE | 7140 | Georgia Power Co | 710 | Jack McDonough | GA | Cobb | 3B | Petroleum Liquids | GT |  | S | 32 | 40 | 32 | N | 1971 |  |  | N | Electric Utility | 1 | X | DFO | NG
Natural Gas Fired Combined Cycle.NG | natural gas combined cycle | TRUE | 7140 | Georgia Power Co | 710 | Jack McDonough | GA | Cobb | 4 | Natural Gas Fired Combined Cycle | CA | G104 | S | 360 | 360 | 209 | N | 2011 |  |  | N | Electric Utility | 1 | X | NG
Natural Gas Fired Combined Cycle.NG | natural gas combined cycle | TRUE | 7140 | Georgia Power Co | 710 | Jack McDonough | GA | Cobb | 5 | Natural Gas Fired Combined Cycle | CA | G105 | S | 360 | 360 | 209 | N | 2012 |  |  | N | Electric Utility | 1 | X | NG
Natural Gas Fired Combined Cycle.NG | natural gas combined cycle | TRUE | 7140 | Georgia Power Co | 710 | Jack McDonough | GA | Cobb | 5ACT | Natural Gas Fired Combined Cycle | CT | G105 | S | 232.5 | 271 | 150 | N | 2012 |  |  | N | Electric Utility | 1 | X | NG | DFO
Natural Gas Fired Combined Cycle.NG | natural gas combined cycle | TRUE | 7140 | Georgia Power Co | 710 | Jack McDonough | GA | Cobb | 5BCT | Natural Gas Fired Combined Cycle | CT | G105 | S | 232.5 | 271 | 150 | N | 2012 |  |  | N | Electric Utility | 1 | X | NG
Natural Gas Fired Combined Cycle.NG | natural gas combined cycle | TRUE | 7140 | Georgia Power Co | 710 | Jack McDonough | GA | Cobb | 6 | Natural Gas Fired Combined Cycle | CA | G106 | S | 345 | 345 | 209 | N | 2012 |  |  | N | Electric Utility | 1 | X | NG
Natural Gas Fired Combined Cycle.NG | natural gas combined cycle | TRUE | 7140 | Georgia Power Co | 710 | Jack McDonough | GA | Cobb | 6ACT | Natural Gas Fired Combined Cycle | CT | G106 | S | 233 | 274.5 | 150 | N | 2012 |  |  | N | Electric Utility | 1 | X | NG
Natural Gas Fired Combined Cycle.NG | natural gas combined cycle | TRUE | 7140 | Georgia Power Co | 710 | Jack McDonough | GA | Cobb | 6BCT | Natural Gas Fired Combined Cycle | CT | G106 | S | 233 | 274.5 | 150 | N | 2012 |  |  | N | Electric Utility | 1 | X | NG
Natural Gas Fired Combined Cycle.NG | natural gas combined cycle | TRUE | 7140 | Georgia Power Co | 710 | Jack McDonough | GA | Cobb | CT4A | Natural Gas Fired Combined Cycle | CT | G104 | S | 237.5 | 276.5 | 150 | N | 2011 |  |  | N | Electric Utility | 1 | X | NG | DFO
Natural Gas Fired Combined Cycle.NG | natural gas combined cycle | TRUE | 7140 | Georgia Power Co | 710 | Jack McDonough | GA | Cobb | CT4B | Natural Gas Fired Combined Cycle | CT | G104 | S | 237.5 | 276.5 | 150 | N | 2011 |  |  | N | Electric Utility | 1 | X | NG
Conventional Hydroelectric.WAT | hydro | TRUE | 7140 | Georgia Power Co | 712 | Lloyd Shoals | GA | Jasper | 1 | Conventional Hydroelectric | HY |  | S | 3.8 | 3.8 | 3.5 | N | 1911 |  |  | N | Electric Utility | 1 | X | WAT
Conventional Hydroelectric.WAT | hydro | TRUE | 7140 | Georgia Power Co | 712 | Lloyd Shoals | GA | Jasper | 2 | Conventional Hydroelectric | HY |  | S | 3.8 | 3.8 | 3.5 | N | 1911 |  |  | N | Electric Utility | 1 | X | WAT
Conventional Hydroelectric.WAT | hydro | TRUE | 7140 | Georgia Power Co | 712 | Lloyd Shoals | GA | Jasper | 3 | Conventional Hydroelectric | HY |  | S | 3.8 | 3.8 | 3.5 | N | 1911 |  |  | N | Electric Utility | 1 | X | WAT
Conventional Hydroelectric.WAT | hydro | TRUE | 7140 | Georgia Power Co | 712 | Lloyd Shoals | GA | Jasper | 4 | Conventional Hydroelectric | HY |  | S | 3.8 | 3.8 | 3.5 | N | 1911 |  |  | N | Electric Utility | 1 | X | WAT
Conventional Hydroelectric.WAT | hydro | TRUE | 7140 | Georgia Power Co | 712 | Lloyd Shoals | GA | Jasper | 5 | Conventional Hydroelectric | HY |  | S | 3.8 | 3.8 | 3.5 | N | 1916 |  |  | N | Electric Utility | 1 | X | WAT
Conventional Hydroelectric.WAT | hydro | TRUE | 7140 | Georgia Power Co | 712 | Lloyd Shoals | GA | Jasper | 6 | Conventional Hydroelectric | HY |  | S | 3.8 | 3.8 | 3.5 | N | 1917 |  |  | N | Electric Utility | 1 | X | WAT
Conventional Hydroelectric.WAT | hydro | TRUE | 14328 | Pacific Gas & Electric Co. | 714 | Toadtown | CA | Butte | 1 | Conventional Hydroelectric | HY |  | S | 1.5 | 1.5 | 0 | N | 1986 |  |  | N | Electric Utility | 1 | X | WAT
Petroleum Liquids.DFO | petroleum | TRUE | 7140 | Georgia Power Co | 715 | McManus | GA | Glynn | 3A | Petroleum Liquids | GT |  | S | 46 | 57 | 3 | N | 1972 |  |  | N | Electric Utility | 1 | X | DFO
Petroleum Liquids.DFO | petroleum | TRUE | 7140 | Georgia Power Co | 715 | McManus | GA | Glynn | 3B | Petroleum Liquids | GT |  | S | 46 | 57 | 3 | N | 1972 |  |  | N | Electric Utility | 1 | X | DFO
Petroleum Liquids.DFO | petroleum | TRUE | 7140 | Georgia Power Co | 715 | McManus | GA | Glynn | 3C | Petroleum Liquids | GT |  | S | 46 | 57 | 3 | N | 1972 |  |  | N | Electric Utility | 1 | X | DFO
Petroleum Liquids.DFO | petroleum | TRUE | 7140 | Georgia Power Co | 715 | McManus | GA | Glynn | 4A | Petroleum Liquids | GT |  | S | 46 | 57 | 3 | N | 1972 |  |  | N | Electric Utility | 1 | X | DFO
Petroleum Liquids.DFO | petroleum | TRUE | 7140 | Georgia Power Co | 715 | McManus | GA | Glynn | 4B | Petroleum Liquids | GT |  | S | 46 | 57 | 3 | N | 1972 |  |  | N | Electric Utility | 1 | X | DFO
Petroleum Liquids.DFO | petroleum | TRUE | 7140 | Georgia Power Co | 715 | McManus | GA | Glynn | 4C | Petroleum Liquids | GT |  | S | 46 | 57 | 3 | N | 1972 |  |  | N | Electric Utility | 1 | X | DFO
Petroleum Liquids.DFO | petroleum | TRUE | 7140 | Georgia Power Co | 715 | McManus | GA | Glynn | 4D | Petroleum Liquids | GT |  | S | 46 | 57 | 3 | N | 1972 |  |  | N | Electric Utility | 1 | X | DFO
Petroleum Liquids.DFO | petroleum | TRUE | 7140 | Georgia Power Co | 715 | McManus | GA | Glynn | 4E | Petroleum Liquids | GT |  | S | 46 | 57 | 3 | N | 1972 |  |  | N | Electric Utility | 1 | X | DFO
Petroleum Liquids.DFO | petroleum | TRUE | 7140 | Georgia Power Co | 715 | McManus | GA | Glynn | 4F | Petroleum Liquids | GT |  | S | 46 | 57 | 3 | N | 1972 |  |  | N | Electric Utility | 1 | X | DFO
Petroleum Liquids.DFO | petroleum | TRUE | 7140 | Georgia Power Co | 715 | McManus | GA | Glynn | IC1 | Petroleum Liquids | IC |  | S | 2 | 2 | 2 | N | 1964 |  |  | N | Electric Utility | 1 | X | DFO
Conventional Hydroelectric.WAT | hydro | TRUE | 7140 | Georgia Power Co | 717 | Morgan Falls | GA | Fulton | 1 | Conventional Hydroelectric | HY |  | S | 1.5 | 1.6 | 1.5 | N | 1903 |  |  | N | Electric Utility | 1 | X | WAT
Conventional Hydroelectric.WAT | hydro | TRUE | 7140 | Georgia Power Co | 717 | Morgan Falls | GA | Fulton | 2 | Conventional Hydroelectric | HY |  | S | 1.5 | 1.6 | 1.5 | N | 1903 |  |  | N | Electric Utility | 1 | X | WAT
Conventional Hydroelectric.WAT | hydro | TRUE | 7140 | Georgia Power Co | 717 | Morgan Falls | GA | Fulton | 3 | Conventional Hydroelectric | HY |  | S | 1.5 | 1.6 | 1.5 | N | 1903 |  |  | N | Electric Utility | 1 | X | WAT
Conventional Hydroelectric.WAT | hydro | TRUE | 7140 | Georgia Power Co | 717 | Morgan Falls | GA | Fulton | 4 | Conventional Hydroelectric | HY |  | S | 1.5 | 1.6 | 1.5 | N | 1903 |  |  | N | Electric Utility | 1 | X | WAT
Conventional Hydroelectric.WAT | hydro | TRUE | 7140 | Georgia Power Co | 717 | Morgan Falls | GA | Fulton | 5 | Conventional Hydroelectric | HY |  | S | 1.5 | 1.6 | 1.5 | N | 1903 |  |  | N | Electric Utility | 1 | X | WAT
Conventional Hydroelectric.WAT | hydro | TRUE | 7140 | Georgia Power Co | 717 | Morgan Falls | GA | Fulton | 6 | Conventional Hydroelectric | HY |  | S | 1.5 | 1.6 | 1.5 | N | 1903 |  |  | N | Electric Utility | 1 | X | WAT
Conventional Hydroelectric.WAT | hydro | TRUE | 7140 | Georgia Power Co | 717 | Morgan Falls | GA | Fulton | 7 | Conventional Hydroelectric | HY |  | S | 1.5 | 1.6 | 1.4 | N | 1903 |  |  | N | Electric Utility | 1 | X | WAT
Conventional Hydroelectric.WAT | hydro | TRUE | 7140 | Georgia Power Co | 718 | Nacoochee | GA | Rabun | 1 | Conventional Hydroelectric | HY |  | S | 3 | 3 | 3 | N | 1926 |  |  | N | Electric Utility | 1 | X | WAT
Conventional Hydroelectric.WAT | hydro | TRUE | 7140 | Georgia Power Co | 718 | Nacoochee | GA | Rabun | 2 | Conventional Hydroelectric | HY |  | S | 3 | 3 | 3 | N | 1926 |  |  | N | Electric Utility | 1 | X | WAT
Conventional Hydroelectric.WAT | hydro | TRUE | 7140 | Georgia Power Co | 719 | North Highlands | GA | Muscogee | 1 | Conventional Hydroelectric | HY |  | S | 10.7 | 10.8 | 10.5 | N | 1963 |  |  | N | Electric Utility | 1 | X | WAT
Conventional Hydroelectric.WAT | hydro | TRUE | 7140 | Georgia Power Co | 719 | North Highlands | GA | Muscogee | 2 | Conventional Hydroelectric | HY |  | S | 10.7 | 10.8 | 10.5 | N | 1963 |  |  | N | Electric Utility | 1 | X | WAT
Conventional Hydroelectric.WAT | hydro | TRUE | 7140 | Georgia Power Co | 719 | North Highlands | GA | Muscogee | 3 | Conventional Hydroelectric | HY |  | S | 10.7 | 10.8 | 10.5 | N | 1963 |  |  | N | Electric Utility | 1 | X | WAT
Conventional Hydroelectric.WAT | hydro | TRUE | 7140 | Georgia Power Co | 719 | North Highlands | GA | Muscogee | 4 | Conventional Hydroelectric | HY |  | S | 2.3 | 2.3 | 2.3 | N | 1963 |  |  | N | Electric Utility | 1 | X | WAT
Conventional Hydroelectric.WAT | hydro | TRUE | 7140 | Georgia Power Co | 720 | Oliver Dam | GA | Muscogee | 1 | Conventional Hydroelectric | HY |  | S | 17.7 | 17.5 | 17.5 | N | 1959 |  |  | N | Electric Utility | 1 | X | WAT
Conventional Hydroelectric.WAT | hydro | TRUE | 7140 | Georgia Power Co | 720 | Oliver Dam | GA | Muscogee | 2 | Conventional Hydroelectric | HY |  | S | 17.7 | 17.5 | 17.5 | N | 1959 |  |  | N | Electric Utility | 1 | X | WAT
Conventional Hydroelectric.WAT | hydro | TRUE | 7140 | Georgia Power Co | 720 | Oliver Dam | GA | Muscogee | 3 | Conventional Hydroelectric | HY |  | S | 17.7 | 17.5 | 17.5 | N | 1959 |  |  | N | Electric Utility | 1 | X | WAT
Conventional Hydroelectric.WAT | hydro | TRUE | 7140 | Georgia Power Co | 720 | Oliver Dam | GA | Muscogee | 4 | Conventional Hydroelectric | HY |  | S | 5.9 | 5.8 | 5.7 | N | 1959 |  |  | N | Electric Utility | 1 | X | WAT
Conventional Hydroelectric.WAT | hydro | TRUE | 7140 | Georgia Power Co | 722 | Sinclair Dam | GA | Baldwin | 1 | Conventional Hydroelectric | HY |  | S | 21.9 | 21.9 | 21.9 | N | 1953 |  |  | N | Electric Utility | 1 | X | WAT
Conventional Hydroelectric.WAT | hydro | TRUE | 7140 | Georgia Power Co | 722 | Sinclair Dam | GA | Baldwin | 2 | Conventional Hydroelectric | HY |  | S | 21.9 | 21.9 | 21.9 | N | 1953 |  |  | N | Electric Utility | 1 | X | WAT
Conventional Hydroelectric.WAT | hydro | TRUE | 7140 | Georgia Power Co | 723 | Tallulah Falls | GA | Habersham | 1 | Conventional Hydroelectric | HY |  | S | 12.1 | 12.1 | 12.1 | N | 1913 |  |  | N | Electric Utility | 1 | X | WAT
Conventional Hydroelectric.WAT | hydro | TRUE | 7140 | Georgia Power Co | 723 | Tallulah Falls | GA | Habersham | 2 | Conventional Hydroelectric | HY |  | S | 12.1 | 12.1 | 12.1 | N | 1913 |  |  | N | Electric Utility | 1 | X | WAT
Conventional Hydroelectric.WAT | hydro | TRUE | 7140 | Georgia Power Co | 723 | Tallulah Falls | GA | Habersham | 3 | Conventional Hydroelectric | HY |  | S | 12.1 | 12.1 | 12.1 | N | 1914 |  |  | N | Electric Utility | 1 | X | WAT
Conventional Hydroelectric.WAT | hydro | TRUE | 7140 | Georgia Power Co | 723 | Tallulah Falls | GA | Habersham | 4 | Conventional Hydroelectric | HY |  | S | 12.2 | 12.2 | 12.2 | N | 1913 |  |  | N | Electric Utility | 1 | X | WAT
Conventional Hydroelectric.WAT | hydro | TRUE | 7140 | Georgia Power Co | 723 | Tallulah Falls | GA | Habersham | 5 | Conventional Hydroelectric | HY |  | S | 12.2 | 12.2 | 12.2 | N | 1913 |  |  | N | Electric Utility | 1 | X | WAT
Conventional Hydroelectric.WAT | hydro | TRUE | 7140 | Georgia Power Co | 723 | Tallulah Falls | GA | Habersham | 6 | Conventional Hydroelectric | HY |  | S | 12.2 | 12.2 | 12.2 | N | 1920 |  |  | N | Electric Utility | 1 | X | WAT
Conventional Hydroelectric.WAT | hydro | TRUE | 7140 | Georgia Power Co | 724 | Terrora | GA | Rabun | 1 | Conventional Hydroelectric | HY |  | S | 8.3 | 8.3 | 8.3 | N | 1925 |  |  | N | Electric Utility | 1 | X | WAT
Conventional Hydroelectric.WAT | hydro | TRUE | 7140 | Georgia Power Co | 724 | Terrora | GA | Rabun | 2 | Conventional Hydroelectric | HY |  | S | 9.3 | 9.3 | 9.3 | N | 1925 |  |  | N | Electric Utility | 1 | X | WAT
Conventional Hydroelectric.WAT | hydro | TRUE | 7140 | Georgia Power Co | 725 | Tugalo | GA | Habersham | 1 | Conventional Hydroelectric | HY |  | S | 13 | 13.1 | 13 | N | 1923 |  |  | N | Electric Utility | 1 | X | WAT
Conventional Hydroelectric.WAT | hydro | TRUE | 7140 | Georgia Power Co | 725 | Tugalo | GA | Habersham | 2 | Conventional Hydroelectric | HY |  | S | 13 | 13.1 | 13 | N | 1923 |  |  | N | Electric Utility | 1 | X | WAT
Conventional Hydroelectric.WAT | hydro | TRUE | 7140 | Georgia Power Co | 725 | Tugalo | GA | Habersham | 3 | Conventional Hydroelectric | HY |  | S | 13 | 13.1 | 13 | N | 1924 |  |  | N | Electric Utility | 1 | X | WAT
Conventional Hydroelectric.WAT | hydro | TRUE | 7140 | Georgia Power Co | 725 | Tugalo | GA | Habersham | 4 | Conventional Hydroelectric | HY |  | S | 13 | 13.1 | 13 | N | 1924 |  |  | N | Electric Utility | 1 | X | WAT
Natural Gas Steam Turbine.NG | natural gas steam turbine | TRUE | 7140 | Georgia Power Co | 728 | Yates | GA | Coweta | 6 | Natural Gas Steam Turbine | ST |  | S | 355.5 | 355.5 | 60 | N | 1974 |  |  | N | Electric Utility | 1 | X | NG
Natural Gas Steam Turbine.NG | natural gas steam turbine | TRUE | 7140 | Georgia Power Co | 728 | Yates | GA | Coweta | 7 | Natural Gas Steam Turbine | ST |  | S | 358.5 | 358.5 | 60 | N | 1974 |  |  | N | Electric Utility | 1 | X | NG
Conventional Hydroelectric.WAT | hydro | TRUE | 7140 | Georgia Power Co | 729 | Yonah | GA | Stephens | 1 | Conventional Hydroelectric | HY |  | S | 9.5 | 9.6 | 9.5 | N | 1925 |  |  | N | Electric Utility | 1 | X | WAT
Conventional Hydroelectric.WAT | hydro | TRUE | 7140 | Georgia Power Co | 729 | Yonah | GA | Stephens | 2 | Conventional Hydroelectric | HY |  | S | 9.5 | 9.6 | 9.5 | N | 1925 |  |  | N | Electric Utility | 1 | X | WAT
Conventional Hydroelectric.WAT | hydro | TRUE | 7140 | Georgia Power Co | 729 | Yonah | GA | Stephens | 3 | Conventional Hydroelectric | HY |  | S | 9.5 | 9.6 | 9.5 | N | 1925 |  |  | N | Electric Utility | 1 | X | WAT
Conventional Hydroelectric.WAT | hydro | TRUE | 17539 | Dominion Energy South Carolina, Inc | 736 | Stevens Creek | GA | Columbia | 1 | Conventional Hydroelectric | HY |  | S | 1.5 | 1.9 | 0.1 | N | 1914 |  |  | N | Electric Utility | 1 | X | WAT
Conventional Hydroelectric.WAT | hydro | TRUE | 17539 | Dominion Energy South Carolina, Inc | 736 | Stevens Creek | GA | Columbia | 2 | Conventional Hydroelectric | HY |  | S | 1.5 | 1.9 | 0.1 | N | 1914 |  |  | N | Electric Utility | 1 | X | WAT
Conventional Hydroelectric.WAT | hydro | TRUE | 17539 | Dominion Energy South Carolina, Inc | 736 | Stevens Creek | GA | Columbia | 3 | Conventional Hydroelectric | HY |  | S | 1.5 | 1.9 | 0.1 | N | 1914 |  |  | N | Electric Utility | 1 | X | WAT
Conventional Hydroelectric.WAT | hydro | TRUE | 17539 | Dominion Energy South Carolina, Inc | 736 | Stevens Creek | GA | Columbia | 4 | Conventional Hydroelectric | HY |  | S | 1.5 | 1.9 | 0.1 | N | 1914 |  |  | N | Electric Utility | 1 | X | WAT
Conventional Hydroelectric.WAT | hydro | TRUE | 17539 | Dominion Energy South Carolina, Inc | 736 | Stevens Creek | GA | Columbia | 5 | Conventional Hydroelectric | HY |  | S | 1.5 | 1.9 | 0.1 | N | 1914 |  |  | N | Electric Utility | 1 | X | WAT
Conventional Hydroelectric.WAT | hydro | TRUE | 17539 | Dominion Energy South Carolina, Inc | 736 | Stevens Creek | GA | Columbia | 6 | Conventional Hydroelectric | HY |  | S | 1.5 | 1.9 | 0.1 | N | 1925 |  |  | N | Electric Utility | 1 | X | WAT
Conventional Hydroelectric.WAT | hydro | TRUE | 17539 | Dominion Energy South Carolina, Inc | 736 | Stevens Creek | GA | Columbia | 7 | Conventional Hydroelectric | HY |  | S | 1.5 | 1.9 | 0.1 | N | 1926 |  |  | N | Electric Utility | 1 | X | WAT
Conventional Hydroelectric.WAT | hydro | TRUE | 17539 | Dominion Energy South Carolina, Inc | 736 | Stevens Creek | GA | Columbia | 8 | Conventional Hydroelectric | HY |  | S | 1.5 | 1.9 | 0.1 | N | 1926 |  |  | N | Electric Utility | 1 | X | WAT
Conventional Hydroelectric.WAT | hydro | TRUE | 12397 | Metropolitan Water District of S CA | 745 | Etiwanda | CA | San Bernardino | 1 | Conventional Hydroelectric | HY |  | S | 23.9 | 23.9 | 2.5 | N | 1994 |  |  | N | Electric Utility | 1 | X | WAT
Conventional Hydroelectric.WAT | hydro | TRUE | 16612 | City & County of San Francisco | 751 | Moccasin Low Head Hydro Project | CA | Tuolumne | 1 | Conventional Hydroelectric | HY |  | S | 2.9 | 2.9 | 0 | N | 1987 |  |  | N | Electric Utility | 1 | X | WAT
Conventional Hydroelectric.WAT | hydro | TRUE | 4538 | Crisp County Power Comm | 752 | Lake Blackshear Project | GA | Worth | 1 | Conventional Hydroelectric | HY |  | S | 2.4 | 2.4 | 0.9 | N | 1930 |  |  | N | Electric Utility | 1 | X | WAT
Conventional Hydroelectric.WAT | hydro | TRUE | 4538 | Crisp County Power Comm | 752 | Lake Blackshear Project | GA | Worth | 2 | Conventional Hydroelectric | HY |  | S | 4 | 4 | 1.4 | N | 1930 |  |  | N | Electric Utility | 1 | X | WAT
Conventional Hydroelectric.WAT | hydro | TRUE | 4538 | Crisp County Power Comm | 752 | Lake Blackshear Project | GA | Worth | 3 | Conventional Hydroelectric | HY |  | S | 4.8 | 4.8 | 1.1 | N | 1930 |  |  | N | Electric Utility | 1 | X | WAT
Conventional Hydroelectric.WAT | hydro | TRUE | 4538 | Crisp County Power Comm | 752 | Lake Blackshear Project | GA | Worth | 4 | Conventional Hydroelectric | HY |  | S | 4 | 4 | 0.8 | N | 1930 |  |  | N | Electric Utility | 1 | X | WAT
Natural Gas Steam Turbine.NG | natural gas steam turbine | TRUE | 4538 | Crisp County Power Comm | 753 | Crisp Plant | GA | Worth | 1 | Natural Gas Steam Turbine | ST |  | S | 10 | 10 | 3 | N | 1957 |  |  | N | Electric Utility | 1 | X | NG | BIT
Natural Gas Fired Combustion Turbine.NG | natural gas peaker | TRUE | 4538 | Crisp County Power Comm | 753 | Crisp Plant | GA | Worth | GT1 | Natural Gas Fired Combustion Turbine | GT |  | S | 4 | 4 | 1 | N | 1957 |  |  | N | Electric Utility | 1 | X | NG
Natural Gas Fired Combustion Turbine.NG | natural gas peaker | TRUE | 4538 | Crisp County Power Comm | 753 | Crisp Plant | GA | Worth | GT2 | Natural Gas Fired Combustion Turbine | GT |  | S | 5 | 5 | 1 | N | 2023 |  |  | N | Electric Utility | 1 | X | NG
Conventional Hydroelectric.WAT | hydro | TRUE | 19375 | USCE-Savannah District | 754 | Hartwell Lake | GA | Hart | 1 | Conventional Hydroelectric | HY |  | S | 85 | 85 | 30 | N | 1962 |  |  | N | Electric Utility | 1 | X | WAT
Conventional Hydroelectric.WAT | hydro | TRUE | 19375 | USCE-Savannah District | 754 | Hartwell Lake | GA | Hart | 2 | Conventional Hydroelectric | HY |  | S | 85 | 85 | 30 | N | 1962 |  |  | N | Electric Utility | 1 | X | WAT
Conventional Hydroelectric.WAT | hydro | TRUE | 19375 | USCE-Savannah District | 754 | Hartwell Lake | GA | Hart | 3 | Conventional Hydroelectric | HY |  | S | 85 | 85 | 30 | N | 1962 |  |  | N | Electric Utility | 1 | X | WAT
Conventional Hydroelectric.WAT | hydro | TRUE | 19375 | USCE-Savannah District | 754 | Hartwell Lake | GA | Hart | 4 | Conventional Hydroelectric | HY |  | S | 70 | 70 | 55 | N | 1962 |  |  | N | Electric Utility | 1 | X | WAT
Conventional Hydroelectric.WAT | hydro | TRUE | 19375 | USCE-Savannah District | 754 | Hartwell Lake | GA | Hart | 5 | Conventional Hydroelectric | HY |  | S | 80 | 80 | 25 | N | 1983 |  |  | N | Electric Utility | 1 | X | WAT
Conventional Hydroelectric.WAT | hydro | TRUE | 18642 | Tennessee Valley Authority | 757 | Blue Ridge | GA | Fannin | 1 | Conventional Hydroelectric | HY |  | S | 16 | 13.4 | 7.2 | N | 1931 |  |  | N | Electric Utility | 1 | X | WAT
Conventional Hydroelectric.WAT | hydro | TRUE | 18642 | Tennessee Valley Authority | 757 | Blue Ridge | GA | Fannin | 2 | Conventional Hydroelectric | HY |  | S | 1.3 | 1.3 | 1 | N | 1994 |  |  | N | Electric Utility | 1 | X | WAT
Conventional Hydroelectric.WAT | hydro | TRUE | 18642 | Tennessee Valley Authority | 758 | Nottely | GA | Union | 1 | Conventional Hydroelectric | HY |  | S | 19.2 | 18.4 | 13.6 | N | 1956 |  |  | N | Electric Utility | 1 | X | WAT
Conventional Hydroelectric.WAT | hydro | TRUE | 18642 | Tennessee Valley Authority | 758 | Nottely | GA | Union | 2 | Conventional Hydroelectric | HY |  | S | 0.9 | 0.9 | 0.6 | N | 1993 |  |  | N | Electric Utility | 1 | X | WAT
Conventional Hydroelectric.WAT | hydro | TRUE | 27813 | USCE-Mobile District | 759 | Buford | GA | Forsyth | 1A | Conventional Hydroelectric | HY |  | S | 60 | 60 | 35 | N | 2003 |  |  | N | Electric Utility | 1 | X | WAT
Conventional Hydroelectric.WAT | hydro | TRUE | 27813 | USCE-Mobile District | 759 | Buford | GA | Forsyth | 2A | Conventional Hydroelectric | HY |  | S | 60 | 60 | 35 | N | 2004 |  |  | N | Electric Utility | 1 | X | WAT
Conventional Hydroelectric.WAT | hydro | TRUE | 27813 | USCE-Mobile District | 759 | Buford | GA | Forsyth | 3A | Conventional Hydroelectric | HY |  | S | 6.8 | 6.6 | 5 | N | 2005 |  |  | N | Electric Utility | 1 | X | WAT
Conventional Hydroelectric.WAT | hydro | TRUE | 27813 | USCE-Mobile District | 760 | Allatoona | GA | Bartow | 1 | Conventional Hydroelectric | HY |  | S | 35 | 35 | 20 | N | 1950 |  |  | N | Electric Utility | 1 | X | WAT
Conventional Hydroelectric.WAT | hydro | TRUE | 27813 | USCE-Mobile District | 760 | Allatoona | GA | Bartow | 2 | Conventional Hydroelectric | HY |  | S | 35 | 35 | 20 | N | 1950 |  |  | N | Electric Utility | 1 | X | WAT
Conventional Hydroelectric.WAT | hydro | TRUE | 27813 | USCE-Mobile District | 760 | Allatoona | GA | Bartow | A | Conventional Hydroelectric | HY |  | S | 2 | 2 | 2 | N | 1950 |  |  | N | Electric Utility | 1 | X | WAT
Conventional Hydroelectric.WAT | hydro | TRUE | 27813 | USCE-Mobile District | 761 | Walter F George | GA | Clay | 1 | Conventional Hydroelectric | HY |  | S | 42 | 42 | 40 | N | 1963 |  |  | N | Electric Utility | 1 | X | WAT
Conventional Hydroelectric.WAT | hydro | TRUE | 27813 | USCE-Mobile District | 761 | Walter F George | GA | Clay | 2 | Conventional Hydroelectric | HY |  | S | 42 | 42 | 40 | N | 1963 |  |  | N | Electric Utility | 1 | X | WAT
Conventional Hydroelectric.WAT | hydro | TRUE | 27813 | USCE-Mobile District | 761 | Walter F George | GA | Clay | 3 | Conventional Hydroelectric | HY |  | S | 42 | 42 | 40 | N | 1963 |  |  | N | Electric Utility | 1 | X | WAT
Conventional Hydroelectric.WAT | hydro | TRUE | 27813 | USCE-Mobile District | 761 | Walter F George | GA | Clay | 4 | Conventional Hydroelectric | HY |  | S | 42 | 42 | 40 | N | 1963 |  |  | N | Electric Utility | 1 | X | WAT
Petroleum Liquids.RFO | petroleum | TRUE | 19547 | Hawaiian Electric Co Inc | 765 | Kahe | HI | Honolulu | K1 | Petroleum Liquids | ST |  | S | 77.9 | 77.9 | 20 | N | 1963 |  |  | N | Electric Utility | 1 | X | RFO
Petroleum Liquids.RFO | petroleum | TRUE | 19547 | Hawaiian Electric Co Inc | 765 | Kahe | HI | Honolulu | K2 | Petroleum Liquids | ST |  | S | 78.1 | 78.1 | 30 | N | 1964 |  |  | N | Electric Utility | 1 | X | RFO
Petroleum Liquids.RFO | petroleum | TRUE | 19547 | Hawaiian Electric Co Inc | 765 | Kahe | HI | Honolulu | K3 | Petroleum Liquids | ST |  | S | 82.1 | 82.1 | 20 | N | 1970 |  |  | N | Electric Utility | 1 | X | RFO
Petroleum Liquids.RFO | petroleum | TRUE | 19547 | Hawaiian Electric Co Inc | 765 | Kahe | HI | Honolulu | K4 | Petroleum Liquids | ST |  | S | 87.2 | 87.2 | 20 | N | 1972 |  |  | N | Electric Utility | 1 | X | RFO
Petroleum Liquids.RFO | petroleum | TRUE | 19547 | Hawaiian Electric Co Inc | 765 | Kahe | HI | Honolulu | K5 | Petroleum Liquids | ST |  | S | 128.1 | 128.1 | 55 | N | 1974 |  |  | N | Electric Utility | 1 | X | RFO
Petroleum Liquids.RFO | petroleum | TRUE | 19547 | Hawaiian Electric Co Inc | 765 | Kahe | HI | Honolulu | K6 | Petroleum Liquids | ST |  | S | 128.7 | 128.7 | 45 | N | 1981 |  |  | N | Electric Utility | 1 | X | RFO
Petroleum Liquids.DFO | petroleum | TRUE | 19547 | Hawaiian Electric Co Inc | 766 | Waiau | HI | Honolulu | W10 | Petroleum Liquids | GT |  | S | 51.2 | 51.2 | 6 | N | 1973 |  |  | N | Electric Utility | 1 | X | DFO
Petroleum Liquids.RFO | petroleum | TRUE | 19547 | Hawaiian Electric Co Inc | 766 | Waiau | HI | Honolulu | W3 | Petroleum Liquids | ST |  | S | 47.2 | 47.2 | 20 | N | 1947 |  |  | N | Electric Utility | 1 | X | RFO
Petroleum Liquids.RFO | petroleum | TRUE | 19547 | Hawaiian Electric Co Inc | 766 | Waiau | HI | Honolulu | W4 | Petroleum Liquids | ST |  | S | 47.7 | 47.7 | 20 | N | 1950 |  |  | N | Electric Utility | 1 | X | RFO
Petroleum Liquids.RFO | petroleum | TRUE | 19547 | Hawaiian Electric Co Inc | 766 | Waiau | HI | Honolulu | W5 | Petroleum Liquids | ST |  | S | 51.9 | 51.9 | 23 | N | 1959 |  |  | N | Electric Utility | 1 | X | RFO
Petroleum Liquids.RFO | petroleum | TRUE | 19547 | Hawaiian Electric Co Inc | 766 | Waiau | HI | Honolulu | W6 | Petroleum Liquids | ST |  | S | 51.8 | 51.8 | 20 | N | 1961 |  |  | N | Electric Utility | 1 | X | RFO
Petroleum Liquids.RFO | petroleum | TRUE | 19547 | Hawaiian Electric Co Inc | 766 | Waiau | HI | Honolulu | W7 | Petroleum Liquids | ST |  | S | 77.8 | 77.8 | 20 | N | 1966 |  |  | N | Electric Utility | 1 | X | RFO
Petroleum Liquids.RFO | petroleum | TRUE | 19547 | Hawaiian Electric Co Inc | 766 | Waiau | HI | Honolulu | W8 | Petroleum Liquids | ST |  | S | 77.8 | 77.8 | 20 | N | 1968 |  |  | N | Electric Utility | 1 | X | RFO
Petroleum Liquids.DFO | petroleum | TRUE | 19547 | Hawaiian Electric Co Inc | 766 | Waiau | HI | Honolulu | W9 | Petroleum Liquids | GT |  | S | 51.2 | 51.2 | 6 | N | 1973 |  |  | N | Electric Utility | 1 | X | DFO
Petroleum Liquids.DFO | petroleum | TRUE | 8287 | Hawaii Electric Light Co Inc | 768 | Waimea | HI | Hawaii | 12 | Petroleum Liquids | IC |  | S | 2.5 | 2.5 | 0.5 | N | 1970 |  |  | N | Electric Utility | 1 | X | DFO
Petroleum Liquids.DFO | petroleum | TRUE | 8287 | Hawaii Electric Light Co Inc | 768 | Waimea | HI | Hawaii | 13 | Petroleum Liquids | IC |  | S | 2.5 | 2.5 | 0.5 | N | 1972 |  |  | N | Electric Utility | 1 | X | DFO
Petroleum Liquids.DFO | petroleum | TRUE | 8287 | Hawaii Electric Light Co Inc | 768 | Waimea | HI | Hawaii | 14 | Petroleum Liquids | IC |  | S | 2.5 | 2.5 | 0.5 | N | 1972 |  |  | N | Electric Utility | 1 | X | DFO
Petroleum Liquids.DFO | petroleum | TRUE | 8287 | Hawaii Electric Light Co Inc | 769 | Kanoelehua | HI | Hawaii | 11 | Petroleum Liquids | IC |  | S | 2 | 2 | 2 | N | 1962 |  |  | N | Electric Utility | 1 | X | DFO
Petroleum Liquids.DFO | petroleum | TRUE | 8287 | Hawaii Electric Light Co Inc | 769 | Kanoelehua | HI | Hawaii | 15 | Petroleum Liquids | IC |  | S | 2.5 | 2.5 | 0.5 | N | 1972 |  |  | N | Electric Utility | 1 | X | DFO
Petroleum Liquids.DFO | petroleum | TRUE | 8287 | Hawaii Electric Light Co Inc | 769 | Kanoelehua | HI | Hawaii | 16 | Petroleum Liquids | IC |  | S | 2.5 | 2.5 | 0.5 | N | 1972 |  |  | N | Electric Utility | 1 | X | DFO
Petroleum Liquids.DFO | petroleum | TRUE | 8287 | Hawaii Electric Light Co Inc | 769 | Kanoelehua | HI | Hawaii | 17 | Petroleum Liquids | IC |  | S | 2.5 | 2.5 | 0.5 | N | 1973 |  |  | N | Electric Utility | 1 | X | DFO
Petroleum Liquids.DFO | petroleum | TRUE | 8287 | Hawaii Electric Light Co Inc | 769 | Kanoelehua | HI | Hawaii | CT1 | Petroleum Liquids | GT |  | S | 10.5 | 10.5 | 2.5 | N | 1962 |  |  | N | Electric Utility | 1 | X | DFO
Conventional Hydroelectric.WAT | hydro | TRUE | 8287 | Hawaii Electric Light Co Inc | 771 | Puueo | HI | Hawaii | 1 | Conventional Hydroelectric | HY |  | S | 0.7 | 0.7 | 0.1 | N | 1918 |  |  | N | Electric Utility | 1 | X | WAT
Conventional Hydroelectric.WAT | hydro | TRUE | 8287 | Hawaii Electric Light Co Inc | 771 | Puueo | HI | Hawaii | 2A | Conventional Hydroelectric | HY |  | S | 2.4 | 2.4 | 0.3 | N | 2005 |  |  | N | Electric Utility | 1 | X | WAT
Petroleum Liquids.RFO | petroleum | TRUE | 8287 | Hawaii Electric Light Co Inc | 772 | W H Hill | HI | Hawaii | 5 | Petroleum Liquids | ST |  | S | 14.1 | 14.1 | 5 | N | 1965 |  |  | N | Electric Utility | 1 | X | RFO | DFO
Petroleum Liquids.RFO | petroleum | TRUE | 8287 | Hawaii Electric Light Co Inc | 772 | W H Hill | HI | Hawaii | 6 | Petroleum Liquids | ST |  | S | 21.4 | 21.4 | 8 | N | 1974 |  |  | N | Electric Utility | 1 | X | RFO | DFO
Conventional Hydroelectric.WAT | hydro | TRUE | 8287 | Hawaii Electric Light Co Inc | 774 | Waiau Hydro | HI | Hawaii | 1 | Conventional Hydroelectric | HY |  | S | 0.7 | 0.7 | 0.1 | N | 1921 |  |  | N | Electric Utility | 1 | X | WAT
Conventional Hydroelectric.WAT | hydro | TRUE | 8287 | Hawaii Electric Light Co Inc | 774 | Waiau Hydro | HI | Hawaii | 2 | Conventional Hydroelectric | HY |  | S | 0.3 | 0.3 | 0.1 | N | 1928 |  |  | N | Electric Utility | 1 | X | WAT
Conventional Hydroelectric.WAT | hydro | TRUE | 14191 | South Feather Water and Power Agency | 776 | Sly Creek | CA | Butte | 1 | Conventional Hydroelectric | HY |  | S | 12.1 | 12.1 | 0 | N | 1983 |  |  | N | Electric Utility | 1 | X | WAT
Conventional Hydroelectric.WAT | hydro | TRUE | 3271 | Central Nebraska Pub P&I Dist | 785 | Kingsley | NE | Keith | 1 | Conventional Hydroelectric | HY |  | S | 41 | 41 | 5 | N | 1984 |  |  | N | Electric Utility | 1 | X | WAT
Conventional Hydroelectric.WAT | hydro | TRUE | 7601 | Green Mountain Power Corp | 788 | East Barnet | VT | Caledonia | 1 | Conventional Hydroelectric | HY |  | S | 1.9 | 1.9 | 0.2 | N | 1984 |  |  | N | Electric Utility | 1 | X | WAT
Petroleum Liquids.DFO | petroleum | TRUE | 40215 | Cordova Electric Coop, Inc | 789 | Orca | AK | Valdez Cordova | 3 | Petroleum Liquids | IC |  | S | 2.5 | 2.5 | 1.5 | N | 1984 |  |  | N | Electric Utility | 1 | X | DFO
Petroleum Liquids.DFO | petroleum | TRUE | 40215 | Cordova Electric Coop, Inc | 789 | Orca | AK | Valdez Cordova | 4 | Petroleum Liquids | IC |  | S | 2.4 | 2.4 | 1.4 | N | 1984 | 6 | 2024 | N | Electric Utility | 1 | X | DFO
Petroleum Liquids.DFO | petroleum | TRUE | 40215 | Cordova Electric Coop, Inc | 789 | Orca | AK | Valdez Cordova | 5 | Petroleum Liquids | IC |  | S | 1.1 | 1.1 | 0.7 | N | 2000 |  |  | N | Electric Utility | 1 | X | DFO
Petroleum Liquids.DFO | petroleum | TRUE | 40215 | Cordova Electric Coop, Inc | 789 | Orca | AK | Valdez Cordova | 6A | Petroleum Liquids | IC |  | S | 1.5 | 1.5 | 0.5 | N | 2023 |  |  | N | Electric Utility | 1 | X | DFO
Petroleum Liquids.DFO | petroleum | TRUE | 40215 | Cordova Electric Coop, Inc | 789 | Orca | AK | Valdez Cordova | 7 | Petroleum Liquids | IC |  | S | 3.6 | 3.6 | 2.2 | N | 2009 |  |  | N | Electric Utility | 1 | X | DFO
Conventional Hydroelectric.WAT | hydro | TRUE | 9187 | City of Idaho Falls - (ID) | 790 | Gem State | ID | Bonneville | 1 | Conventional Hydroelectric | HY |  | S | 23.4 | 23.4 | 23.4 | N | 1988 |  |  | N | Electric Utility | 1 | X | WAT
Conventional Hydroelectric.WAT | hydro | TRUE | 7751 | Guadalupe Blanco River Authority | 791 | Canyon | TX | Comal | 1 | Conventional Hydroelectric | HY |  | S | 3 | 3 | 1 | N | 1989 |  |  | N | Electric Utility | 1 | X | WAT
Conventional Hydroelectric.WAT | hydro | TRUE | 7751 | Guadalupe Blanco River Authority | 791 | Canyon | TX | Comal | 2 | Conventional Hydroelectric | HY |  | S | 3 | 3 | 1 | N | 1989 |  |  | N | Electric Utility | 1 | X | WAT
Petroleum Liquids.DFO | petroleum | TRUE | 11843 | Maui Electric Co Ltd | 792 | Palaau Power Hybrid | HI | Maui | 15 | Petroleum Liquids | GT |  | S | 2 | 2 | 0.5 | N | 1982 |  |  | N | Electric Utility | 1 | X | DFO
Petroleum Liquids.DFO | petroleum | TRUE | 11843 | Maui Electric Co Ltd | 792 | Palaau Power Hybrid | HI | Maui | 7 | Petroleum Liquids | IC |  | S | 2 | 2 | 0.3 | N | 1996 |  |  | N | Electric Utility | 1 | X | DFO
Petroleum Liquids.DFO | petroleum | TRUE | 11843 | Maui Electric Co Ltd | 792 | Palaau Power Hybrid | HI | Maui | 8 | Petroleum Liquids | IC |  | S | 2 | 2 | 0.3 | N | 1996 |  |  | N | Electric Utility | 1 | X | DFO
Petroleum Liquids.DFO | petroleum | TRUE | 11843 | Maui Electric Co Ltd | 792 | Palaau Power Hybrid | HI | Maui | 9 | Petroleum Liquids | IC |  | S | 2 | 2 | 0.3 | N | 1996 |  |  | N | Electric Utility | 1 | X | DFO
Batteries.MWH | battery storage | TRUE | 11843 | Maui Electric Co Ltd | 792 | Palaau Power Hybrid | HI | Maui | BAT1 | Batteries | BA |  | S | 2 | 2 | 0 | N | 2017 |  |  | N | Electric Utility | 1 | X | MWH
Petroleum Liquids.DFO | petroleum | TRUE | 11843 | Maui Electric Co Ltd | 792 | Palaau Power Hybrid | HI | Maui | CAT1 | Petroleum Liquids | IC |  | S | 1.2 | 1.2 | 0.3 | N | 1985 |  |  | N | Electric Utility | 1 | X | DFO
Petroleum Liquids.DFO | petroleum | TRUE | 11843 | Maui Electric Co Ltd | 792 | Palaau Power Hybrid | HI | Maui | CAT2 | Petroleum Liquids | IC |  | S | 1.2 | 1.2 | 0.3 | N | 1985 |  |  | N | Electric Utility | 1 | X | DFO
Petroleum Liquids.DFO | petroleum | TRUE | 11843 | Maui Electric Co Ltd | 792 | Palaau Power Hybrid | HI | Maui | CUM3 | Petroleum Liquids | IC |  | S | 0.9 | 0.9 | 0.3 | N | 1985 |  |  | N | Electric Utility | 1 | X | DFO
Petroleum Liquids.DFO | petroleum | TRUE | 11843 | Maui Electric Co Ltd | 792 | Palaau Power Hybrid | HI | Maui | CUM4 | Petroleum Liquids | IC |  | S | 0.9 | 0.9 | 0.3 | N | 1985 |  |  | N | Electric Utility | 1 | X | DFO
Petroleum Liquids.DFO | petroleum | TRUE | 11843 | Maui Electric Co Ltd | 792 | Palaau Power Hybrid | HI | Maui | CUM5 | Petroleum Liquids | IC |  | S | 0.9 | 0.9 | 0.3 | N | 1985 |  |  | N | Electric Utility | 1 | X | DFO
Petroleum Liquids.DFO | petroleum | TRUE | 11843 | Maui Electric Co Ltd | 792 | Palaau Power Hybrid | HI | Maui | CUM6 | Petroleum Liquids | IC |  | S | 0.9 | 0.9 | 0.3 | N | 1991 |  |  | N | Electric Utility | 1 | X | DFO
Conventional Hydroelectric.WAT | hydro | TRUE | 6958 | City of Garland - (TX) | 794 | Lewisville | TX | Denton | 1 | Conventional Hydroelectric | HY |  | S | 2 | 2 | 0.5 | N | 1992 |  |  | N | Electric Utility | 1 | X | WAT
Conventional Hydroelectric.WAT | hydro | TRUE | 39006 | Brookfield White Pine Hydro LLC | 805 | Charles E Monty | ME | Androscoggin | M-1 | Conventional Hydroelectric | HY |  | S | 14 | 14 | 0.2 | N | 1990 |  |  | N | IPP Non-CHP | 2 | X | WAT
Conventional Hydroelectric.WAT | hydro | TRUE | 39006 | Brookfield White Pine Hydro LLC | 805 | Charles E Monty | ME | Androscoggin | M2 | Conventional Hydroelectric | HY |  | S | 14 | 14 | 0.2 | N | 1990 |  |  | N | IPP Non-CHP | 2 | X | WAT
Conventional Hydroelectric.WAT | hydro | TRUE | 15296 | New York Power Authority | 808 | Jarvis (Hinckley) | NY | Oneida | 1 | Conventional Hydroelectric | HY |  | S | 4.5 | 4.5 | 1 | N | 1991 |  |  | N | Electric Utility | 1 | X | WAT
Conventional Hydroelectric.WAT | hydro | TRUE | 15296 | New York Power Authority | 808 | Jarvis (Hinckley) | NY | Oneida | 2 | Conventional Hydroelectric | HY |  | S | 4.5 | 4.5 | 1 | N | 1991 |  |  | N | Electric Utility | 1 | X | WAT
Conventional Hydroelectric.WAT | hydro | TRUE | 9191 | Idaho Power Co | 809 | American Falls | ID | Power | 1 | Conventional Hydroelectric | HY |  | S | 33.5 | 22.1 | 0 | N | 1978 |  |  | N | Electric Utility | 1 | X | WAT
Conventional Hydroelectric.WAT | hydro | TRUE | 9191 | Idaho Power Co | 809 | American Falls | ID | Power | 2 | Conventional Hydroelectric | HY |  | S | 33.5 | 21.8 | 0 | N | 1978 |  |  | N | Electric Utility | 1 | X | WAT
Conventional Hydroelectric.WAT | hydro | TRUE | 9191 | Idaho Power Co | 809 | American Falls | ID | Power | 3 | Conventional Hydroelectric | HY |  | S | 33.5 | 22.1 | 0 | N | 1978 |  |  | N | Electric Utility | 1 | X | WAT
Conventional Hydroelectric.WAT | hydro | TRUE | 9191 | Idaho Power Co | 810 | Bliss | ID | Gooding | 1 | Conventional Hydroelectric | HY |  | S | 25.6 | 22 | 0 | N | 1949 |  |  | N | Electric Utility | 1 | X | WAT
Conventional Hydroelectric.WAT | hydro | TRUE | 9191 | Idaho Power Co | 810 | Bliss | ID | Gooding | 2 | Conventional Hydroelectric | HY |  | S | 26.1 | 22.8 | 0 | N | 1950 |  |  | N | Electric Utility | 1 | X | WAT
Conventional Hydroelectric.WAT | hydro | TRUE | 9191 | Idaho Power Co | 810 | Bliss | ID | Gooding | 3 | Conventional Hydroelectric | HY |  | S | 25.9 | 12.6 | 0 | N | 1950 |  |  | N | Electric Utility | 1 | X | WAT
Conventional Hydroelectric.WAT | hydro | TRUE | 9191 | Idaho Power Co | 811 | Brownlee | ID | Washington | 1 | Conventional Hydroelectric | HY |  | S | 119.9 | 120.4 | 0 | N | 1959 |  |  | N | Electric Utility | 1 | X | WAT
Conventional Hydroelectric.WAT | hydro | TRUE | 9191 | Idaho Power Co | 811 | Brownlee | ID | Washington | 2 | Conventional Hydroelectric | HY |  | S | 120.3 | 121.3 | 0 | N | 1958 |  |  | N | Electric Utility | 1 | X | WAT
Conventional Hydroelectric.WAT | hydro | TRUE | 9191 | Idaho Power Co | 811 | Brownlee | ID | Washington | 3 | Conventional Hydroelectric | HY |  | S | 120.2 | 121.5 | 0 | N | 1958 |  |  | N | Electric Utility | 1 | X | WAT
Conventional Hydroelectric.WAT | hydro | TRUE | 9191 | Idaho Power Co | 811 | Brownlee | ID | Washington | 4 | Conventional Hydroelectric | HY |  | S | 120.8 | 122.4 | 0 | N | 1958 |  |  | N | Electric Utility | 1 | X | WAT
Conventional Hydroelectric.WAT | hydro | TRUE | 9191 | Idaho Power Co | 811 | Brownlee | ID | Washington | 5 | Conventional Hydroelectric | HY |  | S | 199.6 | 225 | 0 | N | 1980 |  |  | N | Electric Utility | 1 | X | WAT
Conventional Hydroelectric.WAT | hydro | TRUE | 9191 | Idaho Power Co | 812 | C J Strike | ID | Owyhee | 1 | Conventional Hydroelectric | HY |  | S | 30.6 | 30.1 | 0 | N | 1952 |  |  | N | Electric Utility | 1 | X | WAT
Conventional Hydroelectric.WAT | hydro | TRUE | 9191 | Idaho Power Co | 812 | C J Strike | ID | Owyhee | 2 | Conventional Hydroelectric | HY |  | S | 30.3 | 29.9 | 0 | N | 1952 |  |  | N | Electric Utility | 1 | X | WAT
Conventional Hydroelectric.WAT | hydro | TRUE | 9191 | Idaho Power Co | 812 | C J Strike | ID | Owyhee | 3 | Conventional Hydroelectric | HY |  | S | 30.4 | 30.9 | 0 | N | 1952 |  |  | N | Electric Utility | 1 | X | WAT
Conventional Hydroelectric.WAT | hydro | TRUE | 9191 | Idaho Power Co | 813 | Cascade Dam | ID | Valley | 1 | Conventional Hydroelectric | HY |  | S | 6.7 | 0.7 | 0 | N | 1984 |  |  | N | Electric Utility | 1 | X | WAT
Conventional Hydroelectric.WAT | hydro | TRUE | 9191 | Idaho Power Co | 813 | Cascade Dam | ID | Valley | 2 | Conventional Hydroelectric | HY |  | S | 6.3 | 0.9 | 0 | N | 1983 |  |  | N | Electric Utility | 1 | X | WAT
Conventional Hydroelectric.WAT | hydro | TRUE | 9191 | Idaho Power Co | 814 | Clear Lake | ID | Gooding | 1 | Conventional Hydroelectric | HY |  | S | 2.2 | 2.2 | 0 | N | 1937 |  |  | N | Electric Utility | 1 | X | WAT
Conventional Hydroelectric.WAT | hydro | TRUE | 9191 | Idaho Power Co | 815 | Lower Malad | ID | Gooding | 1 | Conventional Hydroelectric | HY |  | S | 15.5 | 14 | 0 | N | 1948 |  |  | N | Electric Utility | 1 | X | WAT
Conventional Hydroelectric.WAT | hydro | TRUE | 9191 | Idaho Power Co | 816 | Lower Salmon | ID | Gooding | 1 | Conventional Hydroelectric | HY |  | S | 17.2 | 10 | 0 | N | 1949 |  |  | N | Electric Utility | 1 | X | WAT
Conventional Hydroelectric.WAT | hydro | TRUE | 9191 | Idaho Power Co | 816 | Lower Salmon | ID | Gooding | 2 | Conventional Hydroelectric | HY |  | S | 13.8 | 5.7 | 0 | N | 1949 |  |  | N | Electric Utility | 1 | X | WAT
Conventional Hydroelectric.WAT | hydro | TRUE | 9191 | Idaho Power Co | 816 | Lower Salmon | ID | Gooding | 3 | Conventional Hydroelectric | HY |  | S |  | 18.5 | 0 | N | 1949 |  |  | N | Electric Utility | 1 | X | WAT
Conventional Hydroelectric.WAT | hydro | TRUE | 9191 | Idaho Power Co | 816 | Lower Salmon | ID | Gooding | 4 | Conventional Hydroelectric | HY |  | S | 16.1 | 19.2 | 0 | N | 1949 |  |  | N | Electric Utility | 1 | X | WAT
Petroleum Liquids.DFO | petroleum | TRUE | 9191 | Idaho Power Co | 817 | Salmon Diesel | ID | Lemhi | 1 | Petroleum Liquids | IC |  | S | 2.7 | 2.7 | 0 | N | 1967 |  |  | N | Electric Utility | 1 | X | DFO
Petroleum Liquids.DFO | petroleum | TRUE | 9191 | Idaho Power Co | 817 | Salmon Diesel | ID | Lemhi | 2 | Petroleum Liquids | IC |  | S | 2.7 | 2.7 | 0 | N | 1967 |  |  | N | Electric Utility | 1 | X | DFO
Conventional Hydroelectric.WAT | hydro | TRUE | 9191 | Idaho Power Co | 818 | Shoshone Falls | ID | Jerome | 3 | Conventional Hydroelectric | HY |  | S | 12.6 | 8.7 | 0 | N | 1921 |  |  | N | Electric Utility | 1 | X | WAT
Conventional Hydroelectric.WAT | hydro | TRUE | 9191 | Idaho Power Co | 818 | Shoshone Falls | ID | Jerome | 4 | Conventional Hydroelectric | HY |  | S | 3 | 3 | 0 | N | 2020 |  |  | N | Electric Utility | 1 | X | WAT
Conventional Hydroelectric.WAT | hydro | TRUE | 9191 | Idaho Power Co | 819 | Swan Falls | ID | Ada | 1 | Conventional Hydroelectric | HY |  | S | 15 | 15.1 | 0 | N | 1994 |  |  | N | Electric Utility | 1 | X | WAT
Conventional Hydroelectric.WAT | hydro | TRUE | 9191 | Idaho Power Co | 819 | Swan Falls | ID | Ada | 2 | Conventional Hydroelectric | HY |  | S | 14.4 | 14.3 | 0 | N | 1994 |  |  | N | Electric Utility | 1 | X | WAT
Conventional Hydroelectric.WAT | hydro | TRUE | 9191 | Idaho Power Co | 820 | Thousand Springs | ID | Gooding | 3 | Conventional Hydroelectric | HY |  | S | 6.6 | 6.6 | 0 | N | 1920 |  |  | N | Electric Utility | 1 | X | WAT
Conventional Hydroelectric.WAT | hydro | TRUE | 9191 | Idaho Power Co | 821 | Twin Falls (ID) | ID | Twin Falls | 1 | Conventional Hydroelectric | HY |  | S | 9.9 | 5.6 | 0 | N | 1935 |  |  | N | Electric Utility | 1 | X | WAT
Conventional Hydroelectric.WAT | hydro | TRUE | 9191 | Idaho Power Co | 821 | Twin Falls (ID) | ID | Twin Falls | 2 | Conventional Hydroelectric | HY |  | S | 34.5 |  | 0 | N | 1995 |  |  | N | Electric Utility | 1 | X | WAT
Conventional Hydroelectric.WAT | hydro | TRUE | 9191 | Idaho Power Co | 822 | Upper Salmon A | ID | Twin Falls | 1 | Conventional Hydroelectric | HY |  | S | 9.3 | 9.5 | 0 | N | 1937 |  |  | N | Electric Utility | 1 | X | WAT
Conventional Hydroelectric.WAT | hydro | TRUE | 9191 | Idaho Power Co | 822 | Upper Salmon A | ID | Twin Falls | 2 | Conventional Hydroelectric | HY |  | S | 8.2 | 8.2 | 0 | N | 1937 |  |  | N | Electric Utility | 1 | X | WAT
Conventional Hydroelectric.WAT | hydro | TRUE | 9191 | Idaho Power Co | 823 | Upper Malad | ID | Gooding | 1 | Conventional Hydroelectric | HY |  | S | 8 | 7.6 | 0 | N | 1948 |  |  | N | Electric Utility | 1 | X | WAT
Conventional Hydroelectric.WAT | hydro | TRUE | 14354 | PacifiCorp | 825 | Ashton | ID | Fremont | 1 | Conventional Hydroelectric | HY |  | S | 2.7 | 2.7 | 0 | N | 1917 |  |  | N | Electric Utility | 1 | X | WAT
Conventional Hydroelectric.WAT | hydro | TRUE | 14354 | PacifiCorp | 825 | Ashton | ID | Fremont | 2 | Conventional Hydroelectric | HY |  | S | 2.2 | 2.2 | 0 | N | 1925 |  |  | N | Electric Utility | 1 | X | WAT
Conventional Hydroelectric.WAT | hydro | TRUE | 14354 | PacifiCorp | 825 | Ashton | ID | Fremont | 3 | Conventional Hydroelectric | HY |  | S | 2.2 | 2.2 | 0 | N | 1925 |  |  | N | Electric Utility | 1 | X | WAT
Conventional Hydroelectric.WAT | hydro | TRUE | 14354 | PacifiCorp | 827 | Grace | ID | Caribou | 3 | Conventional Hydroelectric | HY |  | S | 11 | 11 | 0 | N | 1923 |  |  | N | Electric Utility | 1 | X | WAT
Conventional Hydroelectric.WAT | hydro | TRUE | 14354 | PacifiCorp | 827 | Grace | ID | Caribou | 4 | Conventional Hydroelectric | HY |  | S | 11 | 11 | 0 | N | 1923 |  |  | N | Electric Utility | 1 | X | WAT
Conventional Hydroelectric.WAT | hydro | TRUE | 14354 | PacifiCorp | 827 | Grace | ID | Caribou | 5 | Conventional Hydroelectric | HY |  | S | 11 | 11 | 0 | N | 1923 |  |  | N | Electric Utility | 1 | X | WAT
Conventional Hydroelectric.WAT | hydro | TRUE | 14354 | PacifiCorp | 829 | Oneida | ID | Franklin | 1 | Conventional Hydroelectric | HY |  | S | 9.3 | 9.3 | 0 | N | 1915 |  |  | N | Electric Utility | 1 | X | WAT
Conventional Hydroelectric.WAT | hydro | TRUE | 14354 | PacifiCorp | 829 | Oneida | ID | Franklin | 2 | Conventional Hydroelectric | HY |  | S | 9.3 | 9.3 | 0 | N | 1916 |  |  | N | Electric Utility | 1 | X | WAT
Conventional Hydroelectric.WAT | hydro | TRUE | 14354 | PacifiCorp | 829 | Oneida | ID | Franklin | 3 | Conventional Hydroelectric | HY |  | S | 9.3 | 9.3 | 0 | N | 1920 |  |  | N | Electric Utility | 1 | X | WAT
Conventional Hydroelectric.WAT | hydro | TRUE | 14354 | PacifiCorp | 831 | Soda | ID | Caribou | 1 | Conventional Hydroelectric | HY |  | S | 7.6 | 7.6 | 0 | N | 1924 |  |  | N | Electric Utility | 1 | X | WAT
Conventional Hydroelectric.WAT | hydro | TRUE | 14354 | PacifiCorp | 831 | Soda | ID | Caribou | 2 | Conventional Hydroelectric | HY |  | S | 7.6 | 7.6 | 0 | N | 1924 |  |  | N | Electric Utility | 1 | X | WAT
Conventional Hydroelectric.WAT | hydro | TRUE | 20169 | Avista Corp | 833 | Cabinet Gorge | ID | Bonner | 1 | Conventional Hydroelectric | HY |  | S | 44.3 | 66.5 | 22 | N | 1953 |  |  | N | Electric Utility | 1 | X | WAT
Conventional Hydroelectric.WAT | hydro | TRUE | 20169 | Avista Corp | 833 | Cabinet Gorge | ID | Bonner | 2 | Conventional Hydroelectric | HY |  | S | 73.9 | 79.8 | 55 | N | 1953 |  |  | N | Electric Utility | 1 | X | WAT
Conventional Hydroelectric.WAT | hydro | TRUE | 20169 | Avista Corp | 833 | Cabinet Gorge | ID | Bonner | 3 | Conventional Hydroelectric | HY |  | S | 73.4 | 80.2 | 55 | N | 1952 |  |  | N | Electric Utility | 1 | X | WAT
Conventional Hydroelectric.WAT | hydro | TRUE | 20169 | Avista Corp | 833 | Cabinet Gorge | ID | Bonner | 4 | Conventional Hydroelectric | HY |  | S | 63 | 68.3 | 48 | N | 1952 |  |  | N | Electric Utility | 1 | X | WAT
Conventional Hydroelectric.WAT | hydro | TRUE | 20169 | Avista Corp | 835 | Post Falls | ID | Kootenai | 1 | Conventional Hydroelectric | HY |  | S | 2.8 | 2.9 | 0.3 | N | 1907 |  |  | N | Electric Utility | 1 | X | WAT
Conventional Hydroelectric.WAT | hydro | TRUE | 20169 | Avista Corp | 835 | Post Falls | ID | Kootenai | 2 | Conventional Hydroelectric | HY |  | S | 2.8 | 2.9 | 0.3 | N | 1906 |  |  | N | Electric Utility | 1 | X | WAT
Conventional Hydroelectric.WAT | hydro | TRUE | 20169 | Avista Corp | 835 | Post Falls | ID | Kootenai | 3 | Conventional Hydroelectric | HY |  | S | 2.8 | 2.9 | 0.3 | N | 1906 |  |  | N | Electric Utility | 1 | X | WAT
Conventional Hydroelectric.WAT | hydro | TRUE | 20169 | Avista Corp | 835 | Post Falls | ID | Kootenai | 4 | Conventional Hydroelectric | HY |  | S | 2.8 | 2.9 | 0.3 | N | 1906 |  |  | N | Electric Utility | 1 | X | WAT
Conventional Hydroelectric.WAT | hydro | TRUE | 20169 | Avista Corp | 835 | Post Falls | ID | Kootenai | 5 | Conventional Hydroelectric | HY |  | S | 2.8 | 2.9 | 0.3 | N | 1908 |  |  | N | Electric Utility | 1 | X | WAT
Conventional Hydroelectric.WAT | hydro | TRUE | 20169 | Avista Corp | 835 | Post Falls | ID | Kootenai | 6 | Conventional Hydroelectric | HY |  | S | 3.5 | 3.5 | 0.3 | N | 1980 |  |  | N | Electric Utility | 1 | X | WAT
Conventional Hydroelectric.WAT | hydro | TRUE | 13402 | Nevada Irrigation District | 839 | Scott Flat | CA | Nevada | 7P | Conventional Hydroelectric | HY |  | S | 0.9 | 0.9 | 0.1 | N | 1985 |  |  | N | IPP Non-CHP | 2 | X | WAT
Conventional Hydroelectric.WAT | hydro | TRUE | 19400 | USACE Northwestern Division | 840 | Dworshak | ID | Clearwater | 1 | Conventional Hydroelectric | HY |  | S | 103 | 90 | 90 | N | 1975 |  |  | N | Electric Utility | 1 | X | WAT
Conventional Hydroelectric.WAT | hydro | TRUE | 19400 | USACE Northwestern Division | 840 | Dworshak | ID | Clearwater | 2 | Conventional Hydroelectric | HY |  | S | 103 | 90 | 90 | N | 1975 |  |  | N | Electric Utility | 1 | X | WAT
Conventional Hydroelectric.WAT | hydro | TRUE | 19400 | USACE Northwestern Division | 840 | Dworshak | ID | Clearwater | 3 | Conventional Hydroelectric | HY |  | S | 259 | 220 | 220 | N | 1974 |  |  | N | Electric Utility | 1 | X | WAT
Conventional Hydroelectric.WAT | hydro | TRUE | 9187 | City of Idaho Falls - (ID) | 841 | City Power Plant | ID | Bonneville | 3 | Conventional Hydroelectric | HY |  | S | 8 | 8 | 8 | N | 1982 |  |  | N | Electric Utility | 1 | X | WAT
Conventional Hydroelectric.WAT | hydro | TRUE | 9187 | City of Idaho Falls - (ID) | 843 | Lower No 2 | ID | Bonneville | 1 | Conventional Hydroelectric | HY |  | S | 3 | 3 | 3 | N | 1940 |  |  | N | Electric Utility | 1 | X | WAT
Conventional Hydroelectric.WAT | hydro | TRUE | 9187 | City of Idaho Falls - (ID) | 844 | Upper Power Plant | ID | Bonneville | 4 | Conventional Hydroelectric | HY |  | S | 8 | 8 | 8 | N | 1982 |  |  | N | Electric Utility | 1 | X | WAT
Conventional Hydroelectric.WAT | hydro | TRUE | 13402 | Nevada Irrigation District | 846 | Combie South | CA | Nevada | 1 | Conventional Hydroelectric | HY |  | S | 0.5 | 0.5 | 0.5 | N | 1984 |  |  | N | IPP Non-CHP | 2 | X | WAT
Conventional Hydroelectric.WAT | hydro | TRUE | 13402 | Nevada Irrigation District | 846 | Combie South | CA | Nevada | 2 | Conventional Hydroelectric | HY |  | S | 0.5 | 0.5 | 0.5 | N | 1984 |  |  | N | IPP Non-CHP | 2 | X | WAT
Conventional Hydroelectric.WAT | hydro | TRUE | 13402 | Nevada Irrigation District | 846 | Combie South | CA | Nevada | 3 | Conventional Hydroelectric | HY |  | S | 0.5 | 0.5 | 0.5 | N | 1984 |  |  | N | IPP Non-CHP | 2 | X | WAT
Conventional Hydroelectric.WAT | hydro | TRUE | 2518 | U S Bureau of Reclamation | 850 | Palisades Dam | ID | Bonneville | 1 | Conventional Hydroelectric | HY |  | S | 44.1 | 44.1 | 0 | N | 1957 |  |  | N | Electric Utility | 1 | X | WAT
Conventional Hydroelectric.WAT | hydro | TRUE | 2518 | U S Bureau of Reclamation | 850 | Palisades Dam | ID | Bonneville | 2 | Conventional Hydroelectric | HY |  | S | 44.1 | 44.1 | 0 | N | 1957 |  |  | N | Electric Utility | 1 | X | WAT
Conventional Hydroelectric.WAT | hydro | TRUE | 2518 | U S Bureau of Reclamation | 850 | Palisades Dam | ID | Bonneville | 3 | Conventional Hydroelectric | HY |  | S | 44.1 | 44.1 | 0 | N | 1957 |  |  | N | Electric Utility | 1 | X | WAT
Conventional Hydroelectric.WAT | hydro | TRUE | 2518 | U S Bureau of Reclamation | 850 | Palisades Dam | ID | Bonneville | 4 | Conventional Hydroelectric | HY |  | S | 44.1 | 44.1 | 0 | N | 1958 |  |  | N | Electric Utility | 1 | X | WAT
Conventional Hydroelectric.WAT | hydro | TRUE | 19400 | USACE Northwestern Division | 851 | Albeni Falls | ID | Bonner | 1 | Conventional Hydroelectric | HY |  | S | 14 | 14 | 14 | N | 1955 |  |  | N | Electric Utility | 1 | X | WAT
Conventional Hydroelectric.WAT | hydro | TRUE | 19400 | USACE Northwestern Division | 851 | Albeni Falls | ID | Bonner | 2 | Conventional Hydroelectric | HY |  | S | 14 | 14 | 14 | N | 1955 |  |  | N | Electric Utility | 1 | X | WAT
Conventional Hydroelectric.WAT | hydro | TRUE | 19400 | USACE Northwestern Division | 851 | Albeni Falls | ID | Bonner | 3 | Conventional Hydroelectric | HY |  | S | 14 | 14 | 14 | N | 1955 |  |  | N | Electric Utility | 1 | X | WAT
Natural Gas Fired Combined Cycle.NG | natural gas combined cycle | TRUE | 59371 | Mainline Generation LLC | 862 | Grand Tower Energy Center LLC | IL | Jackson | 1 | Natural Gas Fired Combined Cycle | CT | CC01 | S | 161 | 182 | 110 | N | 2001 |  |  | N | IPP Non-CHP | 2 | X | NG
Natural Gas Fired Combined Cycle.NG | natural gas combined cycle | TRUE | 59371 | Mainline Generation LLC | 862 | Grand Tower Energy Center LLC | IL | Jackson | 2 | Natural Gas Fired Combined Cycle | CT | CC02 | S | 159 | 178 | 110 | N | 2001 |  |  | N | IPP Non-CHP | 2 | X | NG
Natural Gas Fired Combined Cycle.NG | natural gas combined cycle | TRUE | 59371 | Mainline Generation LLC | 862 | Grand Tower Energy Center LLC | IL | Jackson | 3 | Natural Gas Fired Combined Cycle | CA | CC01 | S | 86 | 86 | 42 | N | 1951 |  |  | N | IPP Non-CHP | 2 | X | NG
Natural Gas Fired Combined Cycle.NG | natural gas combined cycle | TRUE | 59371 | Mainline Generation LLC | 862 | Grand Tower Energy Center LLC | IL | Jackson | 4 | Natural Gas Fired Combined Cycle | CA | CC02 | S | 105 | 105 | 58 | N | 1958 |  |  | N | IPP Non-CHP | 2 | X | NG
Nuclear.NUC | nuclear | TRUE | 55951 | Constellation Nuclear | 869 | Dresden Generating Station | IL | Grundy | 2 | Nuclear | ST |  | S | 902 | 943.8 | 150 | N | 1970 |  |  | N | IPP Non-CHP | 2 | X | NUC
Nuclear.NUC | nuclear | TRUE | 55951 | Constellation Nuclear | 869 | Dresden Generating Station | IL | Grundy | 3 | Nuclear | ST |  | S | 895 | 935.3 | 150 | N | 1971 |  |  | N | IPP Non-CHP | 2 | X | NUC
Conventional Steam Coal.SUB | hard coal | TRUE | 59918 | Dynegy Kincaid Generation | 876 | Kincaid Generation LLC | IL | Christian | 1 | Conventional Steam Coal | ST |  | S | 556 | 556 | 220 | N | 1967 | 7 | 2027 | N | IPP Non-CHP | 2 | X | SUB
Conventional Steam Coal.SUB | hard coal | TRUE | 59918 | Dynegy Kincaid Generation | 876 | Kincaid Generation LLC | IL | Christian | 2 | Conventional Steam Coal | ST |  | S | 556 | 556 | 220 | N | 1968 | 7 | 2027 | N | IPP Non-CHP | 2 | X | SUB
Conventional Steam Coal.SUB | hard coal | TRUE | 12384 | Midwest Generations EME LLC | 879 | Powerton | IL | Tazewell | 5 | Conventional Steam Coal | ST |  | S | 769 | 769 | 325 | N | 1972 |  |  | N | IPP Non-CHP | 2 | X | SUB | NG | BIT
Conventional Steam Coal.SUB | hard coal | TRUE | 12384 | Midwest Generations EME LLC | 879 | Powerton | IL | Tazewell | 6 | Conventional Steam Coal | ST |  | S | 769 | 769 | 325 | N | 1975 |  |  | N | IPP Non-CHP | 2 | X | SUB | NG | BIT
Nuclear.NUC | nuclear | TRUE | 55951 | Constellation Nuclear | 880 | Quad Cities Generating Station | IL | Rock Island | 1 | Nuclear | ST |  | J | 908 | 941.9 | 150 | N | 1972 |  |  | N | IPP Non-CHP | 2 | X | NUC
Nuclear.NUC | nuclear | TRUE | 55951 | Constellation Nuclear | 880 | Quad Cities Generating Station | IL | Rock Island | 2 | Nuclear | ST |  | J | 911 | 932.1 | 150 | N | 1972 |  |  | N | IPP Non-CHP | 2 | X | NUC
Petroleum Liquids.DFO | petroleum | TRUE | 12384 | Midwest Generations EME LLC | 883 | Waukegan | IL | Lake | 311 | Petroleum Liquids | GT |  | S | 24.6 | 33.9 | 10 | N | 1968 |  |  | N | IPP Non-CHP | 2 | X | DFO
Petroleum Liquids.DFO | petroleum | TRUE | 12384 | Midwest Generations EME LLC | 883 | Waukegan | IL | Lake | 312 | Petroleum Liquids | GT |  | S | 28.5 | 37.4 | 10 | N | 1968 |  |  | N | IPP Non-CHP | 2 | X | DFO
Petroleum Liquids.DFO | petroleum | TRUE | 12384 | Midwest Generations EME LLC | 883 | Waukegan | IL | Lake | 321 | Petroleum Liquids | GT |  | S | 28 | 37.4 | 10 | N | 1968 |  |  | N | IPP Non-CHP | 2 | X | DFO
Petroleum Liquids.DFO | petroleum | TRUE | 12384 | Midwest Generations EME LLC | 883 | Waukegan | IL | Lake | 322 | Petroleum Liquids | GT |  | S | 26.7 | 35 | 10 | N | 1968 |  |  | N | IPP Non-CHP | 2 | X | DFO
Petroleum Liquids.DFO | petroleum | TRUE | 12384 | Midwest Generations EME LLC | 886 | Fisk Street | IL | Cook | 311 | Petroleum Liquids | GT |  | S | 25.4 | 34 | 10 | N | 1968 |  |  | N | IPP Non-CHP | 2 | X | DFO
Petroleum Liquids.DFO | petroleum | TRUE | 12384 | Midwest Generations EME LLC | 886 | Fisk Street | IL | Cook | 312 | Petroleum Liquids | GT |  | S | 23.7 | 31.6 | 10 | N | 1968 |  |  | N | IPP Non-CHP | 2 | X | DFO
Petroleum Liquids.DFO | petroleum | TRUE | 12384 | Midwest Generations EME LLC | 886 | Fisk Street | IL | Cook | 321 | Petroleum Liquids | GT |  | S | 25.4 | 34 | 10 | N | 1968 |  |  | N | IPP Non-CHP | 2 | X | DFO
Petroleum Liquids.DFO | petroleum | TRUE | 12384 | Midwest Generations EME LLC | 886 | Fisk Street | IL | Cook | 322 | Petroleum Liquids | GT |  | S | 25.4 | 34 | 10 | N | 1968 |  |  | N | IPP Non-CHP | 2 | X | DFO
Petroleum Liquids.DFO | petroleum | TRUE | 12384 | Midwest Generations EME LLC | 886 | Fisk Street | IL | Cook | 331 | Petroleum Liquids | GT |  | S | 23.7 | 31.6 | 10 | N | 1968 |  |  | N | IPP Non-CHP | 2 | X | DFO
Petroleum Liquids.DFO | petroleum | TRUE | 12384 | Midwest Generations EME LLC | 886 | Fisk Street | IL | Cook | 332 | Petroleum Liquids | GT |  | S | 25.4 | 34 | 10 | N | 1968 |  |  | N | IPP Non-CHP | 2 | X | DFO
Petroleum Liquids.DFO | petroleum | TRUE | 12384 | Midwest Generations EME LLC | 886 | Fisk Street | IL | Cook | 341 | Petroleum Liquids | GT |  | S | 25.4 | 34 | 10 | N | 1968 |  |  | N | IPP Non-CHP | 2 | X | DFO
Petroleum Liquids.DFO | petroleum | TRUE | 12384 | Midwest Generations EME LLC | 886 | Fisk Street | IL | Cook | 342 | Petroleum Liquids | GT |  | S | 22.8 | 30.5 | 10 | N | 1968 |  |  | N | IPP Non-CHP | 2 | X | DFO
Conventional Steam Coal.SUB | hard coal | TRUE | 5517 | Dynegy Midwest Generation Inc | 889 | Baldwin Energy Complex | IL | Randolph | 1 | Conventional Steam Coal | ST |  | S | 576 | 590 | 270 | N | 1970 | 12 | 2025 | N | IPP Non-CHP | 2 | X | SUB
Conventional Steam Coal.SUB | hard coal | TRUE | 5517 | Dynegy Midwest Generation Inc | 889 | Baldwin Energy Complex | IL | Randolph | 2 | Conventional Steam Coal | ST |  | S | 581 | 595 | 400 | N | 1973 | 12 | 2025 | N | IPP Non-CHP | 2 | X | SUB
Natural Gas Fired Combustion Turbine.NG | natural gas peaker | TRUE | 12341 | MidAmerican Energy Co | 899 | Moline | IL | Rock Island | GT1 | Natural Gas Fired Combustion Turbine | GT |  | S | 15 | 20 | 2.5 | N | 1970 |  |  | N | Electric Utility | 1 | X | NG
Natural Gas Fired Combustion Turbine.NG | natural gas peaker | TRUE | 12341 | MidAmerican Energy Co | 899 | Moline | IL | Rock Island | GT2 | Natural Gas Fired Combustion Turbine | GT |  | S | 15 | 20 | 2.5 | N | 1970 |  |  | N | Electric Utility | 1 | X | NG
Natural Gas Fired Combustion Turbine.NG | natural gas peaker | TRUE | 12341 | MidAmerican Energy Co | 899 | Moline | IL | Rock Island | GT3 | Natural Gas Fired Combustion Turbine | GT |  | S | 15 | 20 | 2.5 | N | 1970 |  |  | N | Electric Utility | 1 | X | NG
Natural Gas Fired Combustion Turbine.NG | natural gas peaker | TRUE | 12341 | MidAmerican Energy Co | 899 | Moline | IL | Rock Island | GT4 | Natural Gas Fired Combustion Turbine | GT |  | S | 15 | 20 | 2.5 | N | 1970 |  |  | N | Electric Utility | 1 | X | NG
Conventional Hydroelectric.WAT | hydro | TRUE | 12341 | MidAmerican Energy Co | 899 | Moline | IL | Rock Island | HY1 | Conventional Hydroelectric | HY |  | S | 0.8 | 0.8 | 0.1 | N | 1942 |  |  | N | Electric Utility | 1 | X | WAT
Conventional Hydroelectric.WAT | hydro | TRUE | 12341 | MidAmerican Energy Co | 899 | Moline | IL | Rock Island | HY2 | Conventional Hydroelectric | HY |  | S | 0.8 | 0.8 | 0.1 | N | 1942 |  |  | N | Electric Utility | 1 | X | WAT
Conventional Hydroelectric.WAT | hydro | TRUE | 12341 | MidAmerican Energy Co | 899 | Moline | IL | Rock Island | HY3 | Conventional Hydroelectric | HY |  | S | 0.8 | 0.8 | 0.1 | N | 1942 |  |  | N | Electric Utility | 1 | X | WAT
Conventional Hydroelectric.WAT | hydro | TRUE | 12341 | MidAmerican Energy Co | 899 | Moline | IL | Rock Island | HY4 | Conventional Hydroelectric | HY |  | S | 0.8 | 0.8 | 0.1 | N | 1942 |  |  | N | Electric Utility | 1 | X | WAT
Geothermal.GEO | geothermal | TRUE | 65355 | Mayacma Geothermal | 902 | Bottle Rock Power | CA | Lake | 1 | Geothermal | ST |  | S | 9 | 9 | 1.8 | N | 1985 |  |  | N | IPP Non-CHP | 2 | X | GEO
Conventional Hydroelectric.WAT | hydro | TRUE | 57280 | Eagle Creek Renewable Energy, LLC | 903 | Rockton | IL | Winnebago | 1 | Conventional Hydroelectric | HY |  | W | 0.6 | 0.6 | 0.2 | N | 1929 |  |  | N | IPP Non-CHP | 2 | X | WAT
Conventional Hydroelectric.WAT | hydro | TRUE | 57280 | Eagle Creek Renewable Energy, LLC | 903 | Rockton | IL | Winnebago | 2 | Conventional Hydroelectric | HY |  | W | 0.5 | 0.5 | 0.2 | N | 1929 |  |  | N | IPP Non-CHP | 2 | X | WAT
Conventional Hydroelectric.WAT | hydro | TRUE | 3255 | California Dept. of Water Resources | 905 | Alamo | CA | Los Angeles | 1 | Conventional Hydroelectric | HY |  | S | 17 | 17 | 4 | N | 1986 |  |  | N | Electric Utility | 1 | X | WAT
Natural Gas Fired Combustion Turbine.NG | natural gas peaker | TRUE | 19436 | Union Electric Co - (MO) | 913 | Venice | IL | Madison | GT2 | Natural Gas Fired Combustion Turbine | GT |  | S | 44 | 53 | 5 | N | 2002 |  |  | N | Electric Utility | 1 | X | NG | DFO
Natural Gas Fired Combustion Turbine.NG | natural gas peaker | TRUE | 19436 | Union Electric Co - (MO) | 913 | Venice | IL | Madison | GT3 | Natural Gas Fired Combustion Turbine | GT |  | S | 169 | 191 | 119 | N | 2005 |  |  | N | Electric Utility | 1 | X | NG
Natural Gas Fired Combustion Turbine.NG | natural gas peaker | TRUE | 19436 | Union Electric Co - (MO) | 913 | Venice | IL | Madison | GT4 | Natural Gas Fired Combustion Turbine | GT |  | S | 169 | 191 | 119 | N | 2005 |  |  | N | Electric Utility | 1 | X | NG
Natural Gas Fired Combustion Turbine.NG | natural gas peaker | TRUE | 19436 | Union Electric Co - (MO) | 913 | Venice | IL | Madison | GT5 | Natural Gas Fired Combustion Turbine | GT |  | S | 104 | 125 | 67 | N | 2005 |  |  | N | Electric Utility | 1 | X | NG
Conventional Hydroelectric.WAT | hydro | TRUE | 14624 | PUD No 2 of Grant County | 917 | Quincy Chute | WA | Grant | 1 | Conventional Hydroelectric | HY |  | J | 9.4 | 9.4 | 4 | N | 1985 |  |  | N | Electric Utility | 1 | X | WAT
Conventional Hydroelectric.WAT | hydro | TRUE | 5932 | City of Ephraim - (UT) | 925 | Hydro Plant No 3 | UT | Sanpete | 2 | Conventional Hydroelectric | HY |  | S | 0.6 | 0.2 | 0.1 | N | 1984 |  |  | N | Electric Utility | 1 | X | WAT
Conventional Hydroelectric.WAT | hydro | TRUE | 5932 | City of Ephraim - (UT) | 925 | Hydro Plant No 3 | UT | Sanpete | 3 | Conventional Hydroelectric | HY |  | S | 2 | 1.9 | 0.1 | N | 1984 |  |  | N | Electric Utility | 1 | X | WAT
Petroleum Liquids.DFO | petroleum | TRUE | 2188 | City of Breese - (IL) | 934 | Breese | IL | Clinton | 2 | Petroleum Liquids | IC |  | S | 3 | 3 | 1 | N | 1982 |  |  | N | Electric Utility | 1 | X | DFO | NG
Petroleum Liquids.DFO | petroleum | TRUE | 2188 | City of Breese - (IL) | 934 | Breese | IL | Clinton | 5 | Petroleum Liquids | IC |  | S | 2.5 | 2.5 | 1 | N | 1992 |  |  | N | Electric Utility | 1 | X | DFO
Petroleum Liquids.DFO | petroleum | TRUE | 2188 | City of Breese - (IL) | 934 | Breese | IL | Clinton | 6 | Petroleum Liquids | IC |  | S | 2.5 | 2.5 | 1 | N | 1997 |  |  | N | Electric Utility | 1 | X | DFO
Petroleum Liquids.DFO | petroleum | TRUE | 2188 | City of Breese - (IL) | 934 | Breese | IL | Clinton | 7 | Petroleum Liquids | IC |  | S | 2.5 | 2.5 | 1 | N | 2008 |  |  | N | Electric Utility | 1 | X | DFO
Petroleum Liquids.DFO | petroleum | TRUE | 2188 | City of Breese - (IL) | 934 | Breese | IL | Clinton | 8 | Petroleum Liquids | IC |  | S | 2.5 | 2.5 | 1 | N | 2014 |  |  | N | Electric Utility | 1 | X | DFO
Petroleum Liquids.DFO | petroleum | TRUE | 2188 | City of Breese - (IL) | 934 | Breese | IL | Clinton | IC1 | Petroleum Liquids | IC |  | S | 1 | 1 | 0.9 | N | 1953 |  |  | N | Electric Utility | 1 | X | DFO
Petroleum Liquids.DFO | petroleum | TRUE | 2188 | City of Breese - (IL) | 934 | Breese | IL | Clinton | IC3 | Petroleum Liquids | IC |  | S | 3 | 3 | 1 | N | 1968 |  |  | N | Electric Utility | 1 | X | DFO | NG
Petroleum Liquids.DFO | petroleum | TRUE | 2634 | City of Bushnell - (IL) | 935 | Bushnell | IL | McDonough | 1 | Petroleum Liquids | IC |  | S | 0.2 | 0.2 | 0.1 | N | 1940 |  |  | N | Electric Utility | 1 | X | DFO
Petroleum Liquids.DFO | petroleum | TRUE | 2634 | City of Bushnell - (IL) | 935 | Bushnell | IL | McDonough | 2 | Petroleum Liquids | IC |  | S | 0.2 | 0.2 | 0.1 | N | 1940 |  |  | N | Electric Utility | 1 | X | DFO
Petroleum Liquids.DFO | petroleum | TRUE | 2634 | City of Bushnell - (IL) | 935 | Bushnell | IL | McDonough | 3 | Petroleum Liquids | IC |  | S | 2.2 | 2.2 | 0.5 | N | 1965 |  |  | N | Electric Utility | 1 | X | DFO
Petroleum Liquids.DFO | petroleum | TRUE | 2634 | City of Bushnell - (IL) | 935 | Bushnell | IL | McDonough | 4 | Petroleum Liquids | IC |  | S | 2.2 | 2.2 | 0.5 | N | 1965 |  |  | N | Electric Utility | 1 | X | DFO
Petroleum Liquids.DFO | petroleum | TRUE | 2634 | City of Bushnell - (IL) | 935 | Bushnell | IL | McDonough | 5 | Petroleum Liquids | IC |  | S | 1 | 1 | 0.5 | N | 1956 |  |  | N | Electric Utility | 1 | X | DFO
Petroleum Liquids.DFO | petroleum | TRUE | 2634 | City of Bushnell - (IL) | 935 | Bushnell | IL | McDonough | 6 | Petroleum Liquids | IC |  | S | 2.5 | 2.5 | 1.5 | N | 2000 |  |  | N | Electric Utility | 1 | X | DFO
Petroleum Liquids.DFO | petroleum | TRUE | 2634 | City of Bushnell - (IL) | 935 | Bushnell | IL | McDonough | 7 | Petroleum Liquids | IC |  | S | 2.5 | 2.5 | 1.5 | N | 2000 |  |  | N | Electric Utility | 1 | X | DFO
Petroleum Liquids.DFO | petroleum | TRUE | 3037 | City of Carlyle - (IL) | 936 | Carlyle | IL | Clinton | 10 | Petroleum Liquids | IC |  | S | 2.5 | 2.5 | 1.2 | N | 2003 |  |  | N | Electric Utility | 1 | X | DFO
Petroleum Liquids.DFO | petroleum | TRUE | 3037 | City of Carlyle - (IL) | 936 | Carlyle | IL | Clinton | 11 | Petroleum Liquids | IC |  | S | 2.8 | 2.8 | 1.2 | N | 2019 |  |  | N | Electric Utility | 1 | X | DFO
Petroleum Liquids.DFO | petroleum | TRUE | 3037 | City of Carlyle - (IL) | 936 | Carlyle | IL | Clinton | 7 | Petroleum Liquids | IC |  | S | 2 | 2 | 1 | N | 1964 |  |  | N | Electric Utility | 1 | X | DFO | NG
Petroleum Liquids.DFO | petroleum | TRUE | 3037 | City of Carlyle - (IL) | 936 | Carlyle | IL | Clinton | 8 | Petroleum Liquids | IC |  | S | 2.5 | 2.5 | 1.2 | N | 1998 |  |  | N | Electric Utility | 1 | X | DFO
Petroleum Liquids.DFO | petroleum | TRUE | 3037 | City of Carlyle - (IL) | 936 | Carlyle | IL | Clinton | 9 | Petroleum Liquids | IC |  | S | 2.5 | 2.5 | 1.2 | N | 1999 |  |  | N | Electric Utility | 1 | X | DFO
Petroleum Liquids.DFO | petroleum | TRUE | 3040 | City of Carmi - (IL) | 937 | Carmi | IL | White | 10 | Petroleum Liquids | IC |  | S | 1.7 | 1.7 | 0.8 | N | 1958 |  |  | N | Electric Utility | 1 | X | DFO | NG
Petroleum Liquids.DFO | petroleum | TRUE | 3040 | City of Carmi - (IL) | 937 | Carmi | IL | White | 12 | Petroleum Liquids | IC |  | S | 1.9 | 1.9 | 0.9 | N | 1967 |  |  | N | Electric Utility | 1 | X | DFO | NG
Petroleum Liquids.DFO | petroleum | TRUE | 3040 | City of Carmi - (IL) | 937 | Carmi | IL | White | 13 | Petroleum Liquids | IC |  | S | 4.3 | 4.3 | 2 | N | 1973 |  |  | N | Electric Utility | 1 | X | DFO | NG
Petroleum Liquids.DFO | petroleum | TRUE | 3040 | City of Carmi - (IL) | 937 | Carmi | IL | White | 14 | Petroleum Liquids | IC |  | S | 1.1 | 1.1 | 0.4 | N | 2013 |  |  | N | Electric Utility | 1 | X | DFO
Petroleum Liquids.DFO | petroleum | TRUE | 3040 | City of Carmi - (IL) | 937 | Carmi | IL | White | 7 | Petroleum Liquids | IC |  | S | 1.1 | 1.1 | 0.5 | N | 1948 |  |  | N | Electric Utility | 1 | X | DFO
Petroleum Liquids.DFO | petroleum | TRUE | 3040 | City of Carmi - (IL) | 937 | Carmi | IL | White | 8 | Petroleum Liquids | IC |  | S | 1.2 | 1.2 | 0.5 | N | 1951 |  |  | N | Electric Utility | 1 | X | DFO | NG
Petroleum Liquids.DFO | petroleum | TRUE | 3040 | City of Carmi - (IL) | 937 | Carmi | IL | White | 9 | Petroleum Liquids | IC |  | S | 1.7 | 1.7 | 0.5 | N | 1958 |  |  | N | Electric Utility | 1 | X | DFO | NG
Natural Gas Internal Combustion Engine.NG | natural gas peaker | TRUE | 6192 | City of Farmer City - (IL) | 941 | Farmer City | IL | DeWitt | 1 | Natural Gas Internal Combustion Engine | IC |  | S | 1.3 | 1.3 | 0.5 | N | 1967 |  |  | N | Electric Utility | 1 | X | NG | DFO
Petroleum Liquids.DFO | petroleum | TRUE | 6192 | City of Farmer City - (IL) | 941 | Farmer City | IL | DeWitt | 2 | Petroleum Liquids | IC |  | S | 0.9 | 0.9 | 0.5 | N | 1963 |  |  | N | Electric Utility | 1 | X | DFO
Petroleum Liquids.DFO | petroleum | TRUE | 6192 | City of Farmer City - (IL) | 941 | Farmer City | IL | DeWitt | 4 | Petroleum Liquids | IC |  | S | 0.7 | 0.7 | 0.5 | N | 1951 |  |  | N | Electric Utility | 1 | X | DFO
Natural Gas Internal Combustion Engine.NG | natural gas peaker | TRUE | 6192 | City of Farmer City - (IL) | 941 | Farmer City | IL | DeWitt | 5 | Natural Gas Internal Combustion Engine | IC |  | S | 2.8 | 2.8 | 0.5 | N | 1974 |  |  | N | Electric Utility | 1 | X | NG | DFO
Petroleum Liquids.DFO | petroleum | TRUE | 6192 | City of Farmer City - (IL) | 941 | Farmer City | IL | DeWitt | 6 | Petroleum Liquids | IC |  | S | 2 | 2 | 0.5 | N | 2012 |  |  | N | Electric Utility | 1 | X | DFO
Petroleum Liquids.DFO | petroleum | TRUE | 6192 | City of Farmer City - (IL) | 941 | Farmer City | IL | DeWitt | 7 | Petroleum Liquids | IC |  | S | 2 | 2 | 0.5 | N | 2012 |  |  | N | Electric Utility | 1 | X | DFO
Petroleum Liquids.DFO | petroleum | TRUE | 6764 | Village of Freeburg - (IL) | 943 | Freeburg | IL | St Clair | 1 | Petroleum Liquids | IC |  | S | 0.4 | 0.4 | 0.2 | N | 1948 |  |  | N | Electric Utility | 1 | X | DFO
Petroleum Liquids.DFO | petroleum | TRUE | 6764 | Village of Freeburg - (IL) | 943 | Freeburg | IL | St Clair | 10 | Petroleum Liquids | IC |  | S | 1.8 | 1.8 | 0.5 | N | 2007 |  |  | N | Electric Utility | 1 | X | DFO
Petroleum Liquids.DFO | petroleum | TRUE | 6764 | Village of Freeburg - (IL) | 943 | Freeburg | IL | St Clair | 11 | Petroleum Liquids | IC |  | S | 1.8 | 1.8 | 0.5 | N | 2007 |  |  | N | Electric Utility | 1 | X | DFO
Petroleum Liquids.DFO | petroleum | TRUE | 6764 | Village of Freeburg - (IL) | 943 | Freeburg | IL | St Clair | 12 | Petroleum Liquids | IC |  | S | 1.8 | 1.8 | 0.5 | N | 2007 |  |  | N | Electric Utility | 1 | X | DFO
Petroleum Liquids.DFO | petroleum | TRUE | 6764 | Village of Freeburg - (IL) | 943 | Freeburg | IL | St Clair | 2 | Petroleum Liquids | IC |  | S | 0.4 | 0.4 | 0.2 | N | 1948 |  |  | N | Electric Utility | 1 | X | DFO
Petroleum Liquids.DFO | petroleum | TRUE | 6764 | Village of Freeburg - (IL) | 943 | Freeburg | IL | St Clair | 3 | Petroleum Liquids | IC |  | S | 0.6 | 0.6 | 0.3 | N | 1953 |  |  | N | Electric Utility | 1 | X | DFO
Petroleum Liquids.DFO | petroleum | TRUE | 6764 | Village of Freeburg - (IL) | 943 | Freeburg | IL | St Clair | 4 | Petroleum Liquids | IC |  | S | 1 | 1 | 0.5 | N | 1959 |  |  | N | Electric Utility | 1 | X | DFO
Petroleum Liquids.DFO | petroleum | TRUE | 6764 | Village of Freeburg - (IL) | 943 | Freeburg | IL | St Clair | 6 | Petroleum Liquids | IC |  | S | 1.8 | 1.8 | 0.5 | N | 1974 |  |  | N | Electric Utility | 1 | X | DFO
Petroleum Liquids.DFO | petroleum | TRUE | 6764 | Village of Freeburg - (IL) | 943 | Freeburg | IL | St Clair | 7 | Petroleum Liquids | IC |  | S | 2.6 | 2.6 | 1 | N | 1986 |  |  | N | Electric Utility | 1 | X | DFO
Petroleum Liquids.DFO | petroleum | TRUE | 6764 | Village of Freeburg - (IL) | 943 | Freeburg | IL | St Clair | 8 | Petroleum Liquids | IC |  | S | 1.8 | 1.8 | 0.5 | N | 1996 |  |  | N | Electric Utility | 1 | X | DFO
Petroleum Liquids.DFO | petroleum | TRUE | 6764 | Village of Freeburg - (IL) | 943 | Freeburg | IL | St Clair | 9 | Petroleum Liquids | IC |  | S | 1.8 | 1.8 | 0.5 | N | 1996 |  |  | N | Electric Utility | 1 | X | DFO
Natural Gas Internal Combustion Engine.NG | natural gas peaker | TRUE | 7095 | City of Geneseo - (IL) | 944 | Geneseo | IL | Henry | 1 | Natural Gas Internal Combustion Engine | IC |  | S | 4.4 | 4.4 | 1.8 | N | 1974 |  |  | N | Electric Utility | 1 | X | NG | DFO
Onshore Wind Turbine.WND | onshore wind | TRUE | 7095 | City of Geneseo - (IL) | 944 | Geneseo | IL | Henry | 10 | Onshore Wind Turbine | WT |  | S | 1.5 | 1.5 | 0 | N | 2009 |  |  | N | Electric Utility | 1 | X | WND
Onshore Wind Turbine.WND | onshore wind | TRUE | 7095 | City of Geneseo - (IL) | 944 | Geneseo | IL | Henry | 11 | Onshore Wind Turbine | WT |  | S | 1.5 | 1.5 | 0 | N | 2009 |  |  | N | Electric Utility | 1 | X | WND
Solar Photovoltaic.SUN | solar PV | TRUE | 7095 | City of Geneseo - (IL) | 944 | Geneseo | IL | Henry | 12 | Solar Photovoltaic | PV |  | S | 0.9 | 0.9 |  | N | 2015 |  |  | N | Electric Utility | 1 | X | SUN
Natural Gas Internal Combustion Engine.NG | natural gas peaker | TRUE | 7095 | City of Geneseo - (IL) | 944 | Geneseo | IL | Henry | 2 | Natural Gas Internal Combustion Engine | IC |  | S | 2.8 | 2.8 | 1.5 | N | 1967 |  |  | N | Electric Utility | 1 | X | NG | DFO
Natural Gas Internal Combustion Engine.NG | natural gas peaker | TRUE | 7095 | City of Geneseo - (IL) | 944 | Geneseo | IL | Henry | 3 | Natural Gas Internal Combustion Engine | IC |  | S | 2.8 | 2.8 | 1.5 | N | 1966 |  |  | N | Electric Utility | 1 | X | NG | DFO
Natural Gas Internal Combustion Engine.NG | natural gas peaker | TRUE | 7095 | City of Geneseo - (IL) | 944 | Geneseo | IL | Henry | 4 | Natural Gas Internal Combustion Engine | IC |  | S | 1.3 | 1.3 | 1 | N | 1957 |  |  | N | Electric Utility | 1 | X | NG | DFO
Natural Gas Internal Combustion Engine.NG | natural gas peaker | TRUE | 7095 | City of Geneseo - (IL) | 944 | Geneseo | IL | Henry | 5A | Natural Gas Internal Combustion Engine | IC |  | S | 3.4 | 3.4 | 1.5 | N | 1990 |  |  | N | Electric Utility | 1 | X | NG | DFO
Natural Gas Internal Combustion Engine.NG | natural gas peaker | TRUE | 7095 | City of Geneseo - (IL) | 944 | Geneseo | IL | Henry | 6A | Natural Gas Internal Combustion Engine | IC |  | S | 2.4 | 2.4 | 1.5 | N | 2003 |  |  | N | Electric Utility | 1 | X | NG | DFO
Natural Gas Internal Combustion Engine.NG | natural gas peaker | TRUE | 7095 | City of Geneseo - (IL) | 944 | Geneseo | IL | Henry | 7 | Natural Gas Internal Combustion Engine | IC |  | S | 2.4 | 2.4 | 1 | N | 1961 |  |  | N | Electric Utility | 1 | X | NG | DFO
Petroleum Liquids.DFO | petroleum | TRUE | 7095 | City of Geneseo - (IL) | 944 | Geneseo | IL | Henry | 9 | Petroleum Liquids | IC |  | S | 3.8 | 3.8 | 1 | N | 1998 |  |  | N | Electric Utility | 1 | X | DFO
Petroleum Liquids.DFO | petroleum | TRUE | 8573 | City of Highland | 946 | Highland | IL | Madison | IC1 | Petroleum Liquids | IC |  | S | 1.6 | 1.6 | 0.8 | N | 1993 |  |  | N | Electric Utility | 1 | X | DFO
Petroleum Liquids.DFO | petroleum | TRUE | 8573 | City of Highland | 946 | Highland | IL | Madison | IC2 | Petroleum Liquids | IC |  | S | 1.6 | 1.6 | 0.8 | N | 1993 |  |  | N | Electric Utility | 1 | X | DFO
Petroleum Liquids.DFO | petroleum | TRUE | 8573 | City of Highland | 946 | Highland | IL | Madison | IC3 | Petroleum Liquids | IC |  | S | 1.6 | 1.6 | 0.8 | N | 1993 |  |  | N | Electric Utility | 1 | X | DFO
Petroleum Liquids.DFO | petroleum | TRUE | 8573 | City of Highland | 946 | Highland | IL | Madison | IC7 | Petroleum Liquids | IC |  | S | 4 | 4 | 2.2 | N | 1971 |  |  | N | Electric Utility | 1 | X | DFO | NG
Petroleum Liquids.DFO | petroleum | TRUE | 8573 | City of Highland | 946 | Highland | IL | Madison | IC8 | Petroleum Liquids | IC |  | S | 4 | 4 | 2.2 | N | 1971 |  |  | N | Electric Utility | 1 | X | DFO | NG
Petroleum Liquids.DFO | petroleum | TRUE | 12167 | City of McLeansboro - (IL) | 948 | McLeansboro | IL | Hamilton | 2 | Petroleum Liquids | IC |  | S | 0.4 | 0.4 | 0.1 | N | 1950 |  |  | N | Electric Utility | 1 | X | DFO
Petroleum Liquids.DFO | petroleum | TRUE | 12167 | City of McLeansboro - (IL) | 948 | McLeansboro | IL | Hamilton | 5 | Petroleum Liquids | IC |  | S | 1.8 | 1.8 | 0.5 | N | 1979 |  |  | N | Electric Utility | 1 | X | DFO
Petroleum Liquids.DFO | petroleum | TRUE | 12167 | City of McLeansboro - (IL) | 948 | McLeansboro | IL | Hamilton | 6 | Petroleum Liquids | IC |  | S | 2.2 | 2.2 | 0.5 | N | 1979 |  |  | N | Electric Utility | 1 | X | DFO
Petroleum Liquids.DFO | petroleum | TRUE | 12167 | City of McLeansboro - (IL) | 948 | McLeansboro | IL | Hamilton | 7 | Petroleum Liquids | IC |  | S | 1 | 1 | 0.5 | N | 1995 |  |  | N | Electric Utility | 1 | X | DFO
Petroleum Liquids.DFO | petroleum | TRUE | 12167 | City of McLeansboro - (IL) | 948 | McLeansboro | IL | Hamilton | 8 | Petroleum Liquids | IC |  | S | 1 | 1 | 0.5 | N | 1994 |  |  | N | Electric Utility | 1 | X | DFO
Petroleum Liquids.DFO | petroleum | TRUE | 12167 | City of McLeansboro - (IL) | 948 | McLeansboro | IL | Hamilton | 9 | Petroleum Liquids | IC |  | S | 2 | 2 | 0.5 | N | 2002 |  |  | N | Electric Utility | 1 | X | DFO
Petroleum Liquids.DFO | petroleum | TRUE | 11736 | City of Marshall - (IL) | 949 | Marshall (IL) | IL | Clark | 10 | Petroleum Liquids | IC |  | S | 1.8 | 1.8 | 0.5 | N | 2002 |  |  | N | Electric Utility | 1 | X | DFO
Petroleum Liquids.DFO | petroleum | TRUE | 11736 | City of Marshall - (IL) | 949 | Marshall (IL) | IL | Clark | 11 | Petroleum Liquids | IC |  | S | 1.8 | 1.8 | 0.5 | N | 2002 |  |  | N | Electric Utility | 1 | X | DFO
Petroleum Liquids.DFO | petroleum | TRUE | 11736 | City of Marshall - (IL) | 949 | Marshall (IL) | IL | Clark | 12 | Petroleum Liquids | IC |  | S | 1.8 | 1.8 | 0.5 | N | 2007 |  |  | N | Electric Utility | 1 | X | DFO
Petroleum Liquids.DFO | petroleum | TRUE | 11736 | City of Marshall - (IL) | 949 | Marshall (IL) | IL | Clark | 13 | Petroleum Liquids | IC |  | S | 1.8 | 1.8 | 0.5 | N | 2007 |  |  | N | Electric Utility | 1 | X | DFO
Petroleum Liquids.DFO | petroleum | TRUE | 11736 | City of Marshall - (IL) | 949 | Marshall (IL) | IL | Clark | 5 | Petroleum Liquids | IC |  | S | 2.5 | 2.5 | 1 | N | 2002 |  |  | N | Electric Utility | 1 | X | DFO
Petroleum Liquids.DFO | petroleum | TRUE | 11736 | City of Marshall - (IL) | 949 | Marshall (IL) | IL | Clark | 6 | Petroleum Liquids | IC |  | S | 1.8 | 1.8 | 0.5 | N | 2002 |  |  | N | Electric Utility | 1 | X | DFO
Petroleum Liquids.DFO | petroleum | TRUE | 11736 | City of Marshall - (IL) | 949 | Marshall (IL) | IL | Clark | 7 | Petroleum Liquids | IC |  | S | 1.8 | 1.8 | 0.5 | N | 2002 |  |  | N | Electric Utility | 1 | X | DFO
Petroleum Liquids.DFO | petroleum | TRUE | 11736 | City of Marshall - (IL) | 949 | Marshall (IL) | IL | Clark | 8 | Petroleum Liquids | IC |  | S | 1.8 | 1.8 | 0.5 | N | 2002 |  |  | N | Electric Utility | 1 | X | DFO
Petroleum Liquids.DFO | petroleum | TRUE | 11736 | City of Marshall - (IL) | 949 | Marshall (IL) | IL | Clark | 9 | Petroleum Liquids | IC |  | S | 1.8 | 1.8 | 0.5 | N | 2002 |  |  | N | Electric Utility | 1 | X | DFO
Petroleum Liquids.DFO | petroleum | TRUE | 14840 | City of Peru - (IL) | 955 | Peru (IL) | IL | LaSalle | 11 | Petroleum Liquids | IC |  | S | 2.7 | 2.7 | 0.2 | N | 2011 |  |  | N | Electric Utility | 1 | X | DFO
Petroleum Liquids.DFO | petroleum | TRUE | 14840 | City of Peru - (IL) | 955 | Peru (IL) | IL | LaSalle | 12 | Petroleum Liquids | IC |  | S | 2.7 | 2.7 | 0.2 | N | 2011 |  |  | N | Electric Utility | 1 | X | DFO
Petroleum Liquids.DFO | petroleum | TRUE | 14840 | City of Peru - (IL) | 955 | Peru (IL) | IL | LaSalle | 13 | Petroleum Liquids | IC |  | S | 2.7 | 2.7 | 0.2 | N | 2011 |  |  | N | Electric Utility | 1 | X | DFO
Petroleum Liquids.DFO | petroleum | TRUE | 14840 | City of Peru - (IL) | 955 | Peru (IL) | IL | LaSalle | 14 | Petroleum Liquids | IC |  | S | 2.7 | 2.7 | 0.2 | N | 2011 |  |  | N | Electric Utility | 1 | X | DFO
Petroleum Liquids.DFO | petroleum | TRUE | 14840 | City of Peru - (IL) | 955 | Peru (IL) | IL | LaSalle | 15 | Petroleum Liquids | IC |  | S | 2.7 | 2.7 | 0.2 | N | 2011 |  |  | N | Electric Utility | 1 | X | DFO
Petroleum Liquids.DFO | petroleum | TRUE | 14840 | City of Peru - (IL) | 955 | Peru (IL) | IL | LaSalle | 16 | Petroleum Liquids | IC |  | S | 2.7 | 2.7 | 0.2 | N | 2011 |  |  | N | Electric Utility | 1 | X | DFO
Petroleum Liquids.DFO | petroleum | TRUE | 14840 | City of Peru - (IL) | 955 | Peru (IL) | IL | LaSalle | 17 | Petroleum Liquids | IC |  | S | 2.7 | 2.7 | 0.2 | N | 2011 |  |  | N | Electric Utility | 1 | X | DFO
Petroleum Liquids.JF | petroleum | TRUE | 14840 | City of Peru - (IL) | 955 | Peru (IL) | IL | LaSalle | GT1 | Petroleum Liquids | GT |  | S | 8.6 | 8.6 | 1 | N | 1968 |  |  | N | Electric Utility | 1 | X | JF
Conventional Hydroelectric.WAT | hydro | TRUE | 14840 | City of Peru - (IL) | 955 | Peru (IL) | IL | LaSalle | HC1 | Conventional Hydroelectric | HY |  | S | 1.7 | 1.7 | 0.2 | N | 1996 |  |  | N | Electric Utility | 1 | X | WAT
Conventional Hydroelectric.WAT | hydro | TRUE | 14840 | City of Peru - (IL) | 955 | Peru (IL) | IL | LaSalle | HC2 | Conventional Hydroelectric | HY |  | S | 1.7 | 1.7 | 0.2 | N | 1996 |  |  | N | Electric Utility | 1 | X | WAT
Conventional Hydroelectric.WAT | hydro | TRUE | 14840 | City of Peru - (IL) | 955 | Peru (IL) | IL | LaSalle | HC3 | Conventional Hydroelectric | HY |  | S | 1.7 | 1.7 | 0.2 | N | 1996 |  |  | N | Electric Utility | 1 | X | WAT
Conventional Hydroelectric.WAT | hydro | TRUE | 14840 | City of Peru - (IL) | 955 | Peru (IL) | IL | LaSalle | HC4 | Conventional Hydroelectric | HY |  | S | 1.7 | 1.7 | 0.2 | N | 1996 |  |  | N | Electric Utility | 1 | X | WAT
Natural Gas Internal Combustion Engine.NG | natural gas peaker | TRUE | 15388 | City of Princeton - (IL) | 957 | Princeton (IL) | IL | Bureau | 1 | Natural Gas Internal Combustion Engine | IC |  | S | 2.3 | 2.3 | 0.5 | N | 1953 |  |  | N | Electric Utility | 1 | X | NG | DFO
Natural Gas Internal Combustion Engine.NG | natural gas peaker | TRUE | 15388 | City of Princeton - (IL) | 957 | Princeton (IL) | IL | Bureau | 2 | Natural Gas Internal Combustion Engine | IC |  | S | 3 | 3 | 1 | N | 1958 |  |  | N | Electric Utility | 1 | X | NG | DFO
Natural Gas Internal Combustion Engine.NG | natural gas peaker | TRUE | 15388 | City of Princeton - (IL) | 957 | Princeton (IL) | IL | Bureau | 3 | Natural Gas Internal Combustion Engine | IC |  | S | 3.4 | 3.4 | 1 | N | 1965 |  |  | N | Electric Utility | 1 | X | NG | DFO
Natural Gas Internal Combustion Engine.NG | natural gas peaker | TRUE | 15388 | City of Princeton - (IL) | 957 | Princeton (IL) | IL | Bureau | 4 | Natural Gas Internal Combustion Engine | IC |  | S | 3.4 | 3.4 | 1 | N | 1965 |  |  | N | Electric Utility | 1 | X | NG | DFO
Natural Gas Internal Combustion Engine.NG | natural gas peaker | TRUE | 15388 | City of Princeton - (IL) | 957 | Princeton (IL) | IL | Bureau | 5 | Natural Gas Internal Combustion Engine | IC |  | S | 4.4 | 4.4 | 1 | N | 1971 |  |  | N | Electric Utility | 1 | X | NG | DFO
Natural Gas Internal Combustion Engine.NG | natural gas peaker | TRUE | 15388 | City of Princeton - (IL) | 957 | Princeton (IL) | IL | Bureau | 6 | Natural Gas Internal Combustion Engine | IC |  | S | 5.5 | 5.5 | 1 | N | 1971 |  |  | N | Electric Utility | 1 | X | NG | DFO
Natural Gas Internal Combustion Engine.NG | natural gas peaker | TRUE | 15388 | City of Princeton - (IL) | 957 | Princeton (IL) | IL | Bureau | 7 | Natural Gas Internal Combustion Engine | IC |  | S | 7 | 7 | 1 | N | 1976 |  |  | N | Electric Utility | 1 | X | NG | DFO
Natural Gas Internal Combustion Engine.NG | natural gas peaker | TRUE | 15388 | City of Princeton - (IL) | 957 | Princeton (IL) | IL | Bureau | 8 | Natural Gas Internal Combustion Engine | IC |  | S | 8.7 | 8.7 | 1 | N | 1976 |  |  | N | Electric Utility | 1 | X | NG | DFO
Petroleum Liquids.DFO | petroleum | TRUE | 15686 | Village of Rantoul - (IL) | 958 | Rantoul | IL | Champaign | 10 | Petroleum Liquids | IC |  | S | 1.8 | 1.8 | 0.6 | N | 2000 |  |  | N | Electric Utility | 1 | X | DFO
Petroleum Liquids.DFO | petroleum | TRUE | 15686 | Village of Rantoul - (IL) | 958 | Rantoul | IL | Champaign | 11 | Petroleum Liquids | IC |  | S | 1.8 | 1.8 | 0.6 | N | 2000 |  |  | N | Electric Utility | 1 | X | DFO
Petroleum Liquids.DFO | petroleum | TRUE | 15686 | Village of Rantoul - (IL) | 958 | Rantoul | IL | Champaign | 12 | Petroleum Liquids | IC |  | S | 1.8 | 1.8 | 0.6 | N | 2000 |  |  | N | Electric Utility | 1 | X | DFO
Petroleum Liquids.DFO | petroleum | TRUE | 15686 | Village of Rantoul - (IL) | 958 | Rantoul | IL | Champaign | 13 | Petroleum Liquids | IC |  | S | 1.8 | 1.8 | 0.6 | N | 2000 |  |  | N | Electric Utility | 1 | X | DFO
Petroleum Liquids.DFO | petroleum | TRUE | 15686 | Village of Rantoul - (IL) | 958 | Rantoul | IL | Champaign | 14 | Petroleum Liquids | IC |  | S | 1.8 | 1.8 | 0.6 | N | 2000 |  |  | N | Electric Utility | 1 | X | DFO
Petroleum Liquids.DFO | petroleum | TRUE | 15686 | Village of Rantoul - (IL) | 958 | Rantoul | IL | Champaign | 15 | Petroleum Liquids | IC |  | S | 1.8 | 1.8 | 0.6 | N | 2001 |  |  | N | Electric Utility | 1 | X | DFO
Petroleum Liquids.DFO | petroleum | TRUE | 15686 | Village of Rantoul - (IL) | 958 | Rantoul | IL | Champaign | 16 | Petroleum Liquids | IC |  | S | 1.8 | 1.8 | 0.6 | N | 2001 |  |  | N | Electric Utility | 1 | X | DFO
Petroleum Liquids.DFO | petroleum | TRUE | 15686 | Village of Rantoul - (IL) | 958 | Rantoul | IL | Champaign | 9 | Petroleum Liquids | IC |  | S | 1.8 | 1.8 | 0.6 | N | 2000 |  |  | N | Electric Utility | 1 | X | DFO
Petroleum Liquids.DFO | petroleum | TRUE | 15772 | City of Red Bud - (IL) | 959 | Red Bud | IL | Randolph | 1 | Petroleum Liquids | IC |  | S | 2.2 | 2.2 | 1 | N | 1968 |  |  | N | Electric Utility | 1 | X | DFO
Petroleum Liquids.DFO | petroleum | TRUE | 15772 | City of Red Bud - (IL) | 959 | Red Bud | IL | Randolph | 2 | Petroleum Liquids | IC |  | S | 0.9 | 1 | 0.5 | N | 1959 |  |  | N | Electric Utility | 1 | X | DFO
Petroleum Liquids.DFO | petroleum | TRUE | 15772 | City of Red Bud - (IL) | 959 | Red Bud | IL | Randolph | 3 | Petroleum Liquids | IC |  | S | 2.2 | 2.2 | 1 | N | 1964 |  |  | N | Electric Utility | 1 | X | DFO
Petroleum Liquids.DFO | petroleum | TRUE | 15772 | City of Red Bud - (IL) | 959 | Red Bud | IL | Randolph | 4 | Petroleum Liquids | IC |  | S | 3 | 3 | 1.5 | N | 1973 |  |  | N | Electric Utility | 1 | X | DFO
Petroleum Liquids.DFO | petroleum | TRUE | 15772 | City of Red Bud - (IL) | 959 | Red Bud | IL | Randolph | 7 | Petroleum Liquids | IC |  | S | 3 | 3 | 1 | N | 2002 |  |  | N | Electric Utility | 1 | X | DFO
Petroleum Liquids.DFO | petroleum | TRUE | 15772 | City of Red Bud - (IL) | 959 | Red Bud | IL | Randolph | 8 | Petroleum Liquids | IC |  | S | 3 | 3 | 1 | N | 2002 |  |  | N | Electric Utility | 1 | X | DFO
Petroleum Liquids.DFO | petroleum | TRUE | 16179 | Rochelle Municipal Utilities | 960 | North Ninth Street | IL | Ogle | 1 | Petroleum Liquids | IC |  | S | 0.6 | 0.6 | 0.5 | N | 1940 |  |  | N | Electric Utility | 1 | X | DFO
Natural Gas Internal Combustion Engine.NG | natural gas peaker | TRUE | 16179 | Rochelle Municipal Utilities | 960 | North Ninth Street | IL | Ogle | 10 | Natural Gas Internal Combustion Engine | IC |  | S | 2 | 2 | 0.5 | N | 1989 |  |  | N | Electric Utility | 1 | X | NG | DFO
Natural Gas Internal Combustion Engine.NG | natural gas peaker | TRUE | 16179 | Rochelle Municipal Utilities | 960 | North Ninth Street | IL | Ogle | 3 | Natural Gas Internal Combustion Engine | IC |  | S | 2 | 2 | 0.5 | N | 1956 |  |  | N | Electric Utility | 1 | X | NG | DFO
Petroleum Liquids.DFO | petroleum | TRUE | 16179 | Rochelle Municipal Utilities | 960 | North Ninth Street | IL | Ogle | 4 | Petroleum Liquids | IC |  | S | 0.7 | 0.7 | 0.5 | N | 1946 |  |  | N | Electric Utility | 1 | X | DFO
Natural Gas Internal Combustion Engine.NG | natural gas peaker | TRUE | 16179 | Rochelle Municipal Utilities | 960 | North Ninth Street | IL | Ogle | 6 | Natural Gas Internal Combustion Engine | IC |  | S | 2 | 2 | 0.5 | N | 1954 |  |  | N | Electric Utility | 1 | X | NG | DFO
Natural Gas Internal Combustion Engine.NG | natural gas peaker | TRUE | 16179 | Rochelle Municipal Utilities | 960 | North Ninth Street | IL | Ogle | 7 | Natural Gas Internal Combustion Engine | IC |  | S | 3.5 | 3.5 | 0.5 | N | 1967 |  |  | N | Electric Utility | 1 | X | NG | DFO
Petroleum Liquids.DFO | petroleum | TRUE | 16179 | Rochelle Municipal Utilities | 960 | North Ninth Street | IL | Ogle | 8 | Petroleum Liquids | IC |  | S | 0.5 | 0.5 | 0.5 | N | 1949 |  |  | N | Electric Utility | 1 | X | DFO
Natural Gas Internal Combustion Engine.NG | natural gas peaker | TRUE | 16179 | Rochelle Municipal Utilities | 960 | North Ninth Street | IL | Ogle | 9 | Natural Gas Internal Combustion Engine | IC |  | S | 3 | 3 | 0.5 | N | 1989 |  |  | N | Electric Utility | 1 | X | NG | DFO
Solar Photovoltaic.SUN | solar PV | TRUE | 16179 | Rochelle Municipal Utilities | 960 | North Ninth Street | IL | Ogle | SOL1 | Solar Photovoltaic | PV |  | S | 0.3 | 0.3 |  | N | 2014 |  |  | N | Electric Utility | 1 | X | SUN
Natural Gas Internal Combustion Engine.NG | natural gas peaker | TRUE | 16179 | Rochelle Municipal Utilities | 961 | South Main Street | IL | Ogle | 1 | Natural Gas Internal Combustion Engine | IC |  | S | 1.6 | 1.6 | 0.5 | N | 1967 |  |  | N | Electric Utility | 1 | X | NG | DFO
Petroleum Liquids.DFO | petroleum | TRUE | 16179 | Rochelle Municipal Utilities | 961 | South Main Street | IL | Ogle | 13 | Petroleum Liquids | IC |  | S | 1.8 | 1.8 | 0.5 | N | 2014 |  |  | N | Electric Utility | 1 | X | DFO
Petroleum Liquids.DFO | petroleum | TRUE | 16179 | Rochelle Municipal Utilities | 961 | South Main Street | IL | Ogle | 14 | Petroleum Liquids | IC |  | S | 1.8 | 1.8 | 0.5 | N | 2014 |  |  | N | Electric Utility | 1 | X | DFO
Petroleum Liquids.DFO | petroleum | TRUE | 16179 | Rochelle Municipal Utilities | 961 | South Main Street | IL | Ogle | 15 | Petroleum Liquids | IC |  | S | 1.8 | 1.8 | 0.5 | N | 2014 |  |  | N | Electric Utility | 1 | X | DFO
Petroleum Liquids.DFO | petroleum | TRUE | 16179 | Rochelle Municipal Utilities | 961 | South Main Street | IL | Ogle | 16 | Petroleum Liquids | IC |  | S | 1.8 | 1.8 | 1.8 | N | 2016 |  |  | N | Electric Utility | 1 | X | DFO
Petroleum Liquids.DFO | petroleum | TRUE | 16179 | Rochelle Municipal Utilities | 961 | South Main Street | IL | Ogle | 17 | Petroleum Liquids | IC |  | S | 1.8 | 1.8 | 1.8 | N | 2016 |  |  | N | Electric Utility | 1 | X | DFO
Petroleum Liquids.DFO | petroleum | TRUE | 16179 | Rochelle Municipal Utilities | 961 | South Main Street | IL | Ogle | 18 | Petroleum Liquids | IC |  | S | 1.8 | 1.8 | 1.8 | N | 2016 |  |  | N | Electric Utility | 1 | X | DFO
Natural Gas Internal Combustion Engine.NG | natural gas peaker | TRUE | 16179 | Rochelle Municipal Utilities | 961 | South Main Street | IL | Ogle | 2 | Natural Gas Internal Combustion Engine | IC |  | S | 2 | 2 | 0.5 | N | 1967 |  |  | N | Electric Utility | 1 | X | NG | DFO
Conventional Steam Coal.BIT | hard coal | TRUE | 17828 | City of Springfield - (IL) | 963 | Dallman | IL | Sangamon | 3 | Conventional Steam Coal | ST |  | S | 159 | 159 | 110 | N | 1978 | 3 | 2024 | N | Electric Utility | 1 | X | BIT
Conventional Steam Coal.BIT | hard coal | TRUE | 17828 | City of Springfield - (IL) | 963 | Dallman | IL | Sangamon | 4 | Conventional Steam Coal | ST |  | S | 204.7 | 204.7 | 95 | N | 2009 |  |  | N | Electric Utility | 1 | X | BIT
Petroleum Liquids.DFO | petroleum | TRUE | 17828 | City of Springfield - (IL) | 964 | Lakeside | IL | Sangamon | D1 | Petroleum Liquids | IC |  | S | 1.7 | 1.7 | 1.7 | N | 2002 |  |  | N | Electric Utility | 1 | X | DFO
Petroleum Liquids.DFO | petroleum | TRUE | 17828 | City of Springfield - (IL) | 964 | Lakeside | IL | Sangamon | D2 | Petroleum Liquids | IC |  | S | 1.7 | 1.7 | 1.7 | N | 2002 |  |  | N | Electric Utility | 1 | X | DFO
Petroleum Liquids.DFO | petroleum | TRUE | 17828 | City of Springfield - (IL) | 964 | Lakeside | IL | Sangamon | D3 | Petroleum Liquids | IC |  | S | 1.7 | 1.7 | 1.7 | N | 2002 |  |  | N | Electric Utility | 1 | X | DFO
Petroleum Liquids.DFO | petroleum | TRUE | 17828 | City of Springfield - (IL) | 965 | Reynolds | IL | Sangamon | 1 | Petroleum Liquids | GT |  | S | 14.7 | 14.7 | 1 | N | 1970 |  |  | N | Electric Utility | 1 | X | DFO
Petroleum Liquids.DFO | petroleum | TRUE | 18277 | City of Sullivan - (IL) | 969 | Sullivan (IL) | IL | Moultrie | 1 | Petroleum Liquids | IC |  | S | 4.3 | 4.3 | 1 | N | 1974 |  |  | N | Electric Utility | 1 | X | DFO
Petroleum Liquids.DFO | petroleum | TRUE | 18277 | City of Sullivan - (IL) | 969 | Sullivan (IL) | IL | Moultrie | 10 | Petroleum Liquids | IC |  | S | 2.4 | 2.4 | 0.5 | N | 1971 |  |  | N | Electric Utility | 1 | X | DFO
Petroleum Liquids.DFO | petroleum | TRUE | 18277 | City of Sullivan - (IL) | 969 | Sullivan (IL) | IL | Moultrie | 11 | Petroleum Liquids | IC |  | S | 2.4 | 2.4 | 0.5 | N | 1996 |  |  | N | Electric Utility | 1 | X | DFO
Petroleum Liquids.DFO | petroleum | TRUE | 18277 | City of Sullivan - (IL) | 969 | Sullivan (IL) | IL | Moultrie | 12 | Petroleum Liquids | IC |  | S | 1.1 | 1.1 | 0.5 | N | 1996 |  |  | N | Electric Utility | 1 | X | DFO
Petroleum Liquids.DFO | petroleum | TRUE | 18277 | City of Sullivan - (IL) | 969 | Sullivan (IL) | IL | Moultrie | 13 | Petroleum Liquids | IC |  | S | 2.3 | 2.3 | 0.5 | N | 2012 |  |  | N | Electric Utility | 1 | X | DFO
Petroleum Liquids.DFO | petroleum | TRUE | 18277 | City of Sullivan - (IL) | 969 | Sullivan (IL) | IL | Moultrie | 14 | Petroleum Liquids | IC |  | S | 2.3 | 2.3 | 0.5 | N | 2012 |  |  | N | Electric Utility | 1 | X | DFO
Petroleum Liquids.DFO | petroleum | TRUE | 18277 | City of Sullivan - (IL) | 969 | Sullivan (IL) | IL | Moultrie | 15 | Petroleum Liquids | IC |  | S | 2.3 | 2.3 | 0.5 | N | 2012 |  |  | N | Electric Utility | 1 | X | DFO
Petroleum Liquids.DFO | petroleum | TRUE | 18277 | City of Sullivan - (IL) | 969 | Sullivan (IL) | IL | Moultrie | 2 | Petroleum Liquids | IC |  | S | 2 | 2 | 0.5 | N | 1961 |  |  | N | Electric Utility | 1 | X | DFO
Petroleum Liquids.DFO | petroleum | TRUE | 18277 | City of Sullivan - (IL) | 969 | Sullivan (IL) | IL | Moultrie | 3 | Petroleum Liquids | IC |  | S | 1.5 | 1.5 | 0.5 | N | 1956 |  |  | N | Electric Utility | 1 | X | DFO
Petroleum Liquids.DFO | petroleum | TRUE | 18277 | City of Sullivan - (IL) | 969 | Sullivan (IL) | IL | Moultrie | 5 | Petroleum Liquids | IC |  | S | 1.1 | 1.1 | 0.5 | N | 1948 |  |  | N | Electric Utility | 1 | X | DFO
Petroleum Liquids.DFO | petroleum | TRUE | 18277 | City of Sullivan - (IL) | 969 | Sullivan (IL) | IL | Moultrie | 9 | Petroleum Liquids | IC |  | S | 2.4 | 2.4 | 0.5 | N | 1971 |  |  | N | Electric Utility | 1 | X | DFO
Petroleum Liquids.DFO | petroleum | TRUE | 20180 | City of Waterloo - (IL) | 971 | Waterloo | IL | Monroe | 1 | Petroleum Liquids | IC |  | S | 2.7 | 2.7 | 1 | N | 1970 |  |  | N | Electric Utility | 1 | X | DFO | NG
Petroleum Liquids.DFO | petroleum | TRUE | 20180 | City of Waterloo - (IL) | 971 | Waterloo | IL | Monroe | 10 | Petroleum Liquids | IC |  | S | 1.8 | 1.8 | 0.5 | N | 1996 |  |  | N | Electric Utility | 1 | X | DFO
Petroleum Liquids.DFO | petroleum | TRUE | 20180 | City of Waterloo - (IL) | 971 | Waterloo | IL | Monroe | 11 | Petroleum Liquids | IC |  | S | 1.8 | 1.8 | 0.5 | N | 1996 |  |  | N | Electric Utility | 1 | X | DFO
Natural Gas Fired Combustion Turbine.NG | natural gas peaker | TRUE | 20180 | City of Waterloo - (IL) | 971 | Waterloo | IL | Monroe | 12 | Natural Gas Fired Combustion Turbine | GT |  | S | 6.6 | 7 | 4 | N | 2002 |  |  | N | Electric Utility | 1 | X | NG | DFO
Natural Gas Fired Combustion Turbine.NG | natural gas peaker | TRUE | 20180 | City of Waterloo - (IL) | 971 | Waterloo | IL | Monroe | 13 | Natural Gas Fired Combustion Turbine | GT |  | S | 6.6 | 7 | 4 | N | 2012 |  |  | N | Electric Utility | 1 | X | NG | DFO
Petroleum Liquids.DFO | petroleum | TRUE | 20180 | City of Waterloo - (IL) | 971 | Waterloo | IL | Monroe | 2 | Petroleum Liquids | IC |  | S | 0.2 | 0.2 | 0.1 | N | 1954 |  |  | N | Electric Utility | 1 | X | DFO
Petroleum Liquids.DFO | petroleum | TRUE | 20180 | City of Waterloo - (IL) | 971 | Waterloo | IL | Monroe | 3 | Petroleum Liquids | IC |  | S | 0.2 | 0.2 | 0.1 | N | 1946 |  |  | N | Electric Utility | 1 | X | DFO
Petroleum Liquids.DFO | petroleum | TRUE | 20180 | City of Waterloo - (IL) | 971 | Waterloo | IL | Monroe | 4 | Petroleum Liquids | IC |  | S | 1.8 | 1.8 | 0.5 | N | 1963 |  |  | N | Electric Utility | 1 | X | DFO | NG
Petroleum Liquids.DFO | petroleum | TRUE | 20180 | City of Waterloo - (IL) | 971 | Waterloo | IL | Monroe | 5 | Petroleum Liquids | IC |  | S | 0.4 | 0.4 | 0.3 | N | 1950 |  |  | N | Electric Utility | 1 | X | DFO
Petroleum Liquids.DFO | petroleum | TRUE | 20180 | City of Waterloo - (IL) | 971 | Waterloo | IL | Monroe | 6 | Petroleum Liquids | IC |  | S | 0.5 | 0.5 | 0.3 | N | 1950 |  |  | N | Electric Utility | 1 | X | DFO
Petroleum Liquids.DFO | petroleum | TRUE | 20180 | City of Waterloo - (IL) | 971 | Waterloo | IL | Monroe | 7 | Petroleum Liquids | IC |  | S | 1.5 | 1.5 | 0.5 | N | 1959 |  |  | N | Electric Utility | 1 | X | DFO | NG
Petroleum Liquids.DFO | petroleum | TRUE | 20180 | City of Waterloo - (IL) | 971 | Waterloo | IL | Monroe | 8 | Petroleum Liquids | IC |  | S | 2.4 | 2.4 | 1 | N | 1973 |  |  | N | Electric Utility | 1 | X | DFO
Petroleum Liquids.DFO | petroleum | TRUE | 20180 | City of Waterloo - (IL) | 971 | Waterloo | IL | Monroe | 9 | Petroleum Liquids | IC |  | S | 1.8 | 1.8 | 0.5 | N | 1996 |  |  | N | Electric Utility | 1 | X | DFO
Natural Gas Steam Turbine.NG | natural gas steam turbine | TRUE | 20824 | Village of Winnetka - (IL) | 972 | Winnetka | IL | Cook | 4 | Natural Gas Steam Turbine | ST |  | S | 9.4 | 9.4 | 2.4 | N | 1953 |  |  | N | Electric Utility | 1 | X | NG | DFO
Natural Gas Steam Turbine.NG | natural gas steam turbine | TRUE | 20824 | Village of Winnetka - (IL) | 972 | Winnetka | IL | Cook | 6 | Natural Gas Steam Turbine | ST |  | S | 6.3 | 6.3 | 2 | N | 1948 |  |  | N | Electric Utility | 1 | X | NG | DFO
Natural Gas Steam Turbine.NG | natural gas steam turbine | TRUE | 20824 | Village of Winnetka - (IL) | 972 | Winnetka | IL | Cook | 7 | Natural Gas Steam Turbine | ST |  | S | 12.5 | 12.5 | 3.1 | N | 1960 |  |  | N | Electric Utility | 1 | X | NG | DFO
Petroleum Liquids.DFO | petroleum | TRUE | 20824 | Village of Winnetka - (IL) | 972 | Winnetka | IL | Cook | 8 | Petroleum Liquids | IC |  | S | 2.6 | 2.6 | 1.8 | N | 1979 |  |  | N | Electric Utility | 1 | X | DFO
Petroleum Liquids.DFO | petroleum | TRUE | 20824 | Village of Winnetka - (IL) | 972 | Winnetka | IL | Cook | 9 | Petroleum Liquids | IC |  | S | 2.6 | 2.6 | 1.8 | N | 1979 |  |  | N | Electric Utility | 1 | X | DFO
Conventional Steam Coal.BIT | hard coal | TRUE | 17632 | Southern Illinois Power Coop | 976 | Marion | IL | Williamson | 1 | Conventional Steam Coal | ST |  | S | 40 | 40 | 30 | N | 1963 |  |  | N | Electric Utility | 1 | X | BIT |  | PC
Conventional Steam Coal.BIT | hard coal | TRUE | 17632 | Southern Illinois Power Coop | 976 | Marion | IL | Williamson | 2 | Conventional Steam Coal | ST |  | S | 40 | 40 | 30 | N | 1963 |  |  | N | Electric Utility | 1 | X | BIT |  | PC
Conventional Steam Coal.BIT | hard coal | TRUE | 17632 | Southern Illinois Power Coop | 976 | Marion | IL | Williamson | 3 | Conventional Steam Coal | ST |  | S | 40 | 40 | 30 | N | 1963 |  |  | N | Electric Utility | 1 | X | BIT |  | PC
Natural Gas Fired Combustion Turbine.NG | natural gas peaker | TRUE | 17632 | Southern Illinois Power Coop | 976 | Marion | IL | Williamson | 5 | Natural Gas Fired Combustion Turbine | GT |  | S | 70 | 90 | 40 | N | 2003 |  |  | N | Electric Utility | 1 | X | NG | DFO
Natural Gas Fired Combustion Turbine.NG | natural gas peaker | TRUE | 17632 | Southern Illinois Power Coop | 976 | Marion | IL | Williamson | 6 | Natural Gas Fired Combustion Turbine | GT |  | S | 70 | 90 | 40 | N | 2003 |  |  | N | Electric Utility | 1 | X | NG | DFO
Conventional Steam Coal.BIT | hard coal | TRUE | 9269 | Indiana-Kentucky Electric Corp | 983 | Clifty Creek | IN | Jefferson | 1 | Conventional Steam Coal | ST |  | S | 195.5 | 199.7 | 80 | N | 1955 |  |  | N | Electric Utility | 1 | X | BIT | SUB
Conventional Steam Coal.BIT | hard coal | TRUE | 9269 | Indiana-Kentucky Electric Corp | 983 | Clifty Creek | IN | Jefferson | 2 | Conventional Steam Coal | ST |  | S | 195.5 | 199.7 | 80 | N | 1955 |  |  | N | Electric Utility | 1 | X | BIT | SUB
Conventional Steam Coal.BIT | hard coal | TRUE | 9269 | Indiana-Kentucky Electric Corp | 983 | Clifty Creek | IN | Jefferson | 3 | Conventional Steam Coal | ST |  | S | 195.5 | 199.7 | 80 | N | 1955 |  |  | N | Electric Utility | 1 | X | BIT | SUB
Conventional Steam Coal.BIT | hard coal | TRUE | 9269 | Indiana-Kentucky Electric Corp | 983 | Clifty Creek | IN | Jefferson | 4 | Conventional Steam Coal | ST |  | S | 195.5 | 199.7 | 80 | N | 1955 |  |  | N | Electric Utility | 1 | X | BIT | SUB
Conventional Steam Coal.BIT | hard coal | TRUE | 9269 | Indiana-Kentucky Electric Corp | 983 | Clifty Creek | IN | Jefferson | 5 | Conventional Steam Coal | ST |  | S | 195.5 | 199.7 | 80 | N | 1955 |  |  | N | Electric Utility | 1 | X | BIT | SUB
Conventional Steam Coal.BIT | hard coal | TRUE | 9269 | Indiana-Kentucky Electric Corp | 983 | Clifty Creek | IN | Jefferson | 6 | Conventional Steam Coal | ST |  | S | 195.5 | 199.7 | 80 | N | 1956 |  |  | N | Electric Utility | 1 | X | BIT | SUB
Conventional Hydroelectric.WAT | hydro | TRUE | 9324 | Indiana Michigan Power Co | 986 | Elkhart | IN | Elkhart | 1 | Conventional Hydroelectric | HY |  | S | 0.6 | 1.1 | 0.5 | N | 1913 |  |  | N | Electric Utility | 1 | X | WAT
Conventional Hydroelectric.WAT | hydro | TRUE | 9324 | Indiana Michigan Power Co | 986 | Elkhart | IN | Elkhart | 2 | Conventional Hydroelectric | HY |  | S | 0.4 | 0.5 | 0.3 | N | 1921 |  |  | N | Electric Utility | 1 | X | WAT
Conventional Hydroelectric.WAT | hydro | TRUE | 9324 | Indiana Michigan Power Co | 986 | Elkhart | IN | Elkhart | 3 | Conventional Hydroelectric | HY |  | S | 0.4 | 0.5 | 0.3 | N | 1921 |  |  | N | Electric Utility | 1 | X | WAT
Conventional Hydroelectric.WAT | hydro | TRUE | 14354 | PacifiCorp | 987 | Last Chance | ID | Caribou | 1 | Conventional Hydroelectric | HY |  | S | 0.2 | 0.2 | 0 | N | 1984 |  |  | N | Electric Utility | 1 | X | WAT
Conventional Hydroelectric.WAT | hydro | TRUE | 14354 | PacifiCorp | 987 | Last Chance | ID | Caribou | 2 | Conventional Hydroelectric | HY |  | S | 0.4 | 0.4 | 0 | N | 1984 |  |  | N | Electric Utility | 1 | X | WAT
Conventional Hydroelectric.WAT | hydro | TRUE | 14354 | PacifiCorp | 987 | Last Chance | ID | Caribou | 3 | Conventional Hydroelectric | HY |  | S | 0.8 | 0.8 | 0 | N | 1984 |  |  | N | Electric Utility | 1 | X | WAT
Conventional Hydroelectric.WAT | hydro | TRUE | 9324 | Indiana Michigan Power Co | 989 | Twin Branch | IN | St Joseph | H1E | Conventional Hydroelectric | HY |  | S | 0.5 | 0.6 | 0.2 | N | 1989 |  |  | N | Electric Utility | 1 | X | WAT
Conventional Hydroelectric.WAT | hydro | TRUE | 9324 | Indiana Michigan Power Co | 989 | Twin Branch | IN | St Joseph | H1W | Conventional Hydroelectric | HY |  | S | 0.5 | 0.6 | 0.2 | N | 1989 |  |  | N | Electric Utility | 1 | X | WAT
Conventional Hydroelectric.WAT | hydro | TRUE | 9324 | Indiana Michigan Power Co | 989 | Twin Branch | IN | St Joseph | H2W | Conventional Hydroelectric | HY |  | S | 0.5 | 0.6 | 0.2 | N | 1989 |  |  | N | Electric Utility | 1 | X | WAT
Conventional Hydroelectric.WAT | hydro | TRUE | 9324 | Indiana Michigan Power Co | 989 | Twin Branch | IN | St Joseph | H3W | Conventional Hydroelectric | HY |  | S | 0.5 | 0.6 | 0.2 | N | 1989 |  |  | N | Electric Utility | 1 | X | WAT
Conventional Hydroelectric.WAT | hydro | TRUE | 9324 | Indiana Michigan Power Co | 989 | Twin Branch | IN | St Joseph | H4W | Conventional Hydroelectric | HY |  | S | 0.5 | 0.6 | 0.2 | N | 1989 |  |  | N | Electric Utility | 1 | X | WAT
Conventional Hydroelectric.WAT | hydro | TRUE | 9324 | Indiana Michigan Power Co | 989 | Twin Branch | IN | St Joseph | H5W | Conventional Hydroelectric | HY |  | S | 0.5 | 0.6 | 0.2 | N | 1989 |  |  | N | Electric Utility | 1 | X | WAT
Conventional Hydroelectric.WAT | hydro | TRUE | 9324 | Indiana Michigan Power Co | 989 | Twin Branch | IN | St Joseph | H6E | Conventional Hydroelectric | HY |  | S | 0.5 | 0.6 | 0.2 | N | 1989 |  |  | N | Electric Utility | 1 | X | WAT
Conventional Hydroelectric.WAT | hydro | TRUE | 9324 | Indiana Michigan Power Co | 989 | Twin Branch | IN | St Joseph | H6W | Conventional Hydroelectric | HY |  | S | 0.5 | 0.6 | 0.2 | N | 1989 |  |  | N | Electric Utility | 1 | X | WAT
Natural Gas Steam Turbine.NG | natural gas steam turbine | TRUE | 9273 | AES Indiana | 990 | Harding Street | IN | Marion | 5 | Natural Gas Steam Turbine | ST |  | S | 101 | 101 | 30 | N | 1958 |  |  | N | Electric Utility | 1 | X | NG | DFO
Natural Gas Steam Turbine.NG | natural gas steam turbine | TRUE | 9273 | AES Indiana | 990 | Harding Street | IN | Marion | 6 | Natural Gas Steam Turbine | ST |  | S | 99 | 99 | 30 | N | 1961 |  |  | N | Electric Utility | 1 | X | NG | DFO
Natural Gas Steam Turbine.NG | natural gas steam turbine | TRUE | 9273 | AES Indiana | 990 | Harding Street | IN | Marion | 7 | Natural Gas Steam Turbine | ST |  | S | 418 | 418 | 130 | N | 1973 |  |  | N | Electric Utility | 1 | X | NG | DFO
Batteries.MWH | battery storage | TRUE | 9273 | AES Indiana | 990 | Harding Street | IN | Marion | BAT1 | Batteries | BA |  | S | 20 | 20 | 0.1 | N | 2016 |  |  | N | Electric Utility | 1 | X | MWH
Petroleum Liquids.DFO | petroleum | TRUE | 9273 | AES Indiana | 990 | Harding Street | IN | Marion | GT1 | Petroleum Liquids | GT |  | S | 19.1 | 27.4 | 5 | N | 1973 |  |  | N | Electric Utility | 1 | X | DFO
Petroleum Liquids.DFO | petroleum | TRUE | 9273 | AES Indiana | 990 | Harding Street | IN | Marion | GT2 | Petroleum Liquids | GT |  | S | 17.9 | 22.6 | 5 | N | 1973 |  |  | N | Electric Utility | 1 | X | DFO
Natural Gas Fired Combustion Turbine.NG | natural gas peaker | TRUE | 9273 | AES Indiana | 990 | Harding Street | IN | Marion | GT4 | Natural Gas Fired Combustion Turbine | GT |  | S | 67 | 67 | 45 | N | 1994 |  |  | N | Electric Utility | 1 | X | NG | DFO
Natural Gas Fired Combustion Turbine.NG | natural gas peaker | TRUE | 9273 | AES Indiana | 990 | Harding Street | IN | Marion | GT5 | Natural Gas Fired Combustion Turbine | GT |  | S | 67 | 67 | 45 | N | 1995 |  |  | N | Electric Utility | 1 | X | NG | DFO
Natural Gas Fired Combustion Turbine.NG | natural gas peaker | TRUE | 9273 | AES Indiana | 990 | Harding Street | IN | Marion | GT6 | Natural Gas Fired Combustion Turbine | GT |  | S | 154 | 154 | 90 | N | 2002 |  |  | N | Electric Utility | 1 | X | NG
Petroleum Liquids.DFO | petroleum | TRUE | 9273 | AES Indiana | 990 | Harding Street | IN | Marion | IC1 | Petroleum Liquids | IC |  | S | 3 | 3 | 0.1 | N | 1967 |  |  | N | Electric Utility | 1 | X | DFO
Natural Gas Fired Combined Cycle.NG | natural gas combined cycle | TRUE | 9273 | AES Indiana | 991 | Eagle Valley (IN) | IN | Morgan | GT1 | Natural Gas Fired Combined Cycle | CT | EGVS | S | 205 | 230 | 110 | Y | 2018 |  |  | N | Electric Utility | 1 | X | NG
Natural Gas Fired Combined Cycle.NG | natural gas combined cycle | TRUE | 9273 | AES Indiana | 991 | Eagle Valley (IN) | IN | Morgan | GT2 | Natural Gas Fired Combined Cycle | CT | EGVS | S | 205 | 230 | 110 | Y | 2018 |  |  | N | Electric Utility | 1 | X | NG
Natural Gas Fired Combined Cycle.NG | natural gas combined cycle | TRUE | 9273 | AES Indiana | 991 | Eagle Valley (IN) | IN | Morgan | STG1 | Natural Gas Fired Combined Cycle | CA | EGVS | S | 263 | 263 | 75 | N | 2018 |  |  | N | Electric Utility | 1 | X | NG
Natural Gas Steam Turbine.NG | natural gas steam turbine | TRUE | 3599 | Citizens Thermal Energy | 992 | CC Perry K | IN | Marion | 6 | Natural Gas Steam Turbine | ST |  | S | 3 | 5 | 1 | N | 1938 |  |  | N | IPP CHP | 3 | X | NG
Natural Gas Steam Turbine.NG | natural gas steam turbine | TRUE | 3599 | Citizens Thermal Energy | 992 | CC Perry K | IN | Marion | 7 | Natural Gas Steam Turbine | ST |  | S | 1.7 | 1.7 | 0.5 | N | 2009 |  |  | Y | IPP CHP | 3 | T | NG
Natural Gas Steam Turbine.NG | natural gas steam turbine | TRUE | 3599 | Citizens Thermal Energy | 992 | CC Perry K | IN | Marion | 8 | Natural Gas Steam Turbine | ST |  | S | 1.7 | 1.7 | 0.5 | N | 2009 |  |  | Y | IPP CHP | 3 | T | NG
Conventional Steam Coal.BIT | hard coal | TRUE | 9273 | AES Indiana | 994 | AES Petersburg | IN | Pike | 4 | Conventional Steam Coal | ST |  | S | 529.6 | 534.6 | 220 | N | 1986 |  |  | N | Electric Utility | 1 | X | BIT
Petroleum Liquids.DFO | petroleum | TRUE | 9273 | AES Indiana | 994 | AES Petersburg | IN | Pike | IC1 | Petroleum Liquids | IC |  | S | 3 | 3 | 2.7 | N | 1967 |  |  | N | Electric Utility | 1 | X | DFO
Petroleum Liquids.DFO | petroleum | TRUE | 9273 | AES Indiana | 994 | AES Petersburg | IN | Pike | IC2 | Petroleum Liquids | IC |  | S | 3 | 3 | 2.7 | N | 1967 |  |  | N | Electric Utility | 1 | X | DFO
Petroleum Liquids.DFO | petroleum | TRUE | 9273 | AES Indiana | 994 | AES Petersburg | IN | Pike | IC3 | Petroleum Liquids | IC |  | S | 3 | 3 | 2.7 | N | 1967 |  |  | N | Electric Utility | 1 | X | DFO
Conventional Steam Coal.BIT | hard coal | TRUE | 9273 | AES Indiana | 994 | AES Petersburg | IN | Pike | ST3 | Conventional Steam Coal | ST |  | S | 527.6 | 540.3 | 225 | N | 1977 |  |  | N | Electric Utility | 1 | X | BIT
Conventional Steam Coal.SUB | hard coal | TRUE | 13756 | Northern Indiana Pub Serv Co | 997 | Michigan City | IN | LaPorte | 12 | Conventional Steam Coal | ST |  | S | 455 | 455 | 310 | N | 1974 | 5 | 2028 | N | Electric Utility | 1 | X | SUB | BIT | NG
Conventional Hydroelectric.WAT | hydro | TRUE | 13756 | Northern Indiana Pub Serv Co | 998 | Norway (IN) | IN | White | 1 | Conventional Hydroelectric | HY |  | S | 1.1 | 1.1 | 0.5 | N | 1923 |  |  | N | Electric Utility | 1 | X | WAT
Conventional Hydroelectric.WAT | hydro | TRUE | 13756 | Northern Indiana Pub Serv Co | 998 | Norway (IN) | IN | White | 2 | Conventional Hydroelectric | HY |  | S | 1.1 | 1.1 | 0.5 | N | 1923 |  |  | N | Electric Utility | 1 | X | WAT
Conventional Hydroelectric.WAT | hydro | TRUE | 13756 | Northern Indiana Pub Serv Co | 998 | Norway (IN) | IN | White | 3 | Conventional Hydroelectric | HY |  | S | 1.1 | 1.1 | 0.5 | N | 1923 |  |  | N | Electric Utility | 1 | X | WAT
Conventional Hydroelectric.WAT | hydro | TRUE | 13756 | Northern Indiana Pub Serv Co | 998 | Norway (IN) | IN | White | 4 | Conventional Hydroelectric | HY |  | S | 0.7 | 0.7 | 0.4 | N | 1923 |  |  | N | Electric Utility | 1 | X | WAT
Conventional Hydroelectric.WAT | hydro | TRUE | 13756 | Northern Indiana Pub Serv Co | 999 | Oakdale | IN | Carroll | 1 | Conventional Hydroelectric | HY |  | S | 2.9 | 2.9 | 1.6 | N | 1925 |  |  | N | Electric Utility | 1 | X | WAT
Conventional Hydroelectric.WAT | hydro | TRUE | 13756 | Northern Indiana Pub Serv Co | 999 | Oakdale | IN | Carroll | 2 | Conventional Hydroelectric | HY |  | S | 2.2 | 2.2 | 2.2 | N | 1925 |  |  | N | Electric Utility | 1 | X | WAT
Conventional Hydroelectric.WAT | hydro | TRUE | 13756 | Northern Indiana Pub Serv Co | 999 | Oakdale | IN | Carroll | 3 | Conventional Hydroelectric | HY |  | S | 0.9 | 0.9 | 0.6 | N | 1925 |  |  | N | Electric Utility | 1 | X | WAT
Conventional Steam Coal.BIT | hard coal | TRUE | 15470 | Duke Energy Indiana, LLC | 1001 | Cayuga | IN | Vermillion | 1 | Conventional Steam Coal | ST |  | S | 500 | 505 | 265 | N | 1970 |  |  | N | Electric Utility | 1 | X | BIT
Conventional Steam Coal.BIT | hard coal | TRUE | 15470 | Duke Energy Indiana, LLC | 1001 | Cayuga | IN | Vermillion | 2 | Conventional Steam Coal | ST |  | S | 495 | 500 | 265 | N | 1972 |  |  | N | Electric Utility | 1 | X | BIT
Petroleum Liquids.DFO | petroleum | TRUE | 15470 | Duke Energy Indiana, LLC | 1001 | Cayuga | IN | Vermillion | 31 | Petroleum Liquids | IC |  | S | 2.5 | 2.5 | 2.5 | N | 1972 |  |  | N | Electric Utility | 1 | X | DFO
Petroleum Liquids.DFO | petroleum | TRUE | 15470 | Duke Energy Indiana, LLC | 1001 | Cayuga | IN | Vermillion | 32 | Petroleum Liquids | IC |  | S | 2.5 | 2.5 | 2.5 | N | 1972 |  |  | N | Electric Utility | 1 | X | DFO
Petroleum Liquids.DFO | petroleum | TRUE | 15470 | Duke Energy Indiana, LLC | 1001 | Cayuga | IN | Vermillion | 33 | Petroleum Liquids | IC |  | S | 2.5 | 2.5 | 2.5 | N | 1972 |  |  | N | Electric Utility | 1 | X | DFO
Petroleum Liquids.DFO | petroleum | TRUE | 15470 | Duke Energy Indiana, LLC | 1001 | Cayuga | IN | Vermillion | 34 | Petroleum Liquids | IC |  | S | 2.5 | 2.5 | 2.5 | N | 1972 |  |  | N | Electric Utility | 1 | X | DFO
Natural Gas Fired Combustion Turbine.NG | natural gas peaker | TRUE | 15470 | Duke Energy Indiana, LLC | 1001 | Cayuga | IN | Vermillion | 4 | Natural Gas Fired Combustion Turbine | GT |  | S | 84 | 105 | 50 | N | 1993 |  |  | N | Electric Utility | 1 | X | NG | DFO
Coal Integrated Gasification Combined Cycle.SGC | hard coal | TRUE | 15470 | Duke Energy Indiana, LLC | 1004 | Edwardsport | IN | Knox | CT1 | Coal Integrated Gasification Combined Cycle | CT | 1 | S |  |  |  | N | 2013 |  |  | N | Electric Utility | 1 | X | SGC | NG
Coal Integrated Gasification Combined Cycle.SGC | hard coal | TRUE | 15470 | Duke Energy Indiana, LLC | 1004 | Edwardsport | IN | Knox | CT2 | Coal Integrated Gasification Combined Cycle | CT | 1 | S |  |  |  | N | 2013 |  |  | N | Electric Utility | 1 | X | SGC | NG
Coal Integrated Gasification Combined Cycle.SGC | hard coal | TRUE | 15470 | Duke Energy Indiana, LLC | 1004 | Edwardsport | IN | Knox | ST | Coal Integrated Gasification Combined Cycle | CA | 1 | S | 555 | 578 | 200 | N | 2013 |  |  | N | Electric Utility | 1 | X | SGC | NG
Conventional Hydroelectric.WAT | hydro | TRUE | 15470 | Duke Energy Indiana, LLC | 1005 | Markland | IN | Switzerland | 1 | Conventional Hydroelectric | HY |  | S | 17.9 | 17.9 | 17.9 | N | 1967 |  |  | N | Electric Utility | 1 | X | WAT
Conventional Hydroelectric.WAT | hydro | TRUE | 15470 | Duke Energy Indiana, LLC | 1005 | Markland | IN | Switzerland | 2 | Conventional Hydroelectric | HY |  | S | 17.9 | 17.9 | 17.9 | N | 1967 |  |  | N | Electric Utility | 1 | X | WAT
Conventional Hydroelectric.WAT | hydro | TRUE | 15470 | Duke Energy Indiana, LLC | 1005 | Markland | IN | Switzerland | 3 | Conventional Hydroelectric | HY |  | S | 17.9 | 17.9 | 17.9 | N | 1967 |  |  | N | Electric Utility | 1 | X | WAT
Natural Gas Fired Combined Cycle.NG | natural gas combined cycle | TRUE | 15470 | Duke Energy Indiana, LLC | 1007 | Noblesville | IN | Hamilton | 1 | Natural Gas Fired Combined Cycle | CA | CC1 | S | 42 | 43 | 42 | N | 1950 |  |  | N | Electric Utility | 1 | X | NG
Natural Gas Fired Combined Cycle.NG | natural gas combined cycle | TRUE | 15470 | Duke Energy Indiana, LLC | 1007 | Noblesville | IN | Hamilton | 2 | Natural Gas Fired Combined Cycle | CA | CC1 | S | 43 | 44 | 43 | N | 1950 |  |  | N | Electric Utility | 1 | X | NG
Natural Gas Fired Combined Cycle.NG | natural gas combined cycle | TRUE | 15470 | Duke Energy Indiana, LLC | 1007 | Noblesville | IN | Hamilton | 3 | Natural Gas Fired Combined Cycle | CT | CC1 | S | 60 | 74 | 60 | N | 2003 |  |  | N | Electric Utility | 1 | X | NG
Natural Gas Fired Combined Cycle.NG | natural gas combined cycle | TRUE | 15470 | Duke Energy Indiana, LLC | 1007 | Noblesville | IN | Hamilton | 4 | Natural Gas Fired Combined Cycle | CT | CC1 | S | 60 | 74 | 60 | N | 2003 |  |  | N | Electric Utility | 1 | X | NG
Natural Gas Fired Combined Cycle.NG | natural gas combined cycle | TRUE | 15470 | Duke Energy Indiana, LLC | 1007 | Noblesville | IN | Hamilton | 5 | Natural Gas Fired Combined Cycle | CT | CC1 | S | 59 | 75 | 59 | N | 2003 |  |  | N | Electric Utility | 1 | X | NG
Conventional Steam Coal.BIT | hard coal | TRUE | 17633 | Southern Indiana Gas & Elec Co | 1012 | F B Culley | IN | Warrick | 2 | Conventional Steam Coal | ST |  | S | 90 | 90 | 50 | N | 1966 | 12 | 2025 | N | Electric Utility | 1 | X | BIT
Conventional Steam Coal.BIT | hard coal | TRUE | 17633 | Southern Indiana Gas & Elec Co | 1012 | F B Culley | IN | Warrick | 3 | Conventional Steam Coal | ST |  | S | 270 | 270 | 135 | N | 1973 |  |  | N | Electric Utility | 1 | X | BIT
Natural Gas Fired Combined Cycle.NG | natural gas combined cycle | TRUE | 6235 | Fayetteville Public Works Commission | 1016 | Butler-Warner Generation Plant | NC | Cumberland | 1 | Natural Gas Fired Combined Cycle | CT | CC1 | S | 20 | 25 | 1 | N | 1976 |  |  | N | Electric Utility | 1 | X | NG | DFO
Solar Photovoltaic.SUN | solar PV | TRUE | 6235 | Fayetteville Public Works Commission | 1016 | Butler-Warner Generation Plant | NC | Cumberland | 10 | Solar Photovoltaic | PV |  | S | 1 | 1 |  | N | 2019 |  |  | N | Electric Utility | 1 | X | SUN
Batteries.MWH | battery storage | TRUE | 6235 | Fayetteville Public Works Commission | 1016 | Butler-Warner Generation Plant | NC | Cumberland | 11 | Batteries | BA |  | S | 0.5 | 0.5 | 0.1 | N | 2019 |  |  | N | Electric Utility | 1 | X | MWH
Natural Gas Fired Combined Cycle.NG | natural gas combined cycle | TRUE | 6235 | Fayetteville Public Works Commission | 1016 | Butler-Warner Generation Plant | NC | Cumberland | 2 | Natural Gas Fired Combined Cycle | CT | CC1 | S | 20 | 25 | 1 | N | 1976 |  |  | N | Electric Utility | 1 | X | NG | DFO
Natural Gas Fired Combined Cycle.NG | natural gas combined cycle | TRUE | 6235 | Fayetteville Public Works Commission | 1016 | Butler-Warner Generation Plant | NC | Cumberland | 3 | Natural Gas Fired Combined Cycle | CT | CC1 | S | 20 | 25 | 1 | N | 1976 |  |  | N | Electric Utility | 1 | X | NG | DFO
Natural Gas Fired Combustion Turbine.NG | natural gas peaker | TRUE | 6235 | Fayetteville Public Works Commission | 1016 | Butler-Warner Generation Plant | NC | Cumberland | 4 | Natural Gas Fired Combustion Turbine | GT |  | S | 20 | 25 | 1 | N | 1976 |  |  | N | Electric Utility | 1 | X | NG | DFO
Natural Gas Fired Combustion Turbine.NG | natural gas peaker | TRUE | 6235 | Fayetteville Public Works Commission | 1016 | Butler-Warner Generation Plant | NC | Cumberland | 5 | Natural Gas Fired Combustion Turbine | GT |  | S | 20 | 25 | 1 | N | 1977 |  |  | N | Electric Utility | 1 | X | NG | DFO
Natural Gas Fired Combined Cycle.NG | natural gas combined cycle | TRUE | 6235 | Fayetteville Public Works Commission | 1016 | Butler-Warner Generation Plant | NC | Cumberland | 6 | Natural Gas Fired Combined Cycle | CT | CC1 | S | 20 | 25 | 1 | N | 1978 |  |  | N | Electric Utility | 1 | X | NG | DFO
Natural Gas Fired Combined Cycle.NG | natural gas combined cycle | TRUE | 6235 | Fayetteville Public Works Commission | 1016 | Butler-Warner Generation Plant | NC | Cumberland | 7 | Natural Gas Fired Combined Cycle | CT | CC1 | S | 20 | 25 | 1 | N | 1979 |  |  | N | Electric Utility | 1 | X | NG | DFO
Natural Gas Fired Combined Cycle.NG | natural gas combined cycle | TRUE | 6235 | Fayetteville Public Works Commission | 1016 | Butler-Warner Generation Plant | NC | Cumberland | 8 | Natural Gas Fired Combined Cycle | CT | CC1 | S | 20 | 25 | 1 | N | 1980 |  |  | N | Electric Utility | 1 | X | NG | DFO
Natural Gas Fired Combined Cycle.NG | natural gas combined cycle | TRUE | 6235 | Fayetteville Public Works Commission | 1016 | Butler-Warner Generation Plant | NC | Cumberland | 9 | Natural Gas Fired Combined Cycle | CA | CC1 | S | 65 | 65 | 15 | N | 1988 |  |  | N | Electric Utility | 1 | X | NG | DFO
Conventional Hydroelectric.WAT | hydro | TRUE | 11588 | City of Manti - (UT) | 1020 | Manti Lower | UT | Sanpete | 2 | Conventional Hydroelectric | HY |  | S | 0.5 | 0.1 | 0.1 | N | 1989 |  |  | N | Electric Utility | 1 | X | WAT
Conventional Hydroelectric.WAT | hydro | TRUE | 11588 | City of Manti - (UT) | 1020 | Manti Lower | UT | Sanpete | HC1 | Conventional Hydroelectric | HY |  | S | 0.5 | 0.1 | 0.1 | N | 1989 |  |  | N | Electric Utility | 1 | X | WAT
Petroleum Liquids.DFO | petroleum | TRUE | 59774 | Crawfordsville Energy LLC | 1024 | Crawfordsville Power Plant | IN | Montgomery | D1 | Petroleum Liquids | IC |  | S | 0.9 | 0.9 | 0.8 | N | 1994 | 4 | 2024 | N | IPP Non-CHP | 2 | X | DFO
Petroleum Liquids.DFO | petroleum | TRUE | 14839 | City of Peru - (IN) | 1037 | Peru (IN) | IN | Miami | D1 | Petroleum Liquids | IC |  | S | 1.8 | 1.8 | 0.5 | N | 2002 |  |  | N | Electric Utility | 1 | X | DFO
Petroleum Liquids.DFO | petroleum | TRUE | 15860 | City of Rensselaer - (IN) | 1038 | Rensselaer City Light Plant | IN | Jasper | 10 | Petroleum Liquids | IC |  | S | 1.9 | 1.9 | 0.5 | N | 1971 |  |  | N | Electric Utility | 1 | X | DFO
Petroleum Liquids.DFO | petroleum | TRUE | 15860 | City of Rensselaer - (IN) | 1038 | Rensselaer City Light Plant | IN | Jasper | 11 | Petroleum Liquids | IC |  | S | 1.9 | 1.9 | 0.5 | N | 1971 |  |  | N | Electric Utility | 1 | X | DFO
Natural Gas Internal Combustion Engine.NG | natural gas peaker | TRUE | 15860 | City of Rensselaer - (IN) | 1038 | Rensselaer City Light Plant | IN | Jasper | 14 | Natural Gas Internal Combustion Engine | IC |  | S | 4.8 | 4.8 | 1 | N | 1994 |  |  | N | Electric Utility | 1 | X | NG | DFO
Natural Gas Internal Combustion Engine.NG | natural gas peaker | TRUE | 15860 | City of Rensselaer - (IN) | 1038 | Rensselaer City Light Plant | IN | Jasper | 15 | Natural Gas Internal Combustion Engine | IC |  | S | 8.3 | 8.3 | 5.3 | N | 2006 |  |  | N | Electric Utility | 1 | X | NG
Petroleum Liquids.DFO | petroleum | TRUE | 15860 | City of Rensselaer - (IN) | 1038 | Rensselaer City Light Plant | IN | Jasper | 5 | Petroleum Liquids | IC |  | S | 1.8 | 1.8 | 0.5 | N | 1950 |  |  | N | Electric Utility | 1 | X | DFO
Petroleum Liquids.DFO | petroleum | TRUE | 15860 | City of Rensselaer - (IN) | 1038 | Rensselaer City Light Plant | IN | Jasper | 6 | Petroleum Liquids | IC |  | S | 2.4 | 2.4 | 0.7 | N | 1957 |  |  | N | Electric Utility | 1 | X | DFO
Conventional Steam Coal.BIT | hard coal | TRUE | 15989 | City of Richmond - (IN) | 1040 | Whitewater Valley | IN | Wayne | 1 | Conventional Steam Coal | ST |  | S | 34.7 | 34.7 | 13 | N | 1955 |  |  | N | Electric Utility | 1 | X | BIT
Conventional Steam Coal.BIT | hard coal | TRUE | 15989 | City of Richmond - (IN) | 1040 | Whitewater Valley | IN | Wayne | 2 | Conventional Steam Coal | ST |  | S | 65 | 65 | 28 | N | 1973 |  |  | N | Electric Utility | 1 | X | BIT
Conventional Hydroelectric.WAT | hydro | TRUE | 58149 | Renewable World Energies LLC | 1067 | Iowa Hydro LLC | IA | Jackson | 1 | Conventional Hydroelectric | HY |  | S | 0.6 | 0.6 | 0 | N | 1924 |  |  | N | IPP Non-CHP | 2 | X | WAT
Conventional Hydroelectric.WAT | hydro | TRUE | 58149 | Renewable World Energies LLC | 1067 | Iowa Hydro LLC | IA | Jackson | 2 | Conventional Hydroelectric | HY |  | S | 0.6 | 0.6 | 0 | N | 1924 |  |  | N | IPP Non-CHP | 2 | X | WAT
Natural Gas Fired Combustion Turbine.NG | natural gas peaker | TRUE | 9417 | Interstate Power and Light Co | 1068 | Marshalltown | IA | Marshall | 1 | Natural Gas Fired Combustion Turbine | GT |  | S | 26.9 | 35.5 | 15 | N | 1978 |  |  | N | Electric Utility | 1 | X | NG
Natural Gas Fired Combustion Turbine.NG | natural gas peaker | TRUE | 9417 | Interstate Power and Light Co | 1068 | Marshalltown | IA | Marshall | 2 | Natural Gas Fired Combustion Turbine | GT |  | S | 51.3 | 67 | 30 | N | 1978 |  |  | N | Electric Utility | 1 | X | NG
Natural Gas Fired Combustion Turbine.NG | natural gas peaker | TRUE | 9417 | Interstate Power and Light Co | 1068 | Marshalltown | IA | Marshall | 3 | Natural Gas Fired Combustion Turbine | GT |  | S | 26.6 | 32.2 | 15 | N | 1978 |  |  | N | Electric Utility | 1 | X | NG
Conventional Steam Coal.SUB | hard coal | TRUE | 9417 | Interstate Power and Light Co | 1073 | Prairie Creek | IA | Linn | 1 | Conventional Steam Coal | ST |  | S | 3.6 | 3.6 | 1.5 | N | 1997 |  |  | Y | Electric Utility | 1 | T | SUB | NG
Conventional Steam Coal.SUB | hard coal | TRUE | 9417 | Interstate Power and Light Co | 1073 | Prairie Creek | IA | Linn | 3 | Conventional Steam Coal | ST |  | S | 26.3 | 30.5 | 9.2 | N | 1958 |  |  | Y | Electric Utility | 1 | T | SUB | NG
Natural Gas Steam Turbine.NG | natural gas steam turbine | TRUE | 9417 | Interstate Power and Light Co | 1073 | Prairie Creek | IA | Linn | 4 | Natural Gas Steam Turbine | ST |  | S | 126.4 | 130.9 | 35 | N | 1967 |  |  | Y | Electric Utility | 1 | T | NG
Natural Gas Fired Combustion Turbine.NG | natural gas peaker | TRUE | 12341 | MidAmerican Energy Co | 1079 | Coralville GT | IA | Johnson | 1 | Natural Gas Fired Combustion Turbine | GT |  | S | 15.5 | 20 | 2.5 | N | 1970 |  |  | N | Electric Utility | 1 | X | NG
Natural Gas Fired Combustion Turbine.NG | natural gas peaker | TRUE | 12341 | MidAmerican Energy Co | 1079 | Coralville GT | IA | Johnson | 2 | Natural Gas Fired Combustion Turbine | GT |  | S | 16.3 | 20 | 2.5 | N | 1970 |  |  | N | Electric Utility | 1 | X | NG
Natural Gas Fired Combustion Turbine.NG | natural gas peaker | TRUE | 12341 | MidAmerican Energy Co | 1079 | Coralville GT | IA | Johnson | 3 | Natural Gas Fired Combustion Turbine | GT |  | S | 14.8 | 20 | 2.5 | N | 1970 |  |  | N | Electric Utility | 1 | X | NG
Natural Gas Fired Combustion Turbine.NG | natural gas peaker | TRUE | 12341 | MidAmerican Energy Co | 1079 | Coralville GT | IA | Johnson | 4 | Natural Gas Fired Combustion Turbine | GT |  | S | 15.5 | 20 | 2.5 | N | 1970 |  |  | N | Electric Utility | 1 | X | NG
Conventional Steam Coal.SUB | hard coal | TRUE | 12341 | MidAmerican Energy Co | 1082 | Walter Scott Jr Energy Center | IA | Pottawattamie | 3 | Conventional Steam Coal | ST |  | J | 705.9 | 705.9 | 250 | N | 1978 |  |  | Y | Electric Utility | 1 | T | SUB | DFO | NG
Conventional Steam Coal.SUB | hard coal | TRUE | 12341 | MidAmerican Energy Co | 1082 | Walter Scott Jr Energy Center | IA | Pottawattamie | 4 | Conventional Steam Coal | ST |  | J | 805.8 | 805.8 | 230 | N | 2007 |  |  | N | Electric Utility | 1 | X | SUB | DFO | NG
Natural Gas Fired Combustion Turbine.NG | natural gas peaker | TRUE | 12341 | MidAmerican Energy Co | 1084 | River Hills | IA | Polk | 1 | Natural Gas Fired Combustion Turbine | GT |  | S | 14.6 | 16 | 2.5 | N | 1966 |  |  | N | Electric Utility | 1 | X | NG
Natural Gas Fired Combustion Turbine.NG | natural gas peaker | TRUE | 12341 | MidAmerican Energy Co | 1084 | River Hills | IA | Polk | 2 | Natural Gas Fired Combustion Turbine | GT |  | S | 14.6 | 16 | 2.5 | N | 1966 |  |  | N | Electric Utility | 1 | X | NG
Natural Gas Fired Combustion Turbine.NG | natural gas peaker | TRUE | 12341 | MidAmerican Energy Co | 1084 | River Hills | IA | Polk | 3 | Natural Gas Fired Combustion Turbine | GT |  | S | 14.6 | 16 | 2.5 | N | 1966 |  |  | N | Electric Utility | 1 | X | NG
Natural Gas Fired Combustion Turbine.NG | natural gas peaker | TRUE | 12341 | MidAmerican Energy Co | 1084 | River Hills | IA | Polk | 4 | Natural Gas Fired Combustion Turbine | GT |  | S | 14.6 | 16 | 2.5 | N | 1966 |  |  | N | Electric Utility | 1 | X | NG
Natural Gas Fired Combustion Turbine.NG | natural gas peaker | TRUE | 12341 | MidAmerican Energy Co | 1084 | River Hills | IA | Polk | 5 | Natural Gas Fired Combustion Turbine | GT |  | S | 15 | 16 | 2.5 | N | 1967 |  |  | N | Electric Utility | 1 | X | NG
Natural Gas Fired Combustion Turbine.NG | natural gas peaker | TRUE | 12341 | MidAmerican Energy Co | 1084 | River Hills | IA | Polk | 6 | Natural Gas Fired Combustion Turbine | GT |  | S | 15 | 16 | 2.5 | N | 1967 |  |  | N | Electric Utility | 1 | X | NG
Natural Gas Fired Combustion Turbine.NG | natural gas peaker | TRUE | 12341 | MidAmerican Energy Co | 1084 | River Hills | IA | Polk | 7 | Natural Gas Fired Combustion Turbine | GT |  | S | 15 | 16 | 2.5 | N | 1968 |  |  | N | Electric Utility | 1 | X | NG
Natural Gas Fired Combustion Turbine.NG | natural gas peaker | TRUE | 12341 | MidAmerican Energy Co | 1084 | River Hills | IA | Polk | 8 | Natural Gas Fired Combustion Turbine | GT |  | S | 15 | 16 | 2.5 | N | 1968 |  |  | N | Electric Utility | 1 | X | NG
Conventional Steam Coal.SUB | hard coal | TRUE | 12341 | MidAmerican Energy Co | 1091 | George Neal North | IA | Woodbury | 3 | Conventional Steam Coal | ST |  | J | 510 | 514 | 150 | N | 1975 |  |  | N | Electric Utility | 1 | X | SUB | NG
Natural Gas Fired Combustion Turbine.NG | natural gas peaker | TRUE | 12341 | MidAmerican Energy Co | 1097 | Merl Parr | IA | Floyd | 1 | Natural Gas Fired Combustion Turbine | GT |  | S | 16.2 | 18 | 6 | N | 1969 |  |  | N | Electric Utility | 1 | X | NG
Natural Gas Fired Combustion Turbine.NG | natural gas peaker | TRUE | 12341 | MidAmerican Energy Co | 1097 | Merl Parr | IA | Floyd | 2 | Natural Gas Fired Combustion Turbine | GT |  | S | 16.3 | 18 | 6 | N | 1969 |  |  | N | Electric Utility | 1 | X | NG
Natural Gas Steam Turbine.NG | natural gas steam turbine | TRUE | 9417 | Interstate Power and Light Co | 1104 | Burlington (IA) | IA | Des Moines | 1 | Natural Gas Steam Turbine | ST |  | S | 131.1 | 138.3 | 60 | N | 1968 |  |  | N | Electric Utility | 1 | X | NG
Natural Gas Fired Combustion Turbine.NG | natural gas peaker | TRUE | 9417 | Interstate Power and Light Co | 1104 | Burlington (IA) | IA | Des Moines | GT1 | Natural Gas Fired Combustion Turbine | GT |  | S | 9.6 | 13.1 | 5 | N | 1994 | 6 | 2026 | N | Electric Utility | 1 | X | NG
Natural Gas Fired Combustion Turbine.NG | natural gas peaker | TRUE | 9417 | Interstate Power and Light Co | 1104 | Burlington (IA) | IA | Des Moines | GT2 | Natural Gas Fired Combustion Turbine | GT |  | S | 9.7 | 15.9 | 5 | N | 1995 | 6 | 2026 | N | Electric Utility | 1 | X | NG
Natural Gas Fired Combustion Turbine.NG | natural gas peaker | TRUE | 9417 | Interstate Power and Light Co | 1104 | Burlington (IA) | IA | Des Moines | GT3 | Natural Gas Fired Combustion Turbine | GT |  | S | 12.1 | 15.5 | 5 | N | 1996 | 6 | 2026 | N | Electric Utility | 1 | X | NG
Natural Gas Fired Combustion Turbine.NG | natural gas peaker | TRUE | 9417 | Interstate Power and Light Co | 1104 | Burlington (IA) | IA | Des Moines | GT4 | Natural Gas Fired Combustion Turbine | GT |  | S | 5.8 | 5.8 | 5 | N | 1994 | 6 | 2026 | N | Electric Utility | 1 | X | NG
Conventional Hydroelectric.WAT | hydro | TRUE | 19436 | Union Electric Co - (MO) | 1109 | Keokuk | IA | Lee | 1 | Conventional Hydroelectric | HY |  | S | 10 | 10 | 0 | N | 1913 |  |  | N | Electric Utility | 1 | X | WAT
Conventional Hydroelectric.WAT | hydro | TRUE | 19436 | Union Electric Co - (MO) | 1109 | Keokuk | IA | Lee | 10 | Conventional Hydroelectric | HY |  | S | 10 | 10 | 0 | N | 1913 |  |  | N | Electric Utility | 1 | X | WAT
Conventional Hydroelectric.WAT | hydro | TRUE | 19436 | Union Electric Co - (MO) | 1109 | Keokuk | IA | Lee | 11 | Conventional Hydroelectric | HY |  | S | 10 | 10 | 0 | N | 1913 |  |  | N | Electric Utility | 1 | X | WAT
Conventional Hydroelectric.WAT | hydro | TRUE | 19436 | Union Electric Co - (MO) | 1109 | Keokuk | IA | Lee | 12 | Conventional Hydroelectric | HY |  | S | 10 | 10 | 0 | N | 1913 |  |  | N | Electric Utility | 1 | X | WAT
Conventional Hydroelectric.WAT | hydro | TRUE | 19436 | Union Electric Co - (MO) | 1109 | Keokuk | IA | Lee | 13 | Conventional Hydroelectric | HY |  | S | 10 | 10 | 0 | N | 1913 |  |  | N | Electric Utility | 1 | X | WAT
Conventional Hydroelectric.WAT | hydro | TRUE | 19436 | Union Electric Co - (MO) | 1109 | Keokuk | IA | Lee | 14 | Conventional Hydroelectric | HY |  | S | 10 | 10 | 0 | N | 1913 |  |  | N | Electric Utility | 1 | X | WAT
Conventional Hydroelectric.WAT | hydro | TRUE | 19436 | Union Electric Co - (MO) | 1109 | Keokuk | IA | Lee | 15 | Conventional Hydroelectric | HY |  | S | 10 | 8 | 0 | N | 1913 |  |  | N | Electric Utility | 1 | X | WAT
Conventional Hydroelectric.WAT | hydro | TRUE | 19436 | Union Electric Co - (MO) | 1109 | Keokuk | IA | Lee | 2 | Conventional Hydroelectric | HY |  | S | 10 | 10 | 0 | N | 1913 |  |  | N | Electric Utility | 1 | X | WAT
Conventional Hydroelectric.WAT | hydro | TRUE | 19436 | Union Electric Co - (MO) | 1109 | Keokuk | IA | Lee | 3 | Conventional Hydroelectric | HY |  | S | 10 | 10 | 0 | N | 1913 |  |  | N | Electric Utility | 1 | X | WAT
Conventional Hydroelectric.WAT | hydro | TRUE | 19436 | Union Electric Co - (MO) | 1109 | Keokuk | IA | Lee | 4 | Conventional Hydroelectric | HY |  | S | 10 | 10 | 0 | N | 1913 |  |  | N | Electric Utility | 1 | X | WAT
Conventional Hydroelectric.WAT | hydro | TRUE | 19436 | Union Electric Co - (MO) | 1109 | Keokuk | IA | Lee | 5 | Conventional Hydroelectric | HY |  | S | 10 | 8 | 0 | N | 1913 |  |  | N | Electric Utility | 1 | X | WAT
Conventional Hydroelectric.WAT | hydro | TRUE | 19436 | Union Electric Co - (MO) | 1109 | Keokuk | IA | Lee | 6 | Conventional Hydroelectric | HY |  | S | 10 | 10 | 0 | N | 1913 |  |  | N | Electric Utility | 1 | X | WAT
Conventional Hydroelectric.WAT | hydro | TRUE | 19436 | Union Electric Co - (MO) | 1109 | Keokuk | IA | Lee | 7 | Conventional Hydroelectric | HY |  | S | 10 | 10 | 0 | N | 1913 |  |  | N | Electric Utility | 1 | X | WAT
Conventional Hydroelectric.WAT | hydro | TRUE | 19436 | Union Electric Co - (MO) | 1109 | Keokuk | IA | Lee | 8 | Conventional Hydroelectric | HY |  | S | 10 | 10 | 0 | N | 1913 |  |  | N | Electric Utility | 1 | X | WAT
Conventional Hydroelectric.WAT | hydro | TRUE | 19436 | Union Electric Co - (MO) | 1109 | Keokuk | IA | Lee | 9 | Conventional Hydroelectric | HY |  | S | 10 | 10 | 0 | N | 1913 |  |  | N | Electric Utility | 1 | X | WAT
Petroleum Liquids.DFO | petroleum | TRUE | 309 | City of Algona - (IA) | 1120 | Algona | IA | Kossuth | 6 | Petroleum Liquids | IC |  | S | 3.2 | 3.2 | 0.4 | N | 1965 |  |  | N | Electric Utility | 1 | X | DFO | NG
Petroleum Liquids.DFO | petroleum | TRUE | 309 | City of Algona - (IA) | 1120 | Algona | IA | Kossuth | 7 | Petroleum Liquids | IC |  | S | 4.1 | 4.1 | 0.5 | N | 1970 |  |  | N | Electric Utility | 1 | X | DFO | NG
Petroleum Liquids.DFO | petroleum | TRUE | 309 | City of Algona - (IA) | 1120 | Algona | IA | Kossuth | 8 | Petroleum Liquids | IC |  | S | 4.4 | 4.4 | 0.5 | N | 1994 |  |  | N | Electric Utility | 1 | X | DFO
Petroleum Liquids.DFO | petroleum | TRUE | 309 | City of Algona - (IA) | 1120 | Algona | IA | Kossuth | 9 | Petroleum Liquids | IC |  | S | 4.4 | 4.4 | 0.5 | N | 1994 |  |  | N | Electric Utility | 1 | X | DFO
Petroleum Liquids.DFO | petroleum | TRUE | 405 | City of Alta - (IA) | 1121 | Alta Municipal Utilities | IA | Buena Vista | 2A | Petroleum Liquids | IC |  | S | 2 | 2.1 | 0 | N | 2018 |  |  | N | Electric Utility | 1 | X | DFO
Petroleum Liquids.DFO | petroleum | TRUE | 405 | City of Alta - (IA) | 1121 | Alta Municipal Utilities | IA | Buena Vista | 3A | Petroleum Liquids | IC |  | S | 2 | 2.1 | 0 | N | 2018 |  |  | N | Electric Utility | 1 | X | DFO
Natural Gas Steam Turbine.NG | natural gas steam turbine | TRUE | 554 | City of Ames - (IA) | 1122 | Ames Electric Services Power Plant | IA | Story | 7 | Natural Gas Steam Turbine | ST |  | S | 37.7 | 37.7 | 15 | N | 1968 |  |  | N | Electric Utility | 1 | X | NG | OBS
Natural Gas Steam Turbine.NG | natural gas steam turbine | TRUE | 554 | City of Ames - (IA) | 1122 | Ames Electric Services Power Plant | IA | Story | 8 | Natural Gas Steam Turbine | ST |  | S | 67 | 67 | 30 | N | 1982 |  |  | N | Electric Utility | 1 | X | NG | OBS
Petroleum Liquids.DFO | petroleum | TRUE | 682 | City of Anita - (IA) | 1123 | Anita | IA | Cass | 2 | Petroleum Liquids | IC |  | S | 0.1 | 0.2 | 0 | N | 1939 |  |  | N | Electric Utility | 1 | X | DFO
Petroleum Liquids.DFO | petroleum | TRUE | 682 | City of Anita - (IA) | 1123 | Anita | IA | Cass | 3 | Petroleum Liquids | IC |  | S | 0.2 | 0.3 | 0 | N | 1951 |  |  | N | Electric Utility | 1 | X | DFO
Petroleum Liquids.DFO | petroleum | TRUE | 682 | City of Anita - (IA) | 1123 | Anita | IA | Cass | 4 | Petroleum Liquids | IC |  | S | 0.2 | 0.2 | 0 | N | 2000 |  |  | N | Electric Utility | 1 | X | DFO
Petroleum Liquids.DFO | petroleum | TRUE | 682 | City of Anita - (IA) | 1123 | Anita | IA | Cass | 5 | Petroleum Liquids | IC |  | S | 0.2 | 0.2 | 0 | N | 2000 |  |  | N | Electric Utility | 1 | X | DFO
Petroleum Liquids.DFO | petroleum | TRUE | 682 | City of Anita - (IA) | 1123 | Anita | IA | Cass | 6 | Petroleum Liquids | IC |  | S | 2 | 2 | 0 | N | 2003 |  |  | N | Electric Utility | 1 | X | DFO
Natural Gas Fired Combustion Turbine.NG | natural gas peaker | TRUE | 965 | Atlantic Municipal Utilities | 1124 | Atlantic | IA | Cass | 6 | Natural Gas Fired Combustion Turbine | GT |  | S | 9.8 | 10 | 2.5 | N | 1999 |  |  | N | Electric Utility | 1 | X | NG
Petroleum Liquids.DFO | petroleum | TRUE | 1172 | Bancroft Municipal Utilities | 1125 | Bancroft | IA | Kossuth | 5 | Petroleum Liquids | IC |  | S | 0.5 | 0.5 | 0.1 | N | 1954 |  |  | N | Electric Utility | 1 | X | DFO
Petroleum Liquids.DFO | petroleum | TRUE | 1172 | Bancroft Municipal Utilities | 1125 | Bancroft | IA | Kossuth | 6 | Petroleum Liquids | IC |  | S | 1.8 | 1.8 | 0.1 | N | 2001 |  |  | N | Electric Utility | 1 | X | DFO
Petroleum Liquids.DFO | petroleum | TRUE | 1172 | Bancroft Municipal Utilities | 1125 | Bancroft | IA | Kossuth | 7 | Petroleum Liquids | IC |  | S | 1.8 | 1.8 | 0.1 | N | 2001 |  |  | N | Electric Utility | 1 | X | DFO
Petroleum Liquids.DFO | petroleum | TRUE | 1515 | City of Bellevue - (IA) | 1126 | Bellevue | IA | Jackson | 1A | Petroleum Liquids | IC |  | S | 1.7 | 1.8 | 0.2 | N | 2021 |  |  | N | Electric Utility | 1 | X | DFO
Petroleum Liquids.DFO | petroleum | TRUE | 1515 | City of Bellevue - (IA) | 1126 | Bellevue | IA | Jackson | 2 | Petroleum Liquids | IC |  | S | 1.6 | 1.6 | 0.2 | N | 1992 |  |  | N | Electric Utility | 1 | X | DFO
Petroleum Liquids.DFO | petroleum | TRUE | 1515 | City of Bellevue - (IA) | 1126 | Bellevue | IA | Jackson | 3 | Petroleum Liquids | IC |  | S | 1.7 | 1.8 | 0.2 | N | 2001 |  |  | N | Electric Utility | 1 | X | DFO
Petroleum Liquids.DFO | petroleum | TRUE | 1515 | City of Bellevue - (IA) | 1126 | Bellevue | IA | Jackson | 4 | Petroleum Liquids | IC |  | S | 0.6 | 0.6 | 0.2 | N | 1963 |  |  | N | Electric Utility | 1 | X | DFO
Petroleum Liquids.DFO | petroleum | TRUE | 1515 | City of Bellevue - (IA) | 1126 | Bellevue | IA | Jackson | 5 | Petroleum Liquids | IC |  | S | 0.7 | 0.7 | 0.2 | N | 1953 |  |  | N | Electric Utility | 1 | X | DFO
Petroleum Liquids.DFO | petroleum | TRUE | 1515 | City of Bellevue - (IA) | 1126 | Bellevue | IA | Jackson | 6 | Petroleum Liquids | IC |  | S | 2.4 | 2.4 | 0.5 | N | 1971 |  |  | N | Electric Utility | 1 | X | DFO
Natural Gas Internal Combustion Engine.NG | natural gas peaker | TRUE | 1869 | City of Bloomfield - (IA) | 1127 | Bloomfield | IA | Davis | 1 | Natural Gas Internal Combustion Engine | IC |  | S | 2.3 | 2.3 | 1.6 | N | 1975 |  |  | N | Electric Utility | 1 | X | NG | DFO
Petroleum Liquids.DFO | petroleum | TRUE | 1869 | City of Bloomfield - (IA) | 1127 | Bloomfield | IA | Davis | 2 | Petroleum Liquids | IC |  | S | 0.2 | 0.2 | 0.1 | N | 1945 |  |  | N | Electric Utility | 1 | X | DFO
Natural Gas Internal Combustion Engine.NG | natural gas peaker | TRUE | 1869 | City of Bloomfield - (IA) | 1127 | Bloomfield | IA | Davis | 3 | Natural Gas Internal Combustion Engine | IC |  | S | 2.2 | 2.2 | 1.2 | N | 1964 |  |  | N | Electric Utility | 1 | X | NG | DFO
Petroleum Liquids.DFO | petroleum | TRUE | 1869 | City of Bloomfield - (IA) | 1127 | Bloomfield | IA | Davis | 4 | Petroleum Liquids | IC |  | S | 0.2 | 0.2 | 0.1 | N | 1946 |  |  | N | Electric Utility | 1 | X | DFO
Natural Gas Internal Combustion Engine.NG | natural gas peaker | TRUE | 1869 | City of Bloomfield - (IA) | 1127 | Bloomfield | IA | Davis | 5 | Natural Gas Internal Combustion Engine | IC |  | S | 0.8 | 0.8 | 0.5 | N | 1951 |  |  | N | Electric Utility | 1 | X | NG | DFO
Natural Gas Internal Combustion Engine.NG | natural gas peaker | TRUE | 1869 | City of Bloomfield - (IA) | 1127 | Bloomfield | IA | Davis | 6 | Natural Gas Internal Combustion Engine | IC |  | S | 1.2 | 1.2 | 0.6 | N | 1958 |  |  | N | Electric Utility | 1 | X | NG | DFO
Petroleum Liquids.DFO | petroleum | TRUE | 2287 | City of Brooklyn - (IA) | 1128 | Brooklyn | IA | Poweshiek | 8 | Petroleum Liquids | IC |  | S | 2 | 2 | 0.2 | N | 2012 |  |  | N | Electric Utility | 1 | X | DFO
Petroleum Liquids.DFO | petroleum | TRUE | 3137 | Cascade Municipal Utilities | 1129 | Cascade | IA | Dubuque | 1 | Petroleum Liquids | IC |  | S | 0.7 | 0.7 | 0.1 | N | 1957 |  |  | N | Electric Utility | 1 | X | DFO
Petroleum Liquids.DFO | petroleum | TRUE | 3137 | Cascade Municipal Utilities | 1129 | Cascade | IA | Dubuque | 2 | Petroleum Liquids | IC |  | S | 1.9 | 2 | 0.3 | N | 1971 |  |  | N | Electric Utility | 1 | X | DFO | NG
Petroleum Liquids.DFO | petroleum | TRUE | 3137 | Cascade Municipal Utilities | 1129 | Cascade | IA | Dubuque | 3A | Petroleum Liquids | IC |  | S | 1.8 | 1.8 | 0.5 | N | 1998 |  |  | N | Electric Utility | 1 | X | DFO
Petroleum Liquids.DFO | petroleum | TRUE | 3137 | Cascade Municipal Utilities | 1129 | Cascade | IA | Dubuque | 4 | Petroleum Liquids | IC |  | S | 0.5 | 0.5 | 0.1 | N | 1951 |  |  | N | Electric Utility | 1 | X | DFO
Petroleum Liquids.DFO | petroleum | TRUE | 3137 | Cascade Municipal Utilities | 1129 | Cascade | IA | Dubuque | 6 | Petroleum Liquids | IC |  | S | 1.9 | 1.9 | 0.5 | N | 2020 |  |  | N | Electric Utility | 1 | X | DFO
Natural Gas Fired Combustion Turbine.NG | natural gas peaker | TRUE | 3203 | Cedar Falls Utilities | 1130 | Gas Turbine (IA) | IA | Black Hawk | 1 | Natural Gas Fired Combustion Turbine | GT |  | S | 17.6 | 17.6 | 5 | N | 1968 |  |  | N | Electric Utility | 1 | X | NG
Natural Gas Fired Combustion Turbine.NG | natural gas peaker | TRUE | 3203 | Cedar Falls Utilities | 1130 | Gas Turbine (IA) | IA | Black Hawk | 2 | Natural Gas Fired Combustion Turbine | GT |  | S | 22.7 | 22.7 | 10 | N | 2000 |  |  | N | Electric Utility | 1 | X | NG
Natural Gas Steam Turbine.NG | natural gas steam turbine | TRUE | 3203 | Cedar Falls Utilities | 1131 | Streeter Station | IA | Black Hawk | 6 | Natural Gas Steam Turbine | ST |  | S | 19.4 | 19.4 | 5 | N | 1963 |  |  | N | Electric Utility | 1 | X | NG | BIT | WDS | OBS | AB
Natural Gas Steam Turbine.NG | natural gas steam turbine | TRUE | 3203 | Cedar Falls Utilities | 1131 | Streeter Station | IA | Black Hawk | 7 | Natural Gas Steam Turbine | ST |  | S | 36.2 | 36.2 | 6 | N | 1973 |  |  | N | Electric Utility | 1 | X | NG | BIT
Petroleum Liquids.DFO | petroleum | TRUE | 65337 | Coggon Municipal Light Plant | 1132 | Coggon | IA | Linn | IC5 | Petroleum Liquids | IC |  | S | 1.8 | 1.8 | 0.6 | N | 2003 |  |  | N | Electric Utility | 1 | X | DFO
Petroleum Liquids.DFO | petroleum | TRUE | 4375 | City of Corning - (IA) | 1134 | Corning | IA | Adams | 5 | Petroleum Liquids | IC |  | S | 2.8 | 2.8 | 0.1 | N | 1975 |  |  | N | Electric Utility | 1 | X | DFO
Petroleum Liquids.DFO | petroleum | TRUE | 4375 | City of Corning - (IA) | 1134 | Corning | IA | Adams | 6 | Petroleum Liquids | IC |  | S | 2 | 2 | 0.1 | N | 2006 |  |  | N | Electric Utility | 1 | X | DFO
Petroleum Liquids.DFO | petroleum | TRUE | 4375 | City of Corning - (IA) | 1134 | Corning | IA | Adams | 7 | Petroleum Liquids | IC |  | S | 2 | 2 | 0.1 | N | 2006 |  |  | N | Electric Utility | 1 | X | DFO
Petroleum Liquids.DFO | petroleum | TRUE | 4919 | City of Dayton - (IA) | 1135 | Dayton (IA) | IA | Webster | 5 | Petroleum Liquids | IC |  | S | 1.8 | 1.8 | 0.5 | N | 2000 |  |  | N | Electric Utility | 1 | X | DFO
Petroleum Liquids.DFO | petroleum | TRUE | 5998 | City of Estherville - (IA) | 1137 | Estherville | IA | Emmet | 2 | Petroleum Liquids | IC |  | S | 1.1 | 1.1 | 1 | N | 1946 |  |  | N | Electric Utility | 1 | X | DFO
Natural Gas Internal Combustion Engine.NG | natural gas peaker | TRUE | 5998 | City of Estherville - (IA) | 1137 | Estherville | IA | Emmet | 3 | Natural Gas Internal Combustion Engine | IC |  | S | 2.7 | 2.8 | 2 | N | 1960 |  |  | N | Electric Utility | 1 | X | NG | DFO
Natural Gas Internal Combustion Engine.NG | natural gas peaker | TRUE | 5998 | City of Estherville - (IA) | 1137 | Estherville | IA | Emmet | 4 | Natural Gas Internal Combustion Engine | IC |  | S | 3.5 | 3.5 | 2 | N | 1969 |  |  | N | Electric Utility | 1 | X | NG | DFO
Natural Gas Internal Combustion Engine.NG | natural gas peaker | TRUE | 5998 | City of Estherville - (IA) | 1137 | Estherville | IA | Emmet | 5 | Natural Gas Internal Combustion Engine | IC |  | S | 3.6 | 3.6 | 2 | N | 1969 |  |  | N | Electric Utility | 1 | X | NG | DFO
Natural Gas Internal Combustion Engine.NG | natural gas peaker | TRUE | 5998 | City of Estherville - (IA) | 1137 | Estherville | IA | Emmet | 7 | Natural Gas Internal Combustion Engine | IC |  | S | 2.7 | 2.8 | 2 | N | 1960 |  |  | N | Electric Utility | 1 | X | NG | DFO
Petroleum Liquids.DFO | petroleum | TRUE | 6579 | City of Forest City- (IA) | 1138 | Forest City Light Plant | IA | Winnebago | 1 | Petroleum Liquids | IC |  | S | 1.3 | 1.3 | 0.9 | N | 1958 |  |  | N | Electric Utility | 1 | X | DFO
Petroleum Liquids.DFO | petroleum | TRUE | 6579 | City of Forest City- (IA) | 1138 | Forest City Light Plant | IA | Winnebago | 2 | Petroleum Liquids | IC |  | S | 2.2 | 2.2 | 1.7 | N | 1965 |  |  | N | Electric Utility | 1 | X | DFO
Petroleum Liquids.DFO | petroleum | TRUE | 6579 | City of Forest City- (IA) | 1138 | Forest City Light Plant | IA | Winnebago | 3 | Petroleum Liquids | IC |  | S | 3.3 | 3.3 | 2.6 | N | 1968 |  |  | N | Electric Utility | 1 | X | DFO
Petroleum Liquids.DFO | petroleum | TRUE | 6579 | City of Forest City- (IA) | 1138 | Forest City Light Plant | IA | Winnebago | 4 | Petroleum Liquids | IC |  | S | 6.1 | 6.1 | 4.7 | N | 1976 |  |  | N | Electric Utility | 1 | X | DFO
Petroleum Liquids.DFO | petroleum | TRUE | 6579 | City of Forest City- (IA) | 1138 | Forest City Light Plant | IA | Winnebago | 5 | Petroleum Liquids | IC |  | S | 0.7 | 0.7 | 0.5 | N | 1950 |  |  | N | Electric Utility | 1 | X | DFO
Petroleum Liquids.DFO | petroleum | TRUE | 6579 | City of Forest City- (IA) | 1138 | Forest City Light Plant | IA | Winnebago | 6 | Petroleum Liquids | IC |  | S | 7.6 | 7.6 | 0.6 | N | 2000 |  |  | N | Electric Utility | 1 | X | DFO
Petroleum Liquids.DFO | petroleum | TRUE | 7424 | Gowrie Municipal Utilities | 1141 | Gowrie | IA | Webster | 3 | Petroleum Liquids | IC |  | S | 2.2 | 2.2 | 0.4 | N | 2013 |  |  | N | Electric Utility | 1 | X | DFO
Petroleum Liquids.DFO | petroleum | TRUE | 7443 | City of Graettinger - (IA) | 1142 | Graettinger | IA | Palo Alto | 4 | Petroleum Liquids | IC |  | S | 0.5 | 0.5 | 0.5 | N | 1957 | 5 | 2024 | N | Electric Utility | 1 | X | DFO
Petroleum Liquids.DFO | petroleum | TRUE | 7443 | City of Graettinger - (IA) | 1142 | Graettinger | IA | Palo Alto | 5 | Petroleum Liquids | IC |  | S | 1.1 | 1.1 | 0.8 | N | 1990 |  |  | N | Electric Utility | 1 | X | DFO
Petroleum Liquids.DFO | petroleum | TRUE | 7443 | City of Graettinger - (IA) | 1142 | Graettinger | IA | Palo Alto | 6 | Petroleum Liquids | IC |  | S | 2 | 2 | 0.8 | N | 2002 |  |  | N | Electric Utility | 1 | X | DFO
Petroleum Liquids.DFO | petroleum | TRUE | 7486 | City of Grand Junction - (IA) | 1143 | Grand Junction | IA | Greene | 2 | Petroleum Liquids | IC |  | S | 1.7 | 1.7 | 1 | N | 1994 |  |  | N | Electric Utility | 1 | X | DFO
Petroleum Liquids.DFO | petroleum | TRUE | 7743 | Grundy Center Mun Light & Power | 1145 | Grundy Center City Light Plant | IA | Grundy | IC1 | Petroleum Liquids | IC |  | S | 2.2 | 2.2 | 2.2 | N | 1963 |  |  | N | Electric Utility | 1 | X | DFO | NG
Petroleum Liquids.DFO | petroleum | TRUE | 7743 | Grundy Center Mun Light & Power | 1145 | Grundy Center City Light Plant | IA | Grundy | IC2 | Petroleum Liquids | IC |  | S | 3.5 | 3.5 | 3.5 | N | 1972 |  |  | N | Electric Utility | 1 | X | DFO | NG
Petroleum Liquids.DFO | petroleum | TRUE | 7743 | Grundy Center Mun Light & Power | 1145 | Grundy Center City Light Plant | IA | Grundy | IC3 | Petroleum Liquids | IC |  | S | 3 | 3 | 3 | N | 1990 |  |  | N | Electric Utility | 1 | X | DFO | NG
Petroleum Liquids.DFO | petroleum | TRUE | 8122 | Harlan Municipal Utilities - (IA) | 1146 | Harlan | IA | Shelby | HMU1 | Petroleum Liquids | IC |  | S | 1.6 | 1.6 | 0.1 | N | 2001 |  |  | N | Electric Utility | 1 | X | DFO
Petroleum Liquids.DFO | petroleum | TRUE | 8122 | Harlan Municipal Utilities - (IA) | 1146 | Harlan | IA | Shelby | HMU2 | Petroleum Liquids | IC |  | S | 1.6 | 1.6 | 0.1 | N | 2001 |  |  | N | Electric Utility | 1 | X | DFO
Petroleum Liquids.DFO | petroleum | TRUE | 9275 | Indianola Municipal Utilities | 1150 | Indianola | IA | Warren | 7 | Petroleum Liquids | GT |  | S | 19.4 | 23 | 2.5 | N | 1977 |  |  | N | Electric Utility | 1 | X | DFO
Petroleum Liquids.DFO | petroleum | TRUE | 9275 | Indianola Municipal Utilities | 1150 | Indianola | IA | Warren | 8 | Petroleum Liquids | GT |  | S | 22.8 | 24 | 2.5 | N | 2000 |  |  | N | Electric Utility | 1 | X | DFO
Petroleum Liquids.DFO | petroleum | TRUE | 10608 | City of Lake Park - (IA) | 1153 | Lake Park | IA | Dickinson | 3 | Petroleum Liquids | IC |  | S | 2 | 2 | 1.5 | N | 2005 |  |  | N | Electric Utility | 1 | X | DFO
Petroleum Liquids.DFO | petroleum | TRUE | 10608 | City of Lake Park - (IA) | 1153 | Lake Park | IA | Dickinson | G2 | Petroleum Liquids | IC |  | S | 2 | 2 | 1.5 | N | 2005 |  |  | N | Electric Utility | 1 | X | DFO
Petroleum Liquids.DFO | petroleum | TRUE | 10606 | City of Lake Mills | 1154 | Lake Mills | IA | Winnebago | 4 | Petroleum Liquids | IC |  | S | 1.3 | 1.3 | 0.5 | N | 1962 |  |  | N | Electric Utility | 1 | X | DFO | NG
Petroleum Liquids.DFO | petroleum | TRUE | 10606 | City of Lake Mills | 1154 | Lake Mills | IA | Winnebago | 6 | Petroleum Liquids | IC |  | S | 5.7 | 5.7 | 2 | N | 1979 |  |  | N | Electric Utility | 1 | X | DFO
Petroleum Liquids.DFO | petroleum | TRUE | 10606 | City of Lake Mills | 1154 | Lake Mills | IA | Winnebago | 7 | Petroleum Liquids | IC |  | S | 7.6 | 7.6 | 3 | N | 1999 |  |  | N | Electric Utility | 1 | X | DFO
Petroleum Liquids.DFO | petroleum | TRUE | 10606 | City of Lake Mills | 1154 | Lake Mills | IA | Winnebago | 8 | Petroleum Liquids | IC |  | S | 3.1 | 3.1 | 1 | N | 2022 |  |  | N | Electric Utility | 1 | X | DFO
Petroleum Liquids.DFO | petroleum | TRUE | 10650 | City of Lamoni - (IA) | 1155 | Lamoni Municipal Utilities | IA | Decatur | 1 | Petroleum Liquids | IC |  | S | 2.7 | 2.8 | 0 | N | 1973 |  |  | N | Electric Utility | 1 | X | DFO | NG
Petroleum Liquids.DFO | petroleum | TRUE | 10650 | City of Lamoni - (IA) | 1155 | Lamoni Municipal Utilities | IA | Decatur | 2 | Petroleum Liquids | IC |  | S | 0.2 | 0.2 | 0 | N | 1940 |  |  | N | Electric Utility | 1 | X | DFO
Petroleum Liquids.DFO | petroleum | TRUE | 10650 | City of Lamoni - (IA) | 1155 | Lamoni Municipal Utilities | IA | Decatur | 3 | Petroleum Liquids | IC |  | S | 0.3 | 0.3 | 0 | N | 1941 |  |  | N | Electric Utility | 1 | X | DFO
Petroleum Liquids.DFO | petroleum | TRUE | 10650 | City of Lamoni - (IA) | 1155 | Lamoni Municipal Utilities | IA | Decatur | 4 | Petroleum Liquids | IC |  | S | 0.6 | 0.6 | 0 | N | 1948 |  |  | N | Electric Utility | 1 | X | DFO
Petroleum Liquids.DFO | petroleum | TRUE | 10650 | City of Lamoni - (IA) | 1155 | Lamoni Municipal Utilities | IA | Decatur | 5 | Petroleum Liquids | IC |  | S | 1.1 | 1.1 | 0 | N | 1955 |  |  | N | Electric Utility | 1 | X | DFO | NG
Petroleum Liquids.DFO | petroleum | TRUE | 10650 | City of Lamoni - (IA) | 1155 | Lamoni Municipal Utilities | IA | Decatur | 6 | Petroleum Liquids | IC |  | S | 0.5 | 0.5 | 0 | N | 1993 |  |  | N | Electric Utility | 1 | X | DFO
Petroleum Liquids.DFO | petroleum | TRUE | 10650 | City of Lamoni - (IA) | 1155 | Lamoni Municipal Utilities | IA | Decatur | 7 | Petroleum Liquids | IC |  | S | 2.3 | 2.3 | 0 | N | 2011 |  |  | N | Electric Utility | 1 | X | DFO
Petroleum Liquids.DFO | petroleum | TRUE | 10650 | City of Lamoni - (IA) | 1155 | Lamoni Municipal Utilities | IA | Decatur | 8 | Petroleum Liquids | IC |  | S | 2.3 | 2.3 | 0 | N | 2011 |  |  | N | Electric Utility | 1 | X | DFO
Petroleum Liquids.DFO | petroleum | TRUE | 10542 | La Porte City Utilities | 1156 | La Porte | IA | Black Hawk | 3A | Petroleum Liquids | IC |  | S | 1.8 | 1.8 | 1.8 | N | 2000 |  |  | N | Electric Utility | 1 | X | DFO
Petroleum Liquids.DFO | petroleum | TRUE | 10542 | La Porte City Utilities | 1156 | La Porte | IA | Black Hawk | 4A | Petroleum Liquids | IC |  | S | 1.8 | 1.8 | 1.8 | N | 2000 |  |  | N | Electric Utility | 1 | X | DFO
Petroleum Liquids.DFO | petroleum | TRUE | 10542 | La Porte City Utilities | 1156 | La Porte | IA | Black Hawk | 6 | Petroleum Liquids | IC |  | S | 1.8 | 1.8 | 1.8 | N | 2013 |  |  | N | Electric Utility | 1 | X | DFO
Petroleum Liquids.DFO | petroleum | TRUE | 10769 | City of Laurens - (IA) | 1157 | Laurens | IA | Pocahontas | 3 | Petroleum Liquids | IC |  | S | 0.7 | 0.7 | 0.7 | N | 1952 |  |  | N | Electric Utility | 1 | X | DFO
Petroleum Liquids.DFO | petroleum | TRUE | 10769 | City of Laurens - (IA) | 1157 | Laurens | IA | Pocahontas | 4 | Petroleum Liquids | IC |  | S | 0.7 | 0.7 | 0.7 | N | 1951 |  |  | N | Electric Utility | 1 | X | DFO
Petroleum Liquids.DFO | petroleum | TRUE | 10769 | City of Laurens - (IA) | 1157 | Laurens | IA | Pocahontas | 5 | Petroleum Liquids | IC |  | S | 2.3 | 2.3 | 2.3 | N | 2013 |  |  | N | Electric Utility | 1 | X | DFO
Petroleum Liquids.DFO | petroleum | TRUE | 10769 | City of Laurens - (IA) | 1157 | Laurens | IA | Pocahontas | 6 | Petroleum Liquids | IC |  | S | 2.3 | 2.3 | 2.3 | N | 2013 |  |  | N | Electric Utility | 1 | X | DFO
Petroleum Liquids.DFO | petroleum | TRUE | 10769 | City of Laurens - (IA) | 1157 | Laurens | IA | Pocahontas | 7 | Petroleum Liquids | IC |  | S | 2.3 | 2.3 | 2.3 | N | 2013 |  |  | N | Electric Utility | 1 | X | DFO
Petroleum Liquids.DFO | petroleum | TRUE | 10908 | City of Lenox - (IA) | 1158 | Lenox | IA | Taylor | 1 | Petroleum Liquids | IC |  | S | 0.3 | 0.3 | 0.1 | N | 1948 |  |  | N | Electric Utility | 1 | X | DFO
Petroleum Liquids.DFO | petroleum | TRUE | 10908 | City of Lenox - (IA) | 1158 | Lenox | IA | Taylor | 2 | Petroleum Liquids | IC |  | S | 1.1 | 1.1 | 0.4 | N | 1965 |  |  | N | Electric Utility | 1 | X | DFO
Petroleum Liquids.DFO | petroleum | TRUE | 10908 | City of Lenox - (IA) | 1158 | Lenox | IA | Taylor | 3 | Petroleum Liquids | IC |  | S | 0.9 | 0.9 | 0.4 | N | 1966 |  |  | N | Electric Utility | 1 | X | DFO
Petroleum Liquids.DFO | petroleum | TRUE | 10908 | City of Lenox - (IA) | 1158 | Lenox | IA | Taylor | 4 | Petroleum Liquids | IC |  | S | 1.7 | 1.8 | 1.3 | N | 2001 |  |  | N | Electric Utility | 1 | X | DFO
Petroleum Liquids.DFO | petroleum | TRUE | 10908 | City of Lenox - (IA) | 1158 | Lenox | IA | Taylor | 5 | Petroleum Liquids | IC |  | S | 1.8 | 1.8 | 1.3 | N | 2016 |  |  | N | Electric Utility | 1 | X | DFO
Petroleum Liquids.DFO | petroleum | TRUE | 11581 | City of Manning | 1160 | Manning | IA | Carroll | 1 | Petroleum Liquids | IC |  | S | 0.2 | 0.2 | 0.2 | N | 1928 |  |  | N | Electric Utility | 1 | X | DFO
Petroleum Liquids.DFO | petroleum | TRUE | 11581 | City of Manning | 1160 | Manning | IA | Carroll | 2 | Petroleum Liquids | IC |  | S | 0.2 | 0.2 | 0.2 | N | 1928 |  |  | N | Electric Utility | 1 | X | DFO
Petroleum Liquids.DFO | petroleum | TRUE | 11581 | City of Manning | 1160 | Manning | IA | Carroll | 4 | Petroleum Liquids | IC |  | S | 0.6 | 0.6 | 0.2 | N | 1949 |  |  | N | Electric Utility | 1 | X | DFO
Petroleum Liquids.DFO | petroleum | TRUE | 11581 | City of Manning | 1160 | Manning | IA | Carroll | M1 | Petroleum Liquids | IC |  | S | 2.3 | 2.3 | 0.2 | N | 2012 |  |  | N | Electric Utility | 1 | X | DFO
Petroleum Liquids.DFO | petroleum | TRUE | 11581 | City of Manning | 1160 | Manning | IA | Carroll | M2 | Petroleum Liquids | IC |  | S | 2.3 | 2.3 | 0.2 | N | 2012 |  |  | N | Electric Utility | 1 | X | DFO
Petroleum Liquids.DFO | petroleum | TRUE | 11581 | City of Manning | 1160 | Manning | IA | Carroll | M3 | Petroleum Liquids | IC |  | S | 2.3 | 2.3 | 0.2 | N | 2012 |  |  | N | Electric Utility | 1 | X | DFO
Natural Gas Internal Combustion Engine.NG | natural gas peaker | TRUE | 11611 | City of Maquoketa - (IA) | 1162 | Maquoketa 1 | IA | Jackson | 1A | Natural Gas Internal Combustion Engine | IC |  | S | 2.8 | 3 | 1.5 | N | 2004 |  |  | N | Electric Utility | 1 | X | NG | DFO
Natural Gas Internal Combustion Engine.NG | natural gas peaker | TRUE | 11611 | City of Maquoketa - (IA) | 1162 | Maquoketa 1 | IA | Jackson | 2A | Natural Gas Internal Combustion Engine | IC |  | S | 2.8 | 3 | 1.5 | N | 2004 |  |  | N | Electric Utility | 1 | X | NG | DFO
Natural Gas Internal Combustion Engine.NG | natural gas peaker | TRUE | 11611 | City of Maquoketa - (IA) | 1162 | Maquoketa 1 | IA | Jackson | 3 | Natural Gas Internal Combustion Engine | IC |  | S | 1.8 | 1.9 | 1 | N | 1969 |  |  | N | Electric Utility | 1 | X | NG | DFO
Petroleum Liquids.DFO | petroleum | TRUE | 11611 | City of Maquoketa - (IA) | 1162 | Maquoketa 1 | IA | Jackson | 4A | Petroleum Liquids | IC |  | S | 1.7 | 1.7 | 0.9 | N | 1999 |  |  | N | Electric Utility | 1 | X | DFO
Natural Gas Internal Combustion Engine.NG | natural gas peaker | TRUE | 11611 | City of Maquoketa - (IA) | 1162 | Maquoketa 1 | IA | Jackson | 5 | Natural Gas Internal Combustion Engine | IC |  | S | 1.4 | 1.5 | 0.7 | N | 1956 |  |  | N | Electric Utility | 1 | X | NG | DFO
Natural Gas Internal Combustion Engine.NG | natural gas peaker | TRUE | 11611 | City of Maquoketa - (IA) | 1162 | Maquoketa 1 | IA | Jackson | 6 | Natural Gas Internal Combustion Engine | IC |  | S | 2.1 | 2.2 | 1 | N | 1962 |  |  | N | Electric Utility | 1 | X | NG | DFO
Natural Gas Internal Combustion Engine.NG | natural gas peaker | TRUE | 11611 | City of Maquoketa - (IA) | 1162 | Maquoketa 1 | IA | Jackson | 7 | Natural Gas Internal Combustion Engine | IC |  | S | 6 | 6.1 | 3 | N | 1982 |  |  | N | Electric Utility | 1 | X | NG | DFO
Petroleum Liquids.DFO | petroleum | TRUE | 11611 | City of Maquoketa - (IA) | 1162 | Maquoketa 1 | IA | Jackson | 8 | Petroleum Liquids | IC |  | S | 1.7 | 1.7 | 0.9 | N | 1996 |  |  | N | Electric Utility | 1 | X | DFO
Petroleum Liquids.DFO | petroleum | TRUE | 11611 | City of Maquoketa - (IA) | 1162 | Maquoketa 1 | IA | Jackson | 9 | Petroleum Liquids | IC |  | S | 1.7 | 1.7 | 0.9 | N | 2000 |  |  | N | Electric Utility | 1 | X | DFO
Petroleum Liquids.DFO | petroleum | TRUE | 12114 | City of McGregor- (IA) | 1163 | McGregor | IA | Clayton | 1 | Petroleum Liquids | IC |  | S | 1.2 | 1.2 | 0.6 | N | 1977 |  |  | N | Electric Utility | 1 | X | DFO
Petroleum Liquids.DFO | petroleum | TRUE | 12114 | City of McGregor- (IA) | 1163 | McGregor | IA | Clayton | 2 | Petroleum Liquids | IC |  | S | 0.3 | 0.3 | 0.1 | N | 1941 |  |  | N | Electric Utility | 1 | X | DFO
Petroleum Liquids.DFO | petroleum | TRUE | 12541 | City of Milford - (IA) | 1164 | Milford | IA | Dickinson | 1 | Petroleum Liquids | IC |  | S | 0.6 | 0.6 | 0.6 | N | 1954 |  |  | N | Electric Utility | 1 | X | DFO
Petroleum Liquids.DFO | petroleum | TRUE | 12541 | City of Milford - (IA) | 1164 | Milford | IA | Dickinson | 4 | Petroleum Liquids | IC |  | S | 0.5 | 0.5 | 0.5 | N | 1949 |  |  | N | Electric Utility | 1 | X | DFO
Petroleum Liquids.DFO | petroleum | TRUE | 12541 | City of Milford - (IA) | 1164 | Milford | IA | Dickinson | 5 | Petroleum Liquids | IC |  | S | 1.8 | 1.8 | 1.8 | N | 1997 |  |  | N | Electric Utility | 1 | X | DFO
Petroleum Liquids.DFO | petroleum | TRUE | 12541 | City of Milford - (IA) | 1164 | Milford | IA | Dickinson | 6 | Petroleum Liquids | IC |  | S | 1.8 | 1.8 | 1.8 | N | 1997 |  |  | N | Electric Utility | 1 | X | DFO
Petroleum Liquids.DFO | petroleum | TRUE | 12541 | City of Milford - (IA) | 1164 | Milford | IA | Dickinson | 7 | Petroleum Liquids | IC |  | S | 1.8 | 1.8 | 1.8 | N | 1997 |  |  | N | Electric Utility | 1 | X | DFO
Petroleum Liquids.DFO | petroleum | TRUE | 12839 | City of Montezuma - (IA) | 1165 | Montezuma | IA | Poweshiek | 1 | Petroleum Liquids | IC |  | S | 0.2 | 0.2 | 0.1 | N | 1940 |  |  | N | Electric Utility | 1 | X | DFO
Petroleum Liquids.DFO | petroleum | TRUE | 12839 | City of Montezuma - (IA) | 1165 | Montezuma | IA | Poweshiek | 10 | Petroleum Liquids | IC |  | S | 0.2 | 0.2 | 0.1 | N | 2003 |  |  | N | Electric Utility | 1 | X | DFO
Petroleum Liquids.DFO | petroleum | TRUE | 12839 | City of Montezuma - (IA) | 1165 | Montezuma | IA | Poweshiek | 4 | Petroleum Liquids | IC |  | S | 0.5 | 0.5 | 0.4 | N | 1947 |  |  | N | Electric Utility | 1 | X | DFO
Petroleum Liquids.DFO | petroleum | TRUE | 12839 | City of Montezuma - (IA) | 1165 | Montezuma | IA | Poweshiek | 5 | Petroleum Liquids | IC |  | S | 1 | 1.1 | 1 | N | 1959 |  |  | N | Electric Utility | 1 | X | DFO
Natural Gas Internal Combustion Engine.NG | natural gas peaker | TRUE | 12839 | City of Montezuma - (IA) | 1165 | Montezuma | IA | Poweshiek | 6 | Natural Gas Internal Combustion Engine | IC |  | S | 1.6 | 1.7 | 1.2 | N | 1967 |  |  | N | Electric Utility | 1 | X | NG | DFO
Natural Gas Internal Combustion Engine.NG | natural gas peaker | TRUE | 12839 | City of Montezuma - (IA) | 1165 | Montezuma | IA | Poweshiek | 7 | Natural Gas Internal Combustion Engine | IC |  | S | 2.5 | 2.5 | 1.5 | N | 1974 |  |  | N | Electric Utility | 1 | X | NG | DFO
Petroleum Liquids.DFO | petroleum | TRUE | 12839 | City of Montezuma - (IA) | 1165 | Montezuma | IA | Poweshiek | 8 | Petroleum Liquids | IC |  | S | 1.8 | 1.8 | 1.4 | N | 1998 |  |  | N | Electric Utility | 1 | X | DFO
Petroleum Liquids.DFO | petroleum | TRUE | 12839 | City of Montezuma - (IA) | 1165 | Montezuma | IA | Poweshiek | 9 | Petroleum Liquids | IC |  | S | 1.8 | 1.8 | 1.4 | N | 2000 |  |  | N | Electric Utility | 1 | X | DFO
Petroleum Liquids.DFO | petroleum | TRUE | 13038 | City of Mt Pleasant - (IA) | 1166 | Mt Pleasant | IA | Henry | 1 | Petroleum Liquids | IC |  | S | 2 | 2 | 0.1 | N | 2002 |  |  | N | Electric Utility | 1 | X | DFO
Petroleum Liquids.DFO | petroleum | TRUE | 13038 | City of Mt Pleasant - (IA) | 1166 | Mt Pleasant | IA | Henry | 10 | Petroleum Liquids | IC |  | S | 2 | 2 | 0.1 | N | 2002 |  |  | N | Electric Utility | 1 | X | DFO
Petroleum Liquids.DFO | petroleum | TRUE | 13038 | City of Mt Pleasant - (IA) | 1166 | Mt Pleasant | IA | Henry | 11 | Petroleum Liquids | IC |  | S | 2 | 2 | 0.1 | N | 2002 |  |  | N | Electric Utility | 1 | X | DFO
Petroleum Liquids.DFO | petroleum | TRUE | 13038 | City of Mt Pleasant - (IA) | 1166 | Mt Pleasant | IA | Henry | 12 | Petroleum Liquids | IC |  | S | 2 | 2 | 0.1 | N | 2002 |  |  | N | Electric Utility | 1 | X | DFO
Petroleum Liquids.DFO | petroleum | TRUE | 13038 | City of Mt Pleasant - (IA) | 1166 | Mt Pleasant | IA | Henry | 2 | Petroleum Liquids | IC |  | S | 2 | 2 | 0.1 | N | 2002 |  |  | N | Electric Utility | 1 | X | DFO
Petroleum Liquids.DFO | petroleum | TRUE | 13038 | City of Mt Pleasant - (IA) | 1166 | Mt Pleasant | IA | Henry | 3 | Petroleum Liquids | IC |  | S | 2 | 2 | 0.1 | N | 2002 |  |  | N | Electric Utility | 1 | X | DFO
Petroleum Liquids.DFO | petroleum | TRUE | 13038 | City of Mt Pleasant - (IA) | 1166 | Mt Pleasant | IA | Henry | 4A | Petroleum Liquids | IC |  | S | 2 | 2 | 0.1 | N | 2002 |  |  | N | Electric Utility | 1 | X | DFO
Petroleum Liquids.DFO | petroleum | TRUE | 13038 | City of Mt Pleasant - (IA) | 1166 | Mt Pleasant | IA | Henry | 5A | Petroleum Liquids | IC |  | S | 2 | 2 | 0.1 | N | 2002 |  |  | N | Electric Utility | 1 | X | DFO
Petroleum Liquids.DFO | petroleum | TRUE | 13038 | City of Mt Pleasant - (IA) | 1166 | Mt Pleasant | IA | Henry | 6 | Petroleum Liquids | IC |  | S | 2 | 2 | 0.1 | N | 2002 |  |  | N | Electric Utility | 1 | X | DFO
Petroleum Liquids.DFO | petroleum | TRUE | 13038 | City of Mt Pleasant - (IA) | 1166 | Mt Pleasant | IA | Henry | 7 | Petroleum Liquids | IC |  | S | 2 | 2 | 0.1 | N | 2002 |  |  | N | Electric Utility | 1 | X | DFO
Petroleum Liquids.DFO | petroleum | TRUE | 13038 | City of Mt Pleasant - (IA) | 1166 | Mt Pleasant | IA | Henry | 8 | Petroleum Liquids | IC |  | S | 2 | 2 | 0.1 | N | 2002 |  |  | N | Electric Utility | 1 | X | DFO
Petroleum Liquids.DFO | petroleum | TRUE | 13038 | City of Mt Pleasant - (IA) | 1166 | Mt Pleasant | IA | Henry | 9 | Petroleum Liquids | IC |  | S | 2 | 2 | 0.1 | N | 2002 |  |  | N | Electric Utility | 1 | X | DFO
Conventional Steam Coal.SUB | hard coal | TRUE | 13143 | Board of Water Electric & Communications | 1167 | Muscatine Plant #1 | IA | Muscatine | 7 | Conventional Steam Coal | ST |  | S | 20.1 | 20.1 | 6 | N | 1958 |  |  | N | Electric Utility | 1 | X | SUB | NG
Conventional Steam Coal.SUB | hard coal | TRUE | 13143 | Board of Water Electric & Communications | 1167 | Muscatine Plant #1 | IA | Muscatine | 8 | Conventional Steam Coal | ST |  | S | 68 | 68 | 36 | N | 1969 |  |  | N | Electric Utility | 1 | X | SUB
Conventional Steam Coal.SUB | hard coal | TRUE | 13143 | Board of Water Electric & Communications | 1167 | Muscatine Plant #1 | IA | Muscatine | 8A | Conventional Steam Coal | ST |  | S | 14.5 | 14.5 | 10 | N | 2000 | 3 | 2024 | Y | Electric Utility | 1 | T | SUB
Conventional Steam Coal.SUB | hard coal | TRUE | 13143 | Board of Water Electric & Communications | 1167 | Muscatine Plant #1 | IA | Muscatine | 9 | Conventional Steam Coal | ST |  | S | 160.8 | 160.8 | 45 | N | 1983 |  |  | N | Electric Utility | 1 | X | SUB
Natural Gas Internal Combustion Engine.NG | natural gas peaker | TRUE | 13444 | City of New Hampton - (IA) | 1168 | New Hampton | IA | Chickasaw | 3 | Natural Gas Internal Combustion Engine | IC |  | S | 3.5 | 3.5 | 2 | N | 1967 |  |  | N | Electric Utility | 1 | X | NG | DFO
Natural Gas Internal Combustion Engine.NG | natural gas peaker | TRUE | 13444 | City of New Hampton - (IA) | 1168 | New Hampton | IA | Chickasaw | 4 | Natural Gas Internal Combustion Engine | IC |  | S | 5 | 5 | 4 | N | 1973 |  |  | N | Electric Utility | 1 | X | NG | DFO
Natural Gas Internal Combustion Engine.NG | natural gas peaker | TRUE | 13444 | City of New Hampton - (IA) | 1168 | New Hampton | IA | Chickasaw | 5 | Natural Gas Internal Combustion Engine | IC |  | S | 5 | 5 | 4 | N | 1973 |  |  | N | Electric Utility | 1 | X | NG | DFO
Petroleum Liquids.DFO | petroleum | TRUE | 13444 | City of New Hampton - (IA) | 1168 | New Hampton | IA | Chickasaw | 7 | Petroleum Liquids | IC |  | S | 5.3 | 5.3 | 3 | N | 1999 |  |  | N | Electric Utility | 1 | X | DFO
Petroleum Liquids.DFO | petroleum | TRUE | 13444 | City of New Hampton - (IA) | 1168 | New Hampton | IA | Chickasaw | 8 | Petroleum Liquids | IC |  | S | 5.3 | 5.3 | 3 | N | 1999 |  |  | N | Electric Utility | 1 | X | DFO
Petroleum Liquids.DFO | petroleum | TRUE | 13990 | City of Ogden - (IA) | 1169 | Ogden | IA | Boone | 4 | Petroleum Liquids | IC |  | S | 0.5 | 0.5 | 0.2 | N | 1951 |  |  | N | Electric Utility | 1 | X | DFO | NG
Petroleum Liquids.DFO | petroleum | TRUE | 13990 | City of Ogden - (IA) | 1169 | Ogden | IA | Boone | 5 | Petroleum Liquids | IC |  | S | 1 | 1 | 0.5 | N | 1958 |  |  | N | Electric Utility | 1 | X | DFO | NG
Petroleum Liquids.DFO | petroleum | TRUE | 13990 | City of Ogden - (IA) | 1169 | Ogden | IA | Boone | 6 | Petroleum Liquids | IC |  | S | 2.5 | 2.5 | 1.2 | N | 1971 |  |  | N | Electric Utility | 1 | X | DFO | NG
Natural Gas Internal Combustion Engine.NG | natural gas peaker | TRUE | 14201 | City of Osage - (IA) | 1172 | Osage (IA) | IA | Mitchell | 5 | Natural Gas Internal Combustion Engine | IC |  | S | 3.1 | 3.1 | 1 | N | 1963 |  |  | N | Electric Utility | 1 | X | NG | DFO
Natural Gas Internal Combustion Engine.NG | natural gas peaker | TRUE | 14201 | City of Osage - (IA) | 1172 | Osage (IA) | IA | Mitchell | 6 | Natural Gas Internal Combustion Engine | IC |  | S | 6 | 6 | 1 | N | 1973 |  |  | N | Electric Utility | 1 | X | NG | DFO
Petroleum Liquids.DFO | petroleum | TRUE | 14201 | City of Osage - (IA) | 1172 | Osage (IA) | IA | Mitchell | 7 | Petroleum Liquids | IC |  | S | 3.6 | 3.6 | 1 | N | 1996 |  |  | N | Electric Utility | 1 | X | DFO
Petroleum Liquids.DFO | petroleum | TRUE | 14201 | City of Osage - (IA) | 1172 | Osage (IA) | IA | Mitchell | 8 | Petroleum Liquids | IC |  | S | 3.6 | 3.6 | 1 | N | 1998 |  |  | N | Electric Utility | 1 | X | DFO
Solar Photovoltaic.SUN | solar PV | TRUE | 14201 | City of Osage - (IA) | 1172 | Osage (IA) | IA | Mitchell | SO | Solar Photovoltaic | PV |  | S | 0.8 | 0.1 |  | N | 2016 |  |  | N | Electric Utility | 1 | X | SUN
Onshore Wind Turbine.WND | onshore wind | TRUE | 14201 | City of Osage - (IA) | 1172 | Osage (IA) | IA | Mitchell | W1 | Onshore Wind Turbine | WT |  | S | 0.5 | 0.5 | 0.5 | N | 2009 |  |  | N | Electric Utility | 1 | X | WND
Conventional Hydroelectric.WAT | hydro | TRUE | 14236 | Ottumwa City of | 1173 | Ottumwa City of | IA | Wapello | 1 | Conventional Hydroelectric | HY |  | S | 1 | 1 | 0.5 | N | 1931 |  |  | N | Electric Utility | 1 | X | WAT
Conventional Hydroelectric.WAT | hydro | TRUE | 14236 | Ottumwa City of | 1173 | Ottumwa City of | IA | Wapello | 2 | Conventional Hydroelectric | HY |  | S | 1.2 | 1.2 | 0.3 | N | 1931 |  |  | N | Electric Utility | 1 | X | WAT
Conventional Hydroelectric.WAT | hydro | TRUE | 14236 | Ottumwa City of | 1173 | Ottumwa City of | IA | Wapello | 3 | Conventional Hydroelectric | HY |  | S | 1 | 1 | 0.3 | N | 1931 |  |  | N | Electric Utility | 1 | X | WAT
Natural Gas Internal Combustion Engine.NG | natural gas peaker | TRUE | 15349 | City of Preston | 1176 | Preston (IA) | IA | Jackson | 4 | Natural Gas Internal Combustion Engine | IC |  | S | 1.8 | 1.8 | 1.8 | N | 1980 |  |  | N | Electric Utility | 1 | X | NG | DFO
Petroleum Liquids.DFO | petroleum | TRUE | 15349 | City of Preston | 1176 | Preston (IA) | IA | Jackson | 5 | Petroleum Liquids | IC |  | S | 2 | 2 | 0.1 | N | 2020 |  |  | N | Electric Utility | 1 | X | DFO
Petroleum Liquids.DFO | petroleum | TRUE | 16211 | City of Rockford- (IA) | 1180 | Rockford | IA | Floyd | 1 | Petroleum Liquids | IC |  | S | 0.4 | 0.4 | 0.1 | N | 1951 |  |  | N | Electric Utility | 1 | X | DFO
Petroleum Liquids.DFO | petroleum | TRUE | 16211 | City of Rockford- (IA) | 1180 | Rockford | IA | Floyd | 5 | Petroleum Liquids | IC |  | S | 0.9 | 0.9 | 0.1 | N | 1961 |  |  | N | Electric Utility | 1 | X | DFO
Petroleum Liquids.DFO | petroleum | TRUE | 16211 | City of Rockford- (IA) | 1180 | Rockford | IA | Floyd | 6 | Petroleum Liquids | IC |  | S | 1.6 | 1.6 | 0.2 | N | 1999 |  |  | N | Electric Utility | 1 | X | DFO
Petroleum Liquids.DFO | petroleum | TRUE | 16206 | Rock Rapids Municipal Utility | 1181 | Rock Rapids | IA | Lyon | 1 | Petroleum Liquids | IC |  | S | 2.5 | 2.5 | 1.8 | N | 1968 |  |  | N | Electric Utility | 1 | X | DFO
Petroleum Liquids.DFO | petroleum | TRUE | 17141 | City of Sibley - (IA) | 1184 | Sibley One | IA | Osceola | 2 | Petroleum Liquids | IC |  | S | 1.9 | 2.1 | 1 | N | 1971 |  |  | N | Electric Utility | 1 | X | DFO | NG
Petroleum Liquids.DFO | petroleum | TRUE | 17141 | City of Sibley - (IA) | 1184 | Sibley One | IA | Osceola | 3 | Petroleum Liquids | IC |  | S | 1.1 | 1.2 | 1 | N | 1987 |  |  | N | Electric Utility | 1 | X | DFO
Petroleum Liquids.DFO | petroleum | TRUE | 17141 | City of Sibley - (IA) | 1184 | Sibley One | IA | Osceola | 5 | Petroleum Liquids | IC |  | S | 1.8 | 1.8 | 1 | N | 2000 |  |  | N | Electric Utility | 1 | X | DFO
Petroleum Liquids.KER | petroleum | TRUE | 17783 | City of Spencer - (IA) | 1186 | Spencer Gas Turbine | IA | Clay | GT1 | Petroleum Liquids | GT |  | S | 17 | 20 | 10 | N | 1970 |  |  | N | Electric Utility | 1 | X | KER
Petroleum Liquids.DFO | petroleum | TRUE | 18014 | City of State Center - (IA) | 1187 | State Center | IA | Marshall | 1 | Petroleum Liquids | IC |  | S | 0.6 | 0.6 | 0.1 | N | 1995 |  |  | N | Electric Utility | 1 | X | DFO
Petroleum Liquids.DFO | petroleum | TRUE | 18014 | City of State Center - (IA) | 1187 | State Center | IA | Marshall | 2 | Petroleum Liquids | IC |  | S | 0.6 | 0.6 | 0.1 | N | 1995 |  |  | N | Electric Utility | 1 | X | DFO
Petroleum Liquids.DFO | petroleum | TRUE | 18014 | City of State Center - (IA) | 1187 | State Center | IA | Marshall | 3 | Petroleum Liquids | IC |  | S | 1.3 | 1.3 | 0.2 | N | 1995 |  |  | N | Electric Utility | 1 | X | DFO
Petroleum Liquids.DFO | petroleum | TRUE | 18014 | City of State Center - (IA) | 1187 | State Center | IA | Marshall | 4 | Petroleum Liquids | IC |  | S | 1.3 | 1.3 | 0.2 | N | 1995 |  |  | N | Electric Utility | 1 | X | DFO
Natural Gas Internal Combustion Engine.NG | natural gas peaker | TRUE | 18014 | City of State Center - (IA) | 1187 | State Center | IA | Marshall | 6 | Natural Gas Internal Combustion Engine | IC |  | S | 2.5 | 2.5 | 0.5 | N | 1972 |  |  | N | Electric Utility | 1 | X | NG | DFO
Petroleum Liquids.DFO | petroleum | TRUE | 18177 | City of Story City - (IA) | 1188 | Story City | IA | Story | 1 | Petroleum Liquids | IC |  | S | 1.3 | 1.3 | 1 | N | 1964 |  |  | N | Electric Utility | 1 | X | DFO | NG
Natural Gas Internal Combustion Engine.NG | natural gas peaker | TRUE | 18177 | City of Story City - (IA) | 1188 | Story City | IA | Story | 2 | Natural Gas Internal Combustion Engine | IC |  | S | 2 | 2 | 1 | N | 1972 |  |  | N | Electric Utility | 1 | X | NG | DFO
Petroleum Liquids.DFO | petroleum | TRUE | 18177 | City of Story City - (IA) | 1188 | Story City | IA | Story | 4A | Petroleum Liquids | IC |  | S | 3.1 | 3.2 | 2 | N | 2003 |  |  | N | Electric Utility | 1 | X | DFO | NG
Petroleum Liquids.DFO | petroleum | TRUE | 18177 | City of Story City - (IA) | 1188 | Story City | IA | Story | 5A | Petroleum Liquids | IC |  | S | 3.1 | 3.1 | 2 | N | 1993 |  |  | N | Electric Utility | 1 | X | DFO | NG
Petroleum Liquids.DFO | petroleum | TRUE | 18177 | City of Story City - (IA) | 1188 | Story City | IA | Story | 6 | Petroleum Liquids | IC |  | S | 2 | 2 | 1 | N | 1978 |  |  | N | Electric Utility | 1 | X | DFO | NG
Petroleum Liquids.DFO | petroleum | TRUE | 18177 | City of Story City - (IA) | 1188 | Story City | IA | Story | 7 | Petroleum Liquids | IC |  | S | 2 | 2 | 1 | N | 1978 |  |  | N | Electric Utility | 1 | X | DFO | NG
Petroleum Liquids.DFO | petroleum | TRUE | 18231 | City of Stuart - (IA) | 1190 | Stuart (IA) | IA | Guthrie | 1 | Petroleum Liquids | IC |  | S | 0.6 | 0.6 | 0.3 | N | 1956 |  |  | N | Electric Utility | 1 | X | DFO | NG
Petroleum Liquids.DFO | petroleum | TRUE | 18231 | City of Stuart - (IA) | 1190 | Stuart (IA) | IA | Guthrie | 2 | Petroleum Liquids | IC |  | S | 1.1 | 1.1 | 0.5 | N | 1968 |  |  | N | Electric Utility | 1 | X | DFO | NG
Petroleum Liquids.DFO | petroleum | TRUE | 18231 | City of Stuart - (IA) | 1190 | Stuart (IA) | IA | Guthrie | 4 | Petroleum Liquids | IC |  | S | 1 | 1 | 0.5 | N | 1964 |  |  | N | Electric Utility | 1 | X | DFO | NG
Petroleum Liquids.DFO | petroleum | TRUE | 18301 | City of Sumner - (IA) | 1191 | Sumner | IA | BREMER | G1 | Petroleum Liquids | IC |  | S | 1.8 | 1.8 | 0.5 | N | 2021 |  |  | N | Electric Utility | 1 | X | DFO
Petroleum Liquids.DFO | petroleum | TRUE | 18301 | City of Sumner - (IA) | 1191 | Sumner | IA | BREMER | G2 | Petroleum Liquids | IC |  | S | 1.8 | 1.8 | 0.5 | N | 2021 |  |  | N | Electric Utility | 1 | X | DFO
Petroleum Liquids.DFO | petroleum | TRUE | 18301 | City of Sumner - (IA) | 1191 | Sumner | IA | BREMER | G3 | Petroleum Liquids | IC |  | S | 1.8 | 1.8 | 0.5 | N | 2021 |  |  | N | Electric Utility | 1 | X | DFO
Petroleum Liquids.DFO | petroleum | TRUE | 19062 | City of Traer - (IA) | 1192 | Traer Main | IA | Tama | 3 | Petroleum Liquids | IC |  | S | 1 | 1 | 0.9 | N | 1963 |  |  | N | Electric Utility | 1 | X | DFO | NG
Petroleum Liquids.DFO | petroleum | TRUE | 19062 | City of Traer - (IA) | 1192 | Traer Main | IA | Tama | 4 | Petroleum Liquids | IC |  | S | 1 | 1 | 0.9 | N | 1963 |  |  | N | Electric Utility | 1 | X | DFO | NG
Petroleum Liquids.DFO | petroleum | TRUE | 19062 | City of Traer - (IA) | 1192 | Traer Main | IA | Tama | 6 | Petroleum Liquids | IC |  | S | 1.2 | 1.2 | 1.2 | N | 1970 |  |  | N | Electric Utility | 1 | X | DFO | NG
Petroleum Liquids.DFO | petroleum | TRUE | 19843 | City of Villisca - (IA) | 1193 | Villisca Municipal Power Plant | IA | Montgomery | 5 | Petroleum Liquids | IC |  | S | 2 | 2 | 0.2 | N | 2003 |  |  | N | Electric Utility | 1 | X | DFO
Petroleum Liquids.DFO | petroleum | TRUE | 19843 | City of Villisca - (IA) | 1193 | Villisca Municipal Power Plant | IA | Montgomery | 6 | Petroleum Liquids | IC |  | S | 2 | 2 | 0.2 | N | 2003 |  |  | N | Electric Utility | 1 | X | DFO
Natural Gas Internal Combustion Engine.NG | natural gas peaker | TRUE | 19865 | City of Vinton - (IA) | 1194 | Vinton | IA | Benton | 1 | Natural Gas Internal Combustion Engine | IC |  | S | 1.3 | 1.3 | 0.6 | N | 1955 |  |  | N | Electric Utility | 1 | X | NG | DFO
Petroleum Liquids.DFO | petroleum | TRUE | 19865 | City of Vinton - (IA) | 1194 | Vinton | IA | Benton | 10 | Petroleum Liquids | IC |  | S | 0.6 | 0.6 | 0.1 | N | 2009 |  |  | N | Electric Utility | 1 | X | DFO
Petroleum Liquids.DFO | petroleum | TRUE | 19865 | City of Vinton - (IA) | 1194 | Vinton | IA | Benton | 5 | Petroleum Liquids | IC |  | S | 0.5 | 0.5 | 0.1 | N | 1946 |  |  | N | Electric Utility | 1 | X | DFO
Natural Gas Internal Combustion Engine.NG | natural gas peaker | TRUE | 19865 | City of Vinton - (IA) | 1194 | Vinton | IA | Benton | 6 | Natural Gas Internal Combustion Engine | IC |  | S | 2.5 | 2.5 | 1.5 | N | 1961 |  |  | N | Electric Utility | 1 | X | NG | DFO
Natural Gas Internal Combustion Engine.NG | natural gas peaker | TRUE | 19865 | City of Vinton - (IA) | 1194 | Vinton | IA | Benton | 7 | Natural Gas Internal Combustion Engine | IC |  | S | 3.7 | 3.7 | 2 | N | 1967 |  |  | N | Electric Utility | 1 | X | NG | DFO
Natural Gas Internal Combustion Engine.NG | natural gas peaker | TRUE | 19865 | City of Vinton - (IA) | 1194 | Vinton | IA | Benton | 8 | Natural Gas Internal Combustion Engine | IC |  | S | 5.6 | 5.6 | 3 | N | 1973 |  |  | N | Electric Utility | 1 | X | NG | DFO
Natural Gas Internal Combustion Engine.NG | natural gas peaker | TRUE | 19865 | City of Vinton - (IA) | 1194 | Vinton | IA | Benton | 9 | Natural Gas Internal Combustion Engine | IC |  | S | 3 | 3 | 1.6 | N | 1992 |  |  | N | Electric Utility | 1 | X | NG | DFO
Petroleum Liquids.DFO | petroleum | TRUE | 20259 | City of Webster City - (IA) | 1198 | Webster City | IA | Hamilton | 6 | Petroleum Liquids | GT |  | S | 20.7 | 25 | 5 | N | 1972 |  |  | N | Electric Utility | 1 | X | DFO
Petroleum Liquids.DFO | petroleum | TRUE | 20364 | City of West Bend | 1199 | West Bend | IA | Palo Alto | 1 | Petroleum Liquids | IC |  | S | 1 | 1 | 0.5 | N | 1959 |  |  | N | Electric Utility | 1 | X | DFO
Petroleum Liquids.DFO | petroleum | TRUE | 20364 | City of West Bend | 1199 | West Bend | IA | Palo Alto | 3 | Petroleum Liquids | IC |  | S | 0.9 | 0.9 | 0.5 | N | 1954 |  |  | N | Electric Utility | 1 | X | DFO
Petroleum Liquids.DFO | petroleum | TRUE | 20364 | City of West Bend | 1199 | West Bend | IA | Palo Alto | 4 | Petroleum Liquids | IC |  | S | 2 | 2 | 0.5 | N | 1973 |  |  | N | Electric Utility | 1 | X | DFO
Petroleum Liquids.DFO | petroleum | TRUE | 20364 | City of West Bend | 1199 | West Bend | IA | Palo Alto | 5 | Petroleum Liquids | IC |  | S | 2.5 | 2.5 | 0.5 | N | 2013 |  |  | N | Electric Utility | 1 | X | DFO
Petroleum Liquids.DFO | petroleum | TRUE | 20380 | City of West Liberty - (IA) | 1200 | West Liberty | IA | Muscatine | 2 | Petroleum Liquids | IC |  | S | 2.1 | 2.1 | 0.5 | N | 1974 |  |  | N | Electric Utility | 1 | X | DFO
Petroleum Liquids.DFO | petroleum | TRUE | 20380 | City of West Liberty - (IA) | 1200 | West Liberty | IA | Muscatine | 3 | Petroleum Liquids | IC |  | S | 2.7 | 2.7 | 0.5 | N | 1982 |  |  | N | Electric Utility | 1 | X | DFO | NG
Petroleum Liquids.DFO | petroleum | TRUE | 20380 | City of West Liberty - (IA) | 1200 | West Liberty | IA | Muscatine | 5 | Petroleum Liquids | GT |  | S | 5 | 5.5 | 0.3 | N | 2004 |  |  | N | Electric Utility | 1 | X | DFO
Petroleum Liquids.DFO | petroleum | TRUE | 20380 | City of West Liberty - (IA) | 1200 | West Liberty | IA | Muscatine | 6 | Petroleum Liquids | GT |  | S | 5 | 5.5 | 0.3 | N | 2004 |  |  | N | Electric Utility | 1 | X | DFO
Petroleum Liquids.DFO | petroleum | TRUE | 20789 | City of Wilton - (IA) | 1202 | Wilton | IA | Muscatine | 5 | Petroleum Liquids | IC |  | S | 1.6 | 1.6 | 1.6 | N | 1992 |  |  | N | Electric Utility | 1 | X | DFO
Petroleum Liquids.DFO | petroleum | TRUE | 20789 | City of Wilton - (IA) | 1202 | Wilton | IA | Muscatine | 6 | Petroleum Liquids | IC |  | S | 1.6 | 1.6 | 1.6 | N | 1992 |  |  | N | Electric Utility | 1 | X | DFO
Petroleum Liquids.DFO | petroleum | TRUE | 20789 | City of Wilton - (IA) | 1202 | Wilton | IA | Muscatine | 7 | Petroleum Liquids | IC |  | S | 1.6 | 1.6 | 1.6 | N | 1992 |  |  | N | Electric Utility | 1 | X | DFO
Petroleum Liquids.DFO | petroleum | TRUE | 20789 | City of Wilton - (IA) | 1202 | Wilton | IA | Muscatine | 8 | Petroleum Liquids | IC |  | S | 2.2 | 2.2 | 2.2 | N | 2002 |  |  | N | Electric Utility | 1 | X | DFO
Petroleum Liquids.DFO | petroleum | TRUE | 20789 | City of Wilton - (IA) | 1202 | Wilton | IA | Muscatine | 9 | Petroleum Liquids | IC |  | S | 2.2 | 2.2 | 2.2 | N | 2002 |  |  | N | Electric Utility | 1 | X | DFO
Petroleum Liquids.DFO | petroleum | TRUE | 20835 | City of Winterset - (IA) | 1203 | Winterset | IA | Madison | 2 | Petroleum Liquids | IC |  | S | 1.5 | 1.5 | 0.5 | N | 1956 |  |  | N | Electric Utility | 1 | X | DFO | NG
Petroleum Liquids.DFO | petroleum | TRUE | 20835 | City of Winterset - (IA) | 1203 | Winterset | IA | Madison | 3 | Petroleum Liquids | IC |  | S | 1.7 | 1.7 | 0.5 | N | 1966 |  |  | N | Electric Utility | 1 | X | DFO | NG
Petroleum Liquids.DFO | petroleum | TRUE | 20835 | City of Winterset - (IA) | 1203 | Winterset | IA | Madison | 4 | Petroleum Liquids | IC |  | S | 4.4 | 4.4 | 1.5 | N | 1972 |  |  | N | Electric Utility | 1 | X | DFO | NG
Petroleum Liquids.DFO | petroleum | TRUE | 20835 | City of Winterset - (IA) | 1203 | Winterset | IA | Madison | 5 | Petroleum Liquids | IC |  | S | 2 | 2 | 0.5 | N | 2002 |  |  | N | Electric Utility | 1 | X | DFO
Petroleum Liquids.DFO | petroleum | TRUE | 20835 | City of Winterset - (IA) | 1203 | Winterset | IA | Madison | 6 | Petroleum Liquids | IC |  | S | 2 | 2 | 0.5 | N | 2002 |  |  | N | Electric Utility | 1 | X | DFO
Petroleum Liquids.DFO | petroleum | TRUE | 20835 | City of Winterset - (IA) | 1203 | Winterset | IA | Madison | 7 | Petroleum Liquids | IC |  | S | 2 | 2 | 0.5 | N | 2002 |  |  | N | Electric Utility | 1 | X | DFO
Petroleum Liquids.DFO | petroleum | TRUE | 20835 | City of Winterset - (IA) | 1203 | Winterset | IA | Madison | 8 | Petroleum Liquids | IC |  | S | 2 | 2 | 0.5 | N | 2022 |  |  | N | Electric Utility | 1 | X | DFO
Petroleum Liquids.DFO | petroleum | TRUE | 20835 | City of Winterset - (IA) | 1203 | Winterset | IA | Madison | 9 | Petroleum Liquids | IC |  | S | 2 | 2 | 0.5 | N | 2022 |  |  | N | Electric Utility | 1 | X | DFO
Natural Gas Fired Combustion Turbine.NG | natural gas peaker | TRUE | 3258 | Central Iowa Power Cooperative | 1206 | Summit Lake | IA | Union | GT1 | Natural Gas Fired Combustion Turbine | GT |  | S | 29.2 | 34.9 | 10 | N | 1973 |  |  | N | Electric Utility | 1 | X | NG | DFO
Natural Gas Fired Combustion Turbine.NG | natural gas peaker | TRUE | 3258 | Central Iowa Power Cooperative | 1206 | Summit Lake | IA | Union | GT2 | Natural Gas Fired Combustion Turbine | GT |  | S | 27.4 | 32.8 | 10 | N | 1975 |  |  | N | Electric Utility | 1 | X | NG | DFO
Natural Gas Internal Combustion Engine.NG | natural gas peaker | TRUE | 3258 | Central Iowa Power Cooperative | 1206 | Summit Lake | IA | Union | R1 | Natural Gas Internal Combustion Engine | IC |  | S | 18.4 | 18.4 | 5 | N | 2021 |  |  | N | Electric Utility | 1 | X | NG
Natural Gas Internal Combustion Engine.NG | natural gas peaker | TRUE | 3258 | Central Iowa Power Cooperative | 1206 | Summit Lake | IA | Union | R2 | Natural Gas Internal Combustion Engine | IC |  | S | 18.4 | 18.4 | 5 | N | 2021 |  |  | N | Electric Utility | 1 | X | NG
Natural Gas Internal Combustion Engine.NG | natural gas peaker | TRUE | 3258 | Central Iowa Power Cooperative | 1206 | Summit Lake | IA | Union | R3 | Natural Gas Internal Combustion Engine | IC |  | S | 18.4 | 18.4 | 5 | N | 2021 |  |  | N | Electric Utility | 1 | X | NG
Natural Gas Steam Turbine.NG | natural gas steam turbine | TRUE | 4363 | Corn Belt Power Coop | 1217 | Earl F Wisdom | IA | Clay | 1 | Natural Gas Steam Turbine | ST |  | S | 37.5 | 38 | 12 | N | 1960 |  |  | N | Electric Utility | 1 | X | NG | DFO
Natural Gas Fired Combustion Turbine.NG | natural gas peaker | TRUE | 4363 | Corn Belt Power Coop | 1217 | Earl F Wisdom | IA | Clay | 2 | Natural Gas Fired Combustion Turbine | GT |  | J | 76 | 80 | 45 | N | 2004 |  |  | N | Electric Utility | 1 | X | NG | DFO
Petroleum Liquids.DFO | petroleum | TRUE | 12524 | Midwest Energy Inc - (KS) | 1224 | Bird City | KS | Cheyenne | 1 | Petroleum Liquids | IC |  | S | 2 | 2 | 0.5 | N | 1965 |  |  | N | Electric Utility | 1 | X | DFO
Petroleum Liquids.DFO | petroleum | TRUE | 12524 | Midwest Energy Inc - (KS) | 1224 | Bird City | KS | Cheyenne | 2 | Petroleum Liquids | IC |  | S | 2 | 2 | 0.5 | N | 1966 |  |  | N | Electric Utility | 1 | X | DFO
Natural Gas Fired Combustion Turbine.NG | natural gas peaker | TRUE | 12524 | Midwest Energy Inc - (KS) | 1225 | Colby | KS | Thomas | GT1 | Natural Gas Fired Combustion Turbine | GT |  | S | 13 | 13 | 5 | N | 1970 |  |  | N | Electric Utility | 1 | X | NG
Natural Gas Steam Turbine.NG | natural gas steam turbine | TRUE | 18315 | Sunflower Electric Power Corp | 1230 | Cimarron River | KS | Seward | 1 | Natural Gas Steam Turbine | ST |  | S | 53.6 | 53.6 | 23 | N | 1963 |  |  | N | Electric Utility | 1 | X | NG
Natural Gas Fired Combustion Turbine.NG | natural gas peaker | TRUE | 18315 | Sunflower Electric Power Corp | 1230 | Cimarron River | KS | Seward | 2 | Natural Gas Fired Combustion Turbine | GT |  | S | 13.7 | 13.7 | 6 | N | 1968 |  |  | N | Electric Utility | 1 | X | NG
Natural Gas Steam Turbine.NG | natural gas steam turbine | TRUE | 18315 | Sunflower Electric Power Corp | 1233 | Fort Dodge | KS | Ford | 4 | Natural Gas Steam Turbine | ST |  | S | 148.8 | 148.8 | 30 | N | 1969 |  |  | N | Electric Utility | 1 | X | NG
Natural Gas Steam Turbine.NG | natural gas steam turbine | TRUE | 18315 | Sunflower Electric Power Corp | 1235 | Great Bend - Sunflower | KS | Barton | 3 | Natural Gas Steam Turbine | ST |  | S | 99.8 | 99.8 | 23 | N | 1963 |  |  | N | Electric Utility | 1 | X | NG
Natural Gas Fired Combustion Turbine.NG | natural gas peaker | TRUE | 5860 | Empire District Electric Co | 1239 | Riverton | KS | Cherokee | 10 | Natural Gas Fired Combustion Turbine | GT |  | S | 13 | 16 | 4 | N | 1988 |  |  | N | Electric Utility | 1 | X | NG | DFO
Natural Gas Fired Combustion Turbine.NG | natural gas peaker | TRUE | 5860 | Empire District Electric Co | 1239 | Riverton | KS | Cherokee | 11 | Natural Gas Fired Combustion Turbine | GT |  | S | 14 | 16 | 4 | N | 1988 |  |  | N | Electric Utility | 1 | X | NG | DFO
Natural Gas Fired Combined Cycle.NG | natural gas combined cycle | TRUE | 5860 | Empire District Electric Co | 1239 | Riverton | KS | Cherokee | 12 | Natural Gas Fired Combined Cycle | CT | CC1 | S | 141 | 181 | 98 | N | 2007 |  |  | N | Electric Utility | 1 | X | NG
Natural Gas Fired Combined Cycle.NG | natural gas combined cycle | TRUE | 5860 | Empire District Electric Co | 1239 | Riverton | KS | Cherokee | 12-2 | Natural Gas Fired Combined Cycle | CA | CC1 | S | 106 | 106 |  | N | 2016 |  |  | N | Electric Utility | 1 | X | NG
Petroleum Liquids.DFO | petroleum | TRUE | 10005 | Evergy Kansas South, Inc | 1240 | Gordon Evans Energy Center | KS | Sedgwick | 5 | Petroleum Liquids | IC |  | S | 3 | 3 | 1 | N | 1969 |  |  | N | Electric Utility | 1 | X | DFO
Natural Gas Fired Combustion Turbine.NG | natural gas peaker | TRUE | 10005 | Evergy Kansas South, Inc | 1240 | Gordon Evans Energy Center | KS | Sedgwick | GT1 | Natural Gas Fired Combustion Turbine | GT |  | S | 72.2 | 72.2 | 65 | N | 2000 |  |  | N | Electric Utility | 1 | X | NG | DFO
Natural Gas Fired Combustion Turbine.NG | natural gas peaker | TRUE | 10005 | Evergy Kansas South, Inc | 1240 | Gordon Evans Energy Center | KS | Sedgwick | GT2 | Natural Gas Fired Combustion Turbine | GT |  | S | 73.3 | 73.3 | 65 | N | 2000 |  |  | N | Electric Utility | 1 | X | NG | DFO
Natural Gas Fired Combustion Turbine.NG | natural gas peaker | TRUE | 10005 | Evergy Kansas South, Inc | 1240 | Gordon Evans Energy Center | KS | Sedgwick | GT3 | Natural Gas Fired Combustion Turbine | GT |  | S | 154.6 | 154.6 | 112 | N | 2001 |  |  | N | Electric Utility | 1 | X | NG | DFO
Conventional Steam Coal.SUB | hard coal | TRUE | 10000 | Evergy Metro | 1241 | La Cygne | KS | Linn | 1 | Conventional Steam Coal | ST |  | J | 758 | 758 | 404 | N | 1973 |  |  | N | Electric Utility | 1 | X | SUB
Conventional Steam Coal.SUB | hard coal | TRUE | 10000 | Evergy Metro | 1241 | La Cygne | KS | Linn | 2 | Conventional Steam Coal | ST |  | J | 668 | 668 | 274 | N | 1977 |  |  | N | Electric Utility | 1 | X | SUB
Natural Gas Fired Combustion Turbine.NG | natural gas peaker | TRUE | 22500 | Evergy Kansas Central, Inc | 1248 | Hutchinson Energy Center | KS | Reno | GT1 | Natural Gas Fired Combustion Turbine | GT |  | S | 55.9 | 55.9 | 10 | N | 1974 |  |  | N | Electric Utility | 1 | X | NG | DFO
Natural Gas Fired Combustion Turbine.NG | natural gas peaker | TRUE | 22500 | Evergy Kansas Central, Inc | 1248 | Hutchinson Energy Center | KS | Reno | GT2 | Natural Gas Fired Combustion Turbine | GT |  | S | 55.9 | 55.9 | 10 | N | 1974 |  |  | N | Electric Utility | 1 | X | NG | DFO
Natural Gas Fired Combustion Turbine.NG | natural gas peaker | TRUE | 22500 | Evergy Kansas Central, Inc | 1248 | Hutchinson Energy Center | KS | Reno | GT3 | Natural Gas Fired Combustion Turbine | GT |  | S | 56.7 | 56.7 | 10 | N | 1974 |  |  | N | Electric Utility | 1 | X | NG | DFO
Petroleum Liquids.DFO | petroleum | TRUE | 22500 | Evergy Kansas Central, Inc | 1248 | Hutchinson Energy Center | KS | Reno | GT4 | Petroleum Liquids | GT |  | S | 69.8 | 69.8 | 20 | N | 1975 |  |  | N | Electric Utility | 1 | X | DFO
Petroleum Liquids.DFO | petroleum | TRUE | 22500 | Evergy Kansas Central, Inc | 1248 | Hutchinson Energy Center | KS | Reno | H1DG | Petroleum Liquids | IC |  | S | 3 | 3 | 3 | N | 1983 |  |  | N | Electric Utility | 1 | X | DFO
Conventional Steam Coal.SUB | hard coal | TRUE | 22500 | Evergy Kansas Central, Inc | 1250 | Lawrence Energy Center | KS | Douglas | 4 | Conventional Steam Coal | ST |  | S | 111.3 | 111.3 | 38 | N | 1960 |  |  | N | Electric Utility | 1 | X | SUB | NG
Conventional Steam Coal.SUB | hard coal | TRUE | 22500 | Evergy Kansas Central, Inc | 1250 | Lawrence Energy Center | KS | Douglas | 5 | Conventional Steam Coal | ST |  | S | 374 | 374 | 120 | N | 1971 |  |  | N | Electric Utility | 1 | X | SUB | NG
Natural Gas Internal Combustion Engine.NG | natural gas peaker | TRUE | 701 | City of Anthony - (KS) | 1258 | Anthony | KS | Harper | IC1 | Natural Gas Internal Combustion Engine | IC |  | S | 4.1 | 4.1 | 1 | N | 1972 |  |  | N | Electric Utility | 1 | X | NG | DFO
Natural Gas Internal Combustion Engine.NG | natural gas peaker | TRUE | 701 | City of Anthony - (KS) | 1258 | Anthony | KS | Harper | IC2 | Natural Gas Internal Combustion Engine | IC |  | S | 3 | 3 | 1 | N | 1976 |  |  | N | Electric Utility | 1 | X | NG | DFO
Natural Gas Internal Combustion Engine.NG | natural gas peaker | TRUE | 701 | City of Anthony - (KS) | 1258 | Anthony | KS | Harper | IC3 | Natural Gas Internal Combustion Engine | IC |  | S | 4 | 4 | 1 | N | 1981 |  |  | N | Electric Utility | 1 | X | NG | DFO
Natural Gas Internal Combustion Engine.NG | natural gas peaker | TRUE | 911 | City of Ashland - (KS) | 1259 | Ashland | KS | Clark | 1 | Natural Gas Internal Combustion Engine | IC |  | S | 0.6 | 0.6 | 0.2 | N | 1953 |  |  | N | Electric Utility | 1 | X | NG | DFO
Natural Gas Internal Combustion Engine.NG | natural gas peaker | TRUE | 911 | City of Ashland - (KS) | 1259 | Ashland | KS | Clark | 2 | Natural Gas Internal Combustion Engine | IC |  | S | 0.7 | 0.7 | 0.3 | N | 1974 |  |  | N | Electric Utility | 1 | X | NG | DFO
Petroleum Liquids.DFO | petroleum | TRUE | 911 | City of Ashland - (KS) | 1259 | Ashland | KS | Clark | 3 | Petroleum Liquids | IC |  | S | 1.1 | 1.1 | 0.6 | N | 1963 |  |  | N | Electric Utility | 1 | X | DFO
Petroleum Liquids.DFO | petroleum | TRUE | 911 | City of Ashland - (KS) | 1259 | Ashland | KS | Clark | 4B | Petroleum Liquids | IC |  | S | 1.8 | 1.8 | 1 | N | 2014 |  |  | N | Electric Utility | 1 | X | DFO
Petroleum Liquids.DFO | petroleum | TRUE | 911 | City of Ashland - (KS) | 1259 | Ashland | KS | Clark | 5 | Petroleum Liquids | IC |  | S | 0.7 | 0.7 | 0.3 | N | 1971 |  |  | N | Electric Utility | 1 | X | DFO
Natural Gas Internal Combustion Engine.NG | natural gas peaker | TRUE | 998 | City of Augusta - (KS) | 1261 | Augusta Electric Plant No 1 | KS | Butler | 1 | Natural Gas Internal Combustion Engine | IC |  | S | 1.1 | 1.1 | 0.5 | N | 1954 |  |  | N | Electric Utility | 1 | X | NG | DFO
Petroleum Liquids.DFO | petroleum | TRUE | 998 | City of Augusta - (KS) | 1261 | Augusta Electric Plant No 1 | KS | Butler | 2 | Petroleum Liquids | IC |  | S | 0.3 | 0.3 | 0.2 | N | 1929 |  |  | N | Electric Utility | 1 | X | DFO
Natural Gas Internal Combustion Engine.NG | natural gas peaker | TRUE | 998 | City of Augusta - (KS) | 1261 | Augusta Electric Plant No 1 | KS | Butler | 3 | Natural Gas Internal Combustion Engine | IC |  | S | 1 | 1 | 0.5 | N | 1949 |  |  | N | Electric Utility | 1 | X | NG | DFO
Petroleum Liquids.DFO | petroleum | TRUE | 998 | City of Augusta - (KS) | 1261 | Augusta Electric Plant No 1 | KS | Butler | 4 | Petroleum Liquids | IC |  | S | 0.7 | 0.7 | 0.4 | N | 1939 |  |  | N | Electric Utility | 1 | X | DFO
Natural Gas Internal Combustion Engine.NG | natural gas peaker | TRUE | 998 | City of Augusta - (KS) | 1261 | Augusta Electric Plant No 1 | KS | Butler | 5 | Natural Gas Internal Combustion Engine | IC |  | S | 2.2 | 2.2 | 1.5 | N | 1956 |  |  | N | Electric Utility | 1 | X | NG | DFO
Natural Gas Internal Combustion Engine.NG | natural gas peaker | TRUE | 998 | City of Augusta - (KS) | 1261 | Augusta Electric Plant No 1 | KS | Butler | 6 | Natural Gas Internal Combustion Engine | IC |  | S | 2.2 | 2.2 | 1.5 | N | 1956 |  |  | N | Electric Utility | 1 | X | NG | DFO
Natural Gas Internal Combustion Engine.NG | natural gas peaker | TRUE | 998 | City of Augusta - (KS) | 1261 | Augusta Electric Plant No 1 | KS | Butler | 7 | Natural Gas Internal Combustion Engine | IC |  | S | 2 | 2 | 0.7 | N | 1964 |  |  | N | Electric Utility | 1 | X | NG | DFO
Petroleum Liquids.DFO | petroleum | TRUE | 998 | City of Augusta - (KS) | 1261 | Augusta Electric Plant No 1 | KS | Butler | 8 | Petroleum Liquids | IC |  | S | 2 | 2 | 0.3 | N | 2016 |  |  | N | Electric Utility | 1 | X | DFO
Petroleum Liquids.DFO | petroleum | TRUE | 1148 | City of Baldwin City- (KS) | 1262 | Baldwin City Plant No 1 | KS | Douglas | 4 | Petroleum Liquids | IC |  | S | 1.5 | 1.5 | 1 | N | 1970 |  |  | N | Electric Utility | 1 | X | DFO | NG
Petroleum Liquids.DFO | petroleum | TRUE | 1148 | City of Baldwin City- (KS) | 1262 | Baldwin City Plant No 1 | KS | Douglas | 5 | Petroleum Liquids | IC |  | S | 0.7 | 0.7 | 0.5 | N | 1964 |  |  | N | Electric Utility | 1 | X | DFO | NG
Petroleum Liquids.DFO | petroleum | TRUE | 1148 | City of Baldwin City- (KS) | 1262 | Baldwin City Plant No 1 | KS | Douglas | 6 | Petroleum Liquids | IC |  | S | 0.7 | 0.7 | 0.5 | N | 1964 |  |  | N | Electric Utility | 1 | X | DFO | NG
Natural Gas Internal Combustion Engine.NG | natural gas peaker | TRUE | 1512 | City of Belleville - (KS) | 1263 | Belleville | KS | Republic | 4 | Natural Gas Internal Combustion Engine | IC |  | S | 1 | 1 | 0.5 | N | 1955 |  |  | N | Electric Utility | 1 | X | NG | DFO
Natural Gas Internal Combustion Engine.NG | natural gas peaker | TRUE | 1512 | City of Belleville - (KS) | 1263 | Belleville | KS | Republic | 5 | Natural Gas Internal Combustion Engine | IC |  | S | 1.7 | 1.7 | 1 | N | 1961 |  |  | N | Electric Utility | 1 | X | NG | DFO
Natural Gas Internal Combustion Engine.NG | natural gas peaker | TRUE | 1512 | City of Belleville - (KS) | 1263 | Belleville | KS | Republic | 6 | Natural Gas Internal Combustion Engine | IC |  | S | 3.7 | 3.7 | 2 | N | 1966 |  |  | N | Electric Utility | 1 | X | NG | DFO
Natural Gas Internal Combustion Engine.NG | natural gas peaker | TRUE | 1512 | City of Belleville - (KS) | 1263 | Belleville | KS | Republic | 7 | Natural Gas Internal Combustion Engine | IC |  | S | 5.1 | 5.1 | 3 | N | 1971 |  |  | N | Electric Utility | 1 | X | NG | DFO
Petroleum Liquids.DFO | petroleum | TRUE | 1512 | City of Belleville - (KS) | 1263 | Belleville | KS | Republic | 8 | Petroleum Liquids | IC |  | S | 2.8 | 2.8 | 1.6 | N | 2005 |  |  | N | Electric Utility | 1 | X | DFO
Natural Gas Internal Combustion Engine.NG | natural gas peaker | TRUE | 1525 | City of Beloit - (KS) | 1264 | Beloit | KS | Mitchell | 1 | Natural Gas Internal Combustion Engine | IC |  | S | 1.1 | 1.1 | 0.5 | N | 1951 |  |  | N | Electric Utility | 1 | X | NG | DFO
Natural Gas Internal Combustion Engine.NG | natural gas peaker | TRUE | 1525 | City of Beloit - (KS) | 1264 | Beloit | KS | Mitchell | 2 | Natural Gas Internal Combustion Engine | IC |  | S | 1.1 | 1.1 | 0.5 | N | 1951 |  |  | N | Electric Utility | 1 | X | NG | DFO
Natural Gas Internal Combustion Engine.NG | natural gas peaker | TRUE | 1525 | City of Beloit - (KS) | 1264 | Beloit | KS | Mitchell | 3 | Natural Gas Internal Combustion Engine | IC |  | S | 1.8 | 1.8 | 1 | N | 1961 |  |  | N | Electric Utility | 1 | X | NG | DFO
Natural Gas Internal Combustion Engine.NG | natural gas peaker | TRUE | 1525 | City of Beloit - (KS) | 1264 | Beloit | KS | Mitchell | 4 | Natural Gas Internal Combustion Engine | IC |  | S | 3 | 3 | 2.2 | N | 1964 |  |  | N | Electric Utility | 1 | X | NG | DFO
Natural Gas Internal Combustion Engine.NG | natural gas peaker | TRUE | 1525 | City of Beloit - (KS) | 1264 | Beloit | KS | Mitchell | 5 | Natural Gas Internal Combustion Engine | IC |  | S | 0.6 | 0.6 | 0.3 | N | 1950 |  |  | N | Electric Utility | 1 | X | NG | DFO
Natural Gas Internal Combustion Engine.NG | natural gas peaker | TRUE | 1525 | City of Beloit - (KS) | 1264 | Beloit | KS | Mitchell | 6 | Natural Gas Internal Combustion Engine | IC |  | S | 3.5 | 3.5 | 2 | N | 1971 |  |  | N | Electric Utility | 1 | X | NG | DFO
Natural Gas Internal Combustion Engine.NG | natural gas peaker | TRUE | 1525 | City of Beloit - (KS) | 1264 | Beloit | KS | Mitchell | 7 | Natural Gas Internal Combustion Engine | IC |  | S | 5.5 | 5.5 | 3 | N | 1980 |  |  | N | Electric Utility | 1 | X | NG | DFO
Natural Gas Internal Combustion Engine.NG | natural gas peaker | TRUE | 2547 | City of Burlingame - (KS) | 1265 | Burlingame | KS | Osage | 1 | Natural Gas Internal Combustion Engine | IC |  | S | 1 | 1.1 | 0.8 | N | 1973 |  |  | N | Electric Utility | 1 | X | NG | DFO
Natural Gas Internal Combustion Engine.NG | natural gas peaker | TRUE | 2547 | City of Burlingame - (KS) | 1265 | Burlingame | KS | Osage | 3 | Natural Gas Internal Combustion Engine | IC |  | S | 0.8 | 0.8 | 0.6 | N | 1963 |  |  | N | Electric Utility | 1 | X | NG | DFO
Natural Gas Internal Combustion Engine.NG | natural gas peaker | TRUE | 2547 | City of Burlingame - (KS) | 1265 | Burlingame | KS | Osage | 4 | Natural Gas Internal Combustion Engine | IC |  | S | 1 | 1.1 | 0.8 | N | 1969 |  |  | N | Electric Utility | 1 | X | NG | DFO
Natural Gas Internal Combustion Engine.NG | natural gas peaker | TRUE | 2547 | City of Burlingame - (KS) | 1265 | Burlingame | KS | Osage | 5 | Natural Gas Internal Combustion Engine | IC |  | S | 0.8 | 0.8 | 0.6 | N | 1980 |  |  | N | Electric Utility | 1 | X | NG | DFO
Petroleum Liquids.DFO | petroleum | TRUE | 2551 | City of Burlington - (KS) | 1266 | Burlington (KS) | KS | Coffey | 1A | Petroleum Liquids | IC |  | S | 2 | 2 | 0.7 | N | 2003 |  |  | N | Electric Utility | 1 | X | DFO
Petroleum Liquids.DFO | petroleum | TRUE | 2551 | City of Burlington - (KS) | 1266 | Burlington (KS) | KS | Coffey | 2 | Petroleum Liquids | IC |  | S | 1.3 | 1.3 | 0.5 | N | 1962 |  |  | N | Electric Utility | 1 | X | DFO | NG
Petroleum Liquids.DFO | petroleum | TRUE | 2551 | City of Burlington - (KS) | 1266 | Burlington (KS) | KS | Coffey | 4A | Petroleum Liquids | IC |  | S | 2.3 | 2.3 | 0.8 | N | 2005 |  |  | N | Electric Utility | 1 | X | DFO | NG
Natural Gas Internal Combustion Engine.NG | natural gas peaker | TRUE | 2551 | City of Burlington - (KS) | 1266 | Burlington (KS) | KS | Coffey | IC6 | Natural Gas Internal Combustion Engine | IC |  | S | 4.8 | 4.8 | 1 | N | 1983 |  |  | N | Electric Utility | 1 | X | NG | DFO
Natural Gas Fired Combustion Turbine.NG | natural gas peaker | TRUE | 3355 | City of Chanute | 1268 | Chanute 2 | KS | Neosho | 14 | Natural Gas Fired Combustion Turbine | GT |  | S | 42 | 52 | 30 | N | 2002 |  |  | N | Electric Utility | 1 | X | NG
Natural Gas Internal Combustion Engine.NG | natural gas peaker | TRUE | 3355 | City of Chanute | 1268 | Chanute 2 | KS | Neosho | 7 | Natural Gas Internal Combustion Engine | IC |  | S | 2 | 2 | 1 | N | 1965 |  |  | N | Electric Utility | 1 | X | NG | DFO
Natural Gas Internal Combustion Engine.NG | natural gas peaker | TRUE | 3355 | City of Chanute | 1268 | Chanute 2 | KS | Neosho | 8 | Natural Gas Internal Combustion Engine | IC |  | S | 2 | 2 | 1 | N | 1965 |  |  | N | Electric Utility | 1 | X | NG | DFO
Natural Gas Steam Turbine.NG | natural gas steam turbine | TRUE | 3710 | City of Clay Center - (KS) | 1270 | Clay Center | KS | Clay | 5 | Natural Gas Steam Turbine | ST |  | S | 3 | 3 | 1 | N | 1948 |  |  | N | Electric Utility | 1 | X | NG | DFO
Natural Gas Steam Turbine.NG | natural gas steam turbine | TRUE | 3710 | City of Clay Center - (KS) | 1270 | Clay Center | KS | Clay | 6 | Natural Gas Steam Turbine | ST |  | S | 5 | 5 | 1 | N | 1961 |  |  | N | Electric Utility | 1 | X | NG | DFO
Natural Gas Internal Combustion Engine.NG | natural gas peaker | TRUE | 3710 | City of Clay Center - (KS) | 1270 | Clay Center | KS | Clay | IC1 | Natural Gas Internal Combustion Engine | IC |  | S | 0.9 | 0.9 | 0.5 | N | 1958 |  |  | N | Electric Utility | 1 | X | NG | DFO
Natural Gas Internal Combustion Engine.NG | natural gas peaker | TRUE | 3710 | City of Clay Center - (KS) | 1270 | Clay Center | KS | Clay | IC2 | Natural Gas Internal Combustion Engine | IC |  | S | 2 | 2 | 0.5 | N | 1966 |  |  | N | Electric Utility | 1 | X | NG | DFO
Natural Gas Internal Combustion Engine.NG | natural gas peaker | TRUE | 3710 | City of Clay Center - (KS) | 1270 | Clay Center | KS | Clay | IC3 | Natural Gas Internal Combustion Engine | IC |  | S | 5 | 5 | 0.5 | N | 1972 |  |  | N | Electric Utility | 1 | X | NG | DFO
Natural Gas Internal Combustion Engine.NG | natural gas peaker | TRUE | 3710 | City of Clay Center - (KS) | 1270 | Clay Center | KS | Clay | IC4 | Natural Gas Internal Combustion Engine | IC |  | S | 3.5 | 3.5 | 0.5 | N | 1996 |  |  | N | Electric Utility | 1 | X | NG | DFO
Natural Gas Internal Combustion Engine.NG | natural gas peaker | TRUE | 3710 | City of Clay Center - (KS) | 1270 | Clay Center | KS | Clay | IC5 | Natural Gas Internal Combustion Engine | IC |  | S | 3.5 | 3.5 | 0.5 | N | 1996 |  |  | N | Electric Utility | 1 | X | NG | DFO
Natural Gas Internal Combustion Engine.NG | natural gas peaker | TRUE | 3710 | City of Clay Center - (KS) | 1270 | Clay Center | KS | Clay | IC6 | Natural Gas Internal Combustion Engine | IC |  | S | 6.8 | 6.8 | 0.5 | N | 2005 |  |  | N | Electric Utility | 1 | X | NG | DFO
Petroleum Liquids.DFO | petroleum | TRUE | 3892 | City of Coffeyville - (KS) | 1271 | Coffeyville | KS | Montgomery | 1 | Petroleum Liquids | IC |  | S | 2 | 2 | 0.5 | N | 2007 |  |  | N | Electric Utility | 1 | X | DFO
Petroleum Liquids.DFO | petroleum | TRUE | 3892 | City of Coffeyville - (KS) | 1271 | Coffeyville | KS | Montgomery | 2 | Petroleum Liquids | IC |  | S | 2 | 2 | 0.5 | N | 2007 |  |  | N | Electric Utility | 1 | X | DFO
Natural Gas Steam Turbine.NG | natural gas steam turbine | TRUE | 3892 | City of Coffeyville - (KS) | 1271 | Coffeyville | KS | Montgomery | 7 | Natural Gas Steam Turbine | ST |  | S | 37 | 38.2 | 9 | N | 1973 |  |  | N | Electric Utility | 1 | X | NG
Petroleum Liquids.DFO | petroleum | TRUE | 3913 | City of Colby - (KS) | 1272 | Colby City of | KS | Thomas | 3A | Petroleum Liquids | IC |  | S | 3 | 3 | 2.5 | N | 2019 |  |  | N | Electric Utility | 1 | X | DFO
Petroleum Liquids.DFO | petroleum | TRUE | 3913 | City of Colby - (KS) | 1272 | Colby City of | KS | Thomas | 4 | Petroleum Liquids | IC |  | S | 1.2 | 1.2 | 1.2 | N | 1958 |  |  | N | Electric Utility | 1 | X | DFO | NG
Petroleum Liquids.DFO | petroleum | TRUE | 3913 | City of Colby - (KS) | 1272 | Colby City of | KS | Thomas | 5 | Petroleum Liquids | IC |  | S | 1 | 1 | 1 | N | 1958 |  |  | N | Electric Utility | 1 | X | DFO | NG
Petroleum Liquids.DFO | petroleum | TRUE | 3913 | City of Colby - (KS) | 1272 | Colby City of | KS | Thomas | 6 | Petroleum Liquids | IC |  | S | 3.5 | 3.5 | 3.5 | N | 1971 |  |  | N | Electric Utility | 1 | X | DFO | NG
Petroleum Liquids.DFO | petroleum | TRUE | 3913 | City of Colby - (KS) | 1272 | Colby City of | KS | Thomas | 7 | Petroleum Liquids | IC |  | S | 3.5 | 3.5 | 3.5 | N | 1971 |  |  | N | Electric Utility | 1 | X | DFO | NG
Petroleum Liquids.DFO | petroleum | TRUE | 3913 | City of Colby - (KS) | 1272 | Colby City of | KS | Thomas | 8 | Petroleum Liquids | IC |  | S | 2.5 | 2.5 | 2.5 | N | 1965 |  |  | N | Electric Utility | 1 | X | DFO | NG
Natural Gas Internal Combustion Engine.NG | natural gas peaker | TRUE | 5802 | City of Ellinwood - (KS) | 1274 | Ellinwood | KS | Barton | 1 | Natural Gas Internal Combustion Engine | IC |  | S | 1.8 | 1.8 | 1.5 | N | 1965 |  |  | N | Electric Utility | 1 | X | NG | DFO
Natural Gas Internal Combustion Engine.NG | natural gas peaker | TRUE | 5802 | City of Ellinwood - (KS) | 1274 | Ellinwood | KS | Barton | 2 | Natural Gas Internal Combustion Engine | IC |  | S | 1.3 | 1.3 | 0.8 | N | 1957 |  |  | N | Electric Utility | 1 | X | NG | DFO
Petroleum Liquids.DFO | petroleum | TRUE | 5802 | City of Ellinwood - (KS) | 1274 | Ellinwood | KS | Barton | 3 | Petroleum Liquids | IC |  | S | 0.4 | 0.4 | 0.2 | N | 1948 |  |  | N | Electric Utility | 1 | X | DFO | NG
Natural Gas Internal Combustion Engine.NG | natural gas peaker | TRUE | 5802 | City of Ellinwood - (KS) | 1274 | Ellinwood | KS | Barton | 4 | Natural Gas Internal Combustion Engine | IC |  | S | 1 | 1 | 0.5 | N | 1953 |  |  | N | Electric Utility | 1 | X | NG | DFO
Natural Gas Internal Combustion Engine.NG | natural gas peaker | TRUE | 5802 | City of Ellinwood - (KS) | 1274 | Ellinwood | KS | Barton | 5 | Natural Gas Internal Combustion Engine | IC |  | S | 2.7 | 2.7 | 2 | N | 1971 |  |  | N | Electric Utility | 1 | X | NG | DFO
Petroleum Liquids.DFO | petroleum | TRUE | 5957 | City of Erie - (KS) | 1276 | Erie | KS | Neosho | 3 | Petroleum Liquids | IC |  | S | 0.9 | 0.9 | 0.5 | N | 1958 |  |  | N | Electric Utility | 1 | X | DFO
Petroleum Liquids.DFO | petroleum | TRUE | 5957 | City of Erie - (KS) | 1276 | Erie | KS | Neosho | 6 | Petroleum Liquids | IC |  | S | 1 | 1 | 0.5 | N | 2005 |  |  | N | Electric Utility | 1 | X | DFO
Petroleum Liquids.DFO | petroleum | TRUE | 5957 | City of Erie - (KS) | 1276 | Erie | KS | Neosho | 7 | Petroleum Liquids | IC |  | S | 1 | 1 | 0.5 | N | 2005 |  |  | N | Electric Utility | 1 | X | DFO
Petroleum Liquids.DFO | petroleum | TRUE | 5957 | City of Erie - (KS) | 1276 | Erie | KS | Neosho | 8 | Petroleum Liquids | IC |  | S | 1 | 1 | 0.5 | N | 2005 |  |  | N | Electric Utility | 1 | X | DFO
Petroleum Liquids.DFO | petroleum | TRUE | 6965 | City of Garnett - (KS) | 1278 | Garnett Municipal | KS | Anderson | 1 | Petroleum Liquids | IC |  | S | 1.3 | 1.3 | 0.8 | N | 1961 |  |  | N | Electric Utility | 1 | X | DFO
Petroleum Liquids.DFO | petroleum | TRUE | 6965 | City of Garnett - (KS) | 1278 | Garnett Municipal | KS | Anderson | 2 | Petroleum Liquids | IC |  | S | 0.3 | 0.3 | 0.3 | N | 1930 |  |  | N | Electric Utility | 1 | X | DFO
Petroleum Liquids.DFO | petroleum | TRUE | 6965 | City of Garnett - (KS) | 1278 | Garnett Municipal | KS | Anderson | 3 | Petroleum Liquids | IC |  | S | 1.3 | 1.3 | 0.8 | N | 1955 |  |  | N | Electric Utility | 1 | X | DFO
Petroleum Liquids.DFO | petroleum | TRUE | 6965 | City of Garnett - (KS) | 1278 | Garnett Municipal | KS | Anderson | 4 | Petroleum Liquids | IC |  | S | 0.8 | 0.8 | 0.4 | N | 1948 |  |  | N | Electric Utility | 1 | X | DFO
Petroleum Liquids.DFO | petroleum | TRUE | 6965 | City of Garnett - (KS) | 1278 | Garnett Municipal | KS | Anderson | 7 | Petroleum Liquids | IC |  | S | 2.2 | 2.2 | 1.5 | N | 2000 |  |  | N | Electric Utility | 1 | X | DFO
Petroleum Liquids.DFO | petroleum | TRUE | 6965 | City of Garnett - (KS) | 1278 | Garnett Municipal | KS | Anderson | IC5 | Petroleum Liquids | IC |  | S | 2.1 | 2.1 | 1 | N | 1981 |  |  | N | Electric Utility | 1 | X | DFO | NG
Petroleum Liquids.DFO | petroleum | TRUE | 6965 | City of Garnett - (KS) | 1278 | Garnett Municipal | KS | Anderson | IC6 | Petroleum Liquids | IC |  | S | 2.2 | 2.2 | 1.5 | N | 1978 |  |  | N | Electric Utility | 1 | X | DFO
Natural Gas Internal Combustion Engine.NG | natural gas peaker | TRUE | 7257 | City of Girard - (KS) | 1279 | Girard | KS | Crawford | 1 | Natural Gas Internal Combustion Engine | IC |  | S | 1.1 | 1.1 | 1 | N | 1955 |  |  | N | Electric Utility | 1 | X | NG | DFO
Natural Gas Internal Combustion Engine.NG | natural gas peaker | TRUE | 7257 | City of Girard - (KS) | 1279 | Girard | KS | Crawford | 4 | Natural Gas Internal Combustion Engine | IC |  | S | 1.8 | 1.8 | 1.2 | N | 1962 |  |  | N | Electric Utility | 1 | X | NG | DFO
Natural Gas Internal Combustion Engine.NG | natural gas peaker | TRUE | 7257 | City of Girard - (KS) | 1279 | Girard | KS | Crawford | 6 | Natural Gas Internal Combustion Engine | IC |  | S | 3.2 | 3.3 | 3 | N | 1997 |  |  | N | Electric Utility | 1 | X | NG | DFO
Natural Gas Internal Combustion Engine.NG | natural gas peaker | TRUE | 7257 | City of Girard - (KS) | 1279 | Girard | KS | Crawford | 7 | Natural Gas Internal Combustion Engine | IC |  | S | 3.4 | 3.4 | 3.2 | N | 1997 |  |  | N | Electric Utility | 1 | X | NG | DFO
Natural Gas Internal Combustion Engine.NG | natural gas peaker | TRUE | 7374 | City of Goodland - (KS) | 1280 | Goodland | KS | Sherman | 10 | Natural Gas Internal Combustion Engine | IC |  | S | 1.8 | 2 | 1.5 | N | 1971 |  |  | N | Electric Utility | 1 | X | NG | DFO
Natural Gas Internal Combustion Engine.NG | natural gas peaker | TRUE | 7374 | City of Goodland - (KS) | 1280 | Goodland | KS | Sherman | 11 | Natural Gas Internal Combustion Engine | IC |  | S | 3.5 | 3.8 | 3.2 | N | 1978 |  |  | N | Electric Utility | 1 | X | NG | DFO
Natural Gas Internal Combustion Engine.NG | natural gas peaker | TRUE | 7374 | City of Goodland - (KS) | 1280 | Goodland | KS | Sherman | 12 | Natural Gas Internal Combustion Engine | IC |  | S | 0.8 | 0.9 | 0.6 | N | 1995 |  |  | N | Electric Utility | 1 | X | NG | DFO
Natural Gas Internal Combustion Engine.NG | natural gas peaker | TRUE | 7374 | City of Goodland - (KS) | 1280 | Goodland | KS | Sherman | 13 | Natural Gas Internal Combustion Engine | IC |  | S | 1.1 | 1.3 | 1 | N | 1999 |  |  | N | Electric Utility | 1 | X | NG | DFO
Petroleum Liquids.DFO | petroleum | TRUE | 7374 | City of Goodland - (KS) | 1280 | Goodland | KS | Sherman | 3 | Petroleum Liquids | IC |  | S | 0.7 | 0.7 | 0.5 | N | 1939 |  |  | N | Electric Utility | 1 | X | DFO
Natural Gas Internal Combustion Engine.NG | natural gas peaker | TRUE | 7374 | City of Goodland - (KS) | 1280 | Goodland | KS | Sherman | 6 | Natural Gas Internal Combustion Engine | IC |  | S | 1.8 | 2.1 | 1.7 | N | 1962 |  |  | N | Electric Utility | 1 | X | NG | DFO
Natural Gas Internal Combustion Engine.NG | natural gas peaker | TRUE | 7374 | City of Goodland - (KS) | 1280 | Goodland | KS | Sherman | 7 | Natural Gas Internal Combustion Engine | IC |  | S | 1.8 | 2.1 | 1.7 | N | 1966 |  |  | N | Electric Utility | 1 | X | NG | DFO
Natural Gas Internal Combustion Engine.NG | natural gas peaker | TRUE | 7374 | City of Goodland - (KS) | 1280 | Goodland | KS | Sherman | 8 | Natural Gas Internal Combustion Engine | IC |  | S | 4.6 | 4.8 | 3.5 | N | 1975 |  |  | N | Electric Utility | 1 | X | NG | DFO
Petroleum Liquids.DFO | petroleum | TRUE | 8490 | City of Herington - (KS) | 1283 | Herington | KS | Dickinson | 4B | Petroleum Liquids | IC |  | S | 1.5 | 1.5 | 0.5 | N | 2001 |  |  | N | Electric Utility | 1 | X | DFO
Petroleum Liquids.DFO | petroleum | TRUE | 8599 | City of Hill City | 1285 | Hill City | KS | Graham | 1 | Petroleum Liquids | IC |  | S | 1.1 | 1.2 | 0.9 | N | 1962 |  |  | N | Electric Utility | 1 | X | DFO | NG
Petroleum Liquids.DFO | petroleum | TRUE | 8599 | City of Hill City | 1285 | Hill City | KS | Graham | 2 | Petroleum Liquids | IC |  | S | 1.1 | 1.2 | 0.9 | N | 1962 |  |  | N | Electric Utility | 1 | X | DFO | NG
Petroleum Liquids.DFO | petroleum | TRUE | 8599 | City of Hill City | 1285 | Hill City | KS | Graham | 3 | Petroleum Liquids | IC |  | S | 0.6 | 0.6 | 0.4 | N | 1952 |  |  | N | Electric Utility | 1 | X | DFO | NG
Petroleum Liquids.DFO | petroleum | TRUE | 8599 | City of Hill City | 1285 | Hill City | KS | Graham | 4 | Petroleum Liquids | IC |  | S | 1 | 1 | 0.8 | N | 1967 |  |  | N | Electric Utility | 1 | X | DFO | NG
Petroleum Liquids.DFO | petroleum | TRUE | 8599 | City of Hill City | 1285 | Hill City | KS | Graham | 5 | Petroleum Liquids | IC |  | S | 1.2 | 1.2 | 0.9 | N | 1974 |  |  | N | Electric Utility | 1 | X | DFO | NG
Petroleum Liquids.DFO | petroleum | TRUE | 8599 | City of Hill City | 1285 | Hill City | KS | Graham | 6 | Petroleum Liquids | IC |  | S | 1.2 | 1.2 | 0.9 | N | 1974 |  |  | N | Electric Utility | 1 | X | DFO | NG
Petroleum Liquids.DFO | petroleum | TRUE | 8703 | City of Hoisington - (KS) | 1286 | Hoisington | KS | Barton | 2A | Petroleum Liquids | IC |  | S | 1.1 | 1.1 | 0.7 | N | 1996 |  |  | N | Electric Utility | 1 | X | DFO
Natural Gas Internal Combustion Engine.NG | natural gas peaker | TRUE | 8703 | City of Hoisington - (KS) | 1286 | Hoisington | KS | Barton | 6 | Natural Gas Internal Combustion Engine | IC |  | S | 2 | 2 | 1.8 | N | 1961 |  |  | N | Electric Utility | 1 | X | NG | DFO
Natural Gas Internal Combustion Engine.NG | natural gas peaker | TRUE | 8703 | City of Hoisington - (KS) | 1286 | Hoisington | KS | Barton | 7 | Natural Gas Internal Combustion Engine | IC |  | S | 4 | 4 | 2.9 | N | 1966 |  |  | N | Electric Utility | 1 | X | NG | DFO
Petroleum Liquids.DFO | petroleum | TRUE | 8703 | City of Hoisington - (KS) | 1286 | Hoisington | KS | Barton | 9 | Petroleum Liquids | IC |  | S | 3.9 | 3.9 | 0.5 | N | 2023 |  |  | N | Electric Utility | 1 | X | DFO
Petroleum Liquids.DFO | petroleum | TRUE | 8770 | City of Holton - (KS) | 1287 | Holton | KS | Jackson | 10 | Petroleum Liquids | IC |  | S | 1.8 | 2 | 1 | N | 1970 |  |  | N | Electric Utility | 1 | X | DFO | NG
Petroleum Liquids.DFO | petroleum | TRUE | 8770 | City of Holton - (KS) | 1287 | Holton | KS | Jackson | 11 | Petroleum Liquids | IC |  | S | 2.2 | 2.4 | 1.7 | N | 1994 |  |  | N | Electric Utility | 1 | X | DFO | NG
Natural Gas Internal Combustion Engine.NG | natural gas peaker | TRUE | 8770 | City of Holton - (KS) | 1287 | Holton | KS | Jackson | 12 | Natural Gas Internal Combustion Engine | IC |  | S | 3 | 3.1 | 2.5 | N | 2001 |  |  | N | Electric Utility | 1 | X | NG | DFO
Natural Gas Internal Combustion Engine.NG | natural gas peaker | TRUE | 8770 | City of Holton - (KS) | 1287 | Holton | KS | Jackson | 13 | Natural Gas Internal Combustion Engine | IC |  | S | 3 | 3.1 | 2.5 | N | 2001 |  |  | N | Electric Utility | 1 | X | NG | DFO
Petroleum Liquids.DFO | petroleum | TRUE | 8770 | City of Holton - (KS) | 1287 | Holton | KS | Jackson | 6 | Petroleum Liquids | IC |  | S | 1.4 | 1.7 | 0.9 | N | 1958 |  |  | N | Electric Utility | 1 | X | DFO | NG
Petroleum Liquids.DFO | petroleum | TRUE | 8770 | City of Holton - (KS) | 1287 | Holton | KS | Jackson | 7 | Petroleum Liquids | IC |  | S | 2.4 | 2.6 | 1.2 | N | 1963 |  |  | N | Electric Utility | 1 | X | DFO | NG
Petroleum Liquids.DFO | petroleum | TRUE | 8770 | City of Holton - (KS) | 1287 | Holton | KS | Jackson | 8 | Petroleum Liquids | IC |  | S | 3.8 | 4 | 2.6 | N | 1969 |  |  | N | Electric Utility | 1 | X | DFO | NG
Petroleum Liquids.DFO | petroleum | TRUE | 8770 | City of Holton - (KS) | 1287 | Holton | KS | Jackson | 9 | Petroleum Liquids | IC |  | S | 1.8 | 2 | 1 | N | 1970 |  |  | N | Electric Utility | 1 | X | DFO | NG
Natural Gas Internal Combustion Engine.NG | natural gas peaker | TRUE | 9418 | City of Iola - (KS) | 1291 | Iola | KS | Allen | 1 | Natural Gas Internal Combustion Engine | IC |  | S | 5 | 5 | 2.5 | N | 1998 |  |  | N | Electric Utility | 1 | X | NG
Petroleum Liquids.DFO | petroleum | TRUE | 9418 | City of Iola - (KS) | 1291 | Iola | KS | Allen | 10 | Petroleum Liquids | IC |  | S | 2.9 | 2.9 | 2 | N | 1981 |  |  | N | Electric Utility | 1 | X | DFO
Petroleum Liquids.DFO | petroleum | TRUE | 9418 | City of Iola - (KS) | 1291 | Iola | KS | Allen | 14 | Petroleum Liquids | IC |  | S | 2 | 2 | 1 | N | 2020 |  |  | N | Electric Utility | 1 | X | DFO
Petroleum Liquids.DFO | petroleum | TRUE | 9418 | City of Iola - (KS) | 1291 | Iola | KS | Allen | 15 | Petroleum Liquids | IC |  | S | 2 | 2 | 1 | N | 2020 |  |  | N | Electric Utility | 1 | X | DFO
Petroleum Liquids.DFO | petroleum | TRUE | 9418 | City of Iola - (KS) | 1291 | Iola | KS | Allen | 16 | Petroleum Liquids | IC |  | S | 1.8 | 1.8 | 1 | N | 2021 |  |  | N | Electric Utility | 1 | X | DFO
Natural Gas Internal Combustion Engine.NG | natural gas peaker | TRUE | 9418 | City of Iola - (KS) | 1291 | Iola | KS | Allen | 2 | Natural Gas Internal Combustion Engine | IC |  | S | 5 | 5 | 2.5 | N | 2000 |  |  | N | Electric Utility | 1 | X | NG
Petroleum Liquids.DFO | petroleum | TRUE | 9418 | City of Iola - (KS) | 1291 | Iola | KS | Allen | 6 | Petroleum Liquids | IC |  | S | 2.9 | 2.9 | 2 | N | 1969 |  |  | N | Electric Utility | 1 | X | DFO
Petroleum Liquids.DFO | petroleum | TRUE | 9418 | City of Iola - (KS) | 1291 | Iola | KS | Allen | 7 | Petroleum Liquids | IC |  | S | 2.9 | 2.9 | 2 | N | 1971 |  |  | N | Electric Utility | 1 | X | DFO
Petroleum Liquids.DFO | petroleum | TRUE | 9418 | City of Iola - (KS) | 1291 | Iola | KS | Allen | 8 | Petroleum Liquids | IC |  | S | 2.9 | 2.9 | 2 | N | 1976 |  |  | N | Electric Utility | 1 | X | DFO
Petroleum Liquids.DFO | petroleum | TRUE | 9418 | City of Iola - (KS) | 1291 | Iola | KS | Allen | 9 | Petroleum Liquids | IC |  | S | 2.9 | 2.9 | 2 | N | 1977 |  |  | N | Electric Utility | 1 | X | DFO
Petroleum Liquids.DFO | petroleum | TRUE | 9732 | City of Jetmore | 1292 | Jetmore | KS | Hodgeman | 8 | Petroleum Liquids | IC |  | S | 2.5 | 2.5 | 1 | N | 2015 |  |  | N | Electric Utility | 1 | X | DFO
Natural Gas Steam Turbine.NG | natural gas steam turbine | TRUE | 9996 | City of Kansas City - (KS) | 1294 | Kaw | KS | Wyandotte | 1 | Natural Gas Steam Turbine | ST |  | S | 41.9 | 41.9 | 30 | N | 1955 |  |  | N | Electric Utility | 1 | X | NG
Natural Gas Steam Turbine.NG | natural gas steam turbine | TRUE | 9996 | City of Kansas City - (KS) | 1294 | Kaw | KS | Wyandotte | 2 | Natural Gas Steam Turbine | ST |  | S | 41.9 | 41.9 | 30 | N | 1957 |  |  | N | Electric Utility | 1 | X | NG
Natural Gas Steam Turbine.NG | natural gas steam turbine | TRUE | 9996 | City of Kansas City - (KS) | 1294 | Kaw | KS | Wyandotte | 3 | Natural Gas Steam Turbine | ST |  | S | 56.5 | 56.5 | 30 | N | 1962 |  |  | N | Electric Utility | 1 | X | NG
Petroleum Liquids.DFO | petroleum | TRUE | 9996 | City of Kansas City - (KS) | 1295 | Quindaro | KS | Wyandotte | GT2 | Petroleum Liquids | GT |  | S | 56 | 56 | 20 | N | 1974 |  |  | N | Electric Utility | 1 | X | DFO
Petroleum Liquids.DFO | petroleum | TRUE | 9996 | City of Kansas City - (KS) | 1295 | Quindaro | KS | Wyandotte | GT3 | Petroleum Liquids | GT |  | S | 46 | 46 | 20 | N | 1977 |  |  | N | Electric Utility | 1 | X | DFO
Natural Gas Steam Turbine.NG | natural gas steam turbine | TRUE | 9996 | City of Kansas City - (KS) | 1295 | Quindaro | KS | Wyandotte | ST1 | Natural Gas Steam Turbine | ST |  | S | 72 | 72 | 35 | N | 1965 |  |  | N | Electric Utility | 1 | X | NG
Natural Gas Steam Turbine.NG | natural gas steam turbine | TRUE | 9996 | City of Kansas City - (KS) | 1295 | Quindaro | KS | Wyandotte | ST2 | Natural Gas Steam Turbine | ST |  | S | 85 | 85 | 55 | N | 1971 |  |  | N | Electric Utility | 1 | X | NG
Natural Gas Internal Combustion Engine.NG | natural gas peaker | TRUE | 10321 | City of Kingman - (KS) | 1296 | Kingman Municipal Power and Light Plant | KS | Kingman | 2 | Natural Gas Internal Combustion Engine | IC |  | S | 1.9 | 2 | 1 | N | 1962 |  |  | N | Electric Utility | 1 | X | NG | DFO
Natural Gas Internal Combustion Engine.NG | natural gas peaker | TRUE | 10321 | City of Kingman - (KS) | 1296 | Kingman Municipal Power and Light Plant | KS | Kingman | 4 | Natural Gas Internal Combustion Engine | IC |  | S | 1.9 | 2 | 1.2 | N | 1977 |  |  | N | Electric Utility | 1 | X | NG | DFO
Natural Gas Internal Combustion Engine.NG | natural gas peaker | TRUE | 10321 | City of Kingman - (KS) | 1296 | Kingman Municipal Power and Light Plant | KS | Kingman | 6 | Natural Gas Internal Combustion Engine | IC |  | S | 3.4 | 3.4 | 2.5 | N | 1969 |  |  | N | Electric Utility | 1 | X | NG | DFO
Natural Gas Internal Combustion Engine.NG | natural gas peaker | TRUE | 10321 | City of Kingman - (KS) | 1296 | Kingman Municipal Power and Light Plant | KS | Kingman | 7 | Natural Gas Internal Combustion Engine | IC |  | S | 2.1 | 2.1 | 1.2 | N | 1979 |  |  | N | Electric Utility | 1 | X | NG | DFO
Natural Gas Internal Combustion Engine.NG | natural gas peaker | TRUE | 10321 | City of Kingman - (KS) | 1296 | Kingman Municipal Power and Light Plant | KS | Kingman | 8 | Natural Gas Internal Combustion Engine | IC |  | S | 2.4 | 2.4 | 1.6 | N | 1984 |  |  | N | Electric Utility | 1 | X | NG | DFO
Natural Gas Internal Combustion Engine.NG | natural gas peaker | TRUE | 10321 | City of Kingman - (KS) | 1296 | Kingman Municipal Power and Light Plant | KS | Kingman | 9 | Natural Gas Internal Combustion Engine | IC |  | S | 6.3 | 6.3 | 4 | N | 1993 |  |  | N | Electric Utility | 1 | X | NG | DFO
Petroleum Liquids.DFO | petroleum | TRUE | 10559 | City of La Crosse - (KS) | 1297 | La Crosse | KS | Rush | 1 | Petroleum Liquids | IC |  | S | 1.1 | 1.1 | 0.5 | N | 1962 |  |  | N | Electric Utility | 1 | X | DFO | NG
Petroleum Liquids.DFO | petroleum | TRUE | 10559 | City of La Crosse - (KS) | 1297 | La Crosse | KS | Rush | 2 | Petroleum Liquids | IC |  | S | 1.1 | 1.1 | 0.5 | N | 1964 |  |  | N | Electric Utility | 1 | X | DFO | NG
Petroleum Liquids.DFO | petroleum | TRUE | 10559 | City of La Crosse - (KS) | 1297 | La Crosse | KS | Rush | 5 | Petroleum Liquids | IC |  | S | 1.5 | 1.5 | 0.5 | N | 1969 |  |  | N | Electric Utility | 1 | X | DFO | NG
Petroleum Liquids.DFO | petroleum | TRUE | 10559 | City of La Crosse - (KS) | 1297 | La Crosse | KS | Rush | 6 | Petroleum Liquids | IC |  | S | 1.8 | 1.8 | 0.5 | N | 1975 |  |  | N | Electric Utility | 1 | X | DFO | NG
Petroleum Liquids.DFO | petroleum | TRUE | 10713 | City of Larned - (KS) | 1299 | Larned | KS | Pawnee | CAT | Petroleum Liquids | IC |  | S | 2 | 2 | 0.2 | N | 2004 |  |  | N | Electric Utility | 1 | X | DFO
Petroleum Liquids.DFO | petroleum | TRUE | 10713 | City of Larned - (KS) | 1299 | Larned | KS | Pawnee | CAT1 | Petroleum Liquids | IC |  | S | 2 | 2 | 0.2 | N | 2004 |  |  | N | Electric Utility | 1 | X | DFO
Petroleum Liquids.DFO | petroleum | TRUE | 10713 | City of Larned - (KS) | 1299 | Larned | KS | Pawnee | CAT2 | Petroleum Liquids | IC |  | S | 2 | 2 | 0.2 | N | 2004 |  |  | N | Electric Utility | 1 | X | DFO
Petroleum Liquids.DFO | petroleum | TRUE | 10713 | City of Larned - (KS) | 1299 | Larned | KS | Pawnee | CAT3 | Petroleum Liquids | IC |  | S | 2 | 2 | 0.2 | N | 2004 |  |  | N | Electric Utility | 1 | X | DFO
Petroleum Liquids.DFO | petroleum | TRUE | 10713 | City of Larned - (KS) | 1299 | Larned | KS | Pawnee | CAT4 | Petroleum Liquids | IC |  | S | 2 | 2 | 0.2 | N | 2004 |  |  | N | Electric Utility | 1 | X | DFO
Petroleum Liquids.DFO | petroleum | TRUE | 10713 | City of Larned - (KS) | 1299 | Larned | KS | Pawnee | IC5 | Petroleum Liquids | IC |  | S | 6 | 6 | 0.5 | N | 1976 |  |  | N | Electric Utility | 1 | X | DFO | NG
Petroleum Liquids.DFO | petroleum | TRUE | 11017 | City of Lincoln Center - (KS) | 1300 | Lincoln | KS | Lincoln | 1 | Petroleum Liquids | IC |  | S | 1.1 | 1.1 | 0.7 | N | 1964 |  |  | N | Electric Utility | 1 | X | DFO | NG
Petroleum Liquids.DFO | petroleum | TRUE | 11017 | City of Lincoln Center - (KS) | 1300 | Lincoln | KS | Lincoln | 2 | Petroleum Liquids | IC |  | S | 1.1 | 1.1 | 0.7 | N | 1964 |  |  | N | Electric Utility | 1 | X | DFO | NG
Petroleum Liquids.DFO | petroleum | TRUE | 11017 | City of Lincoln Center - (KS) | 1300 | Lincoln | KS | Lincoln | 4 | Petroleum Liquids | IC |  | S | 0.6 | 0.6 | 0.4 | N | 1958 |  |  | N | Electric Utility | 1 | X | DFO
Petroleum Liquids.DFO | petroleum | TRUE | 11017 | City of Lincoln Center - (KS) | 1300 | Lincoln | KS | Lincoln | 7 | Petroleum Liquids | IC |  | S | 3 | 3 | 1.5 | N | 1974 |  |  | N | Electric Utility | 1 | X | DFO | NG
Petroleum Liquids.DFO | petroleum | TRUE | 11017 | City of Lincoln Center - (KS) | 1300 | Lincoln | KS | Lincoln | 8 | Petroleum Liquids | IC |  | S | 1.8 | 1.8 | 1.8 | N | 2017 |  |  | N | Electric Utility | 1 | X | DFO
Natural Gas Fired Combustion Turbine.NG | natural gas peaker | TRUE | 12208 | City of McPherson - (KS) | 1305 | McPherson 2 | KS | McPherson | GT1 | Natural Gas Fired Combustion Turbine | GT |  | S | 50.5 | 60 | 22 | N | 1973 |  |  | N | Electric Utility | 1 | X | NG | DFO
Petroleum Liquids.DFO | petroleum | TRUE | 12208 | City of McPherson - (KS) | 1305 | McPherson 2 | KS | McPherson | GT2 | Petroleum Liquids | GT |  | S | 51.7 | 60 | 22 | N | 1976 |  |  | N | Electric Utility | 1 | X | DFO
Natural Gas Fired Combustion Turbine.NG | natural gas peaker | TRUE | 12208 | City of McPherson - (KS) | 1305 | McPherson 2 | KS | McPherson | GT3 | Natural Gas Fired Combustion Turbine | GT |  | S | 52.1 | 60 | 22 | N | 1979 |  |  | N | Electric Utility | 1 | X | NG | DFO
Natural Gas Internal Combustion Engine.NG | natural gas peaker | TRUE | 12242 | City of Meade - (KS) | 1306 | Meade | KS | Meade | 2 | Natural Gas Internal Combustion Engine | IC |  | S | 0.8 | 0.8 | 0.4 | N | 1951 |  |  | N | Electric Utility | 1 | X | NG | DFO
Natural Gas Internal Combustion Engine.NG | natural gas peaker | TRUE | 12242 | City of Meade - (KS) | 1306 | Meade | KS | Meade | 3 | Natural Gas Internal Combustion Engine | IC |  | S | 1.1 | 1.1 | 0.6 | N | 1957 |  |  | N | Electric Utility | 1 | X | NG | DFO
Natural Gas Internal Combustion Engine.NG | natural gas peaker | TRUE | 12242 | City of Meade - (KS) | 1306 | Meade | KS | Meade | 4 | Natural Gas Internal Combustion Engine | IC |  | S | 1.3 | 1.4 | 0.8 | N | 1961 |  |  | N | Electric Utility | 1 | X | NG | DFO
Natural Gas Internal Combustion Engine.NG | natural gas peaker | TRUE | 12242 | City of Meade - (KS) | 1306 | Meade | KS | Meade | 5 | Natural Gas Internal Combustion Engine | IC |  | S | 1.5 | 1.7 | 1.2 | N | 1965 |  |  | N | Electric Utility | 1 | X | NG | DFO
Natural Gas Internal Combustion Engine.NG | natural gas peaker | TRUE | 12242 | City of Meade - (KS) | 1306 | Meade | KS | Meade | 6 | Natural Gas Internal Combustion Engine | IC |  | S | 1.9 | 2 | 1.2 | N | 1972 |  |  | N | Electric Utility | 1 | X | NG | DFO
Natural Gas Internal Combustion Engine.NG | natural gas peaker | TRUE | 21533 | City of Minneapolis - (KS) | 1307 | Minneapolis City of | KS | Ottawa | 3 | Natural Gas Internal Combustion Engine | IC |  | S | 1.2 | 1.2 | 0.6 | N | 1961 |  |  | N | Electric Utility | 1 | X | NG | DFO
Natural Gas Internal Combustion Engine.NG | natural gas peaker | TRUE | 21533 | City of Minneapolis - (KS) | 1307 | Minneapolis City of | KS | Ottawa | 4 | Natural Gas Internal Combustion Engine | IC |  | S | 0.5 | 0.5 | 0.3 | N | 1955 |  |  | N | Electric Utility | 1 | X | NG | DFO
Natural Gas Internal Combustion Engine.NG | natural gas peaker | TRUE | 21533 | City of Minneapolis - (KS) | 1307 | Minneapolis City of | KS | Ottawa | 5 | Natural Gas Internal Combustion Engine | IC |  | S | 1.8 | 1.8 | 1 | N | 1966 |  |  | N | Electric Utility | 1 | X | NG | DFO
Natural Gas Internal Combustion Engine.NG | natural gas peaker | TRUE | 21533 | City of Minneapolis - (KS) | 1307 | Minneapolis City of | KS | Ottawa | 6 | Natural Gas Internal Combustion Engine | IC |  | S | 2.7 | 2.7 | 1.5 | N | 1972 |  |  | N | Electric Utility | 1 | X | NG | DFO
Petroleum Liquids.DFO | petroleum | TRUE | 21533 | City of Minneapolis - (KS) | 1307 | Minneapolis City of | KS | Ottawa | 7 | Petroleum Liquids | IC |  | S | 1.8 | 1.8 | 1 | N | 1989 |  |  | N | Electric Utility | 1 | X | DFO
Petroleum Liquids.DFO | petroleum | TRUE | 13948 | City of Oberlin - (KS) | 1312 | Oberlin (KS) | KS | Decatur | 1 | Petroleum Liquids | IC |  | S | 0.9 | 0.9 | 0.6 | N | 1956 | 5 | 2024 | N | Electric Utility | 1 | X | DFO | NG
Petroleum Liquids.DFO | petroleum | TRUE | 13948 | City of Oberlin - (KS) | 1312 | Oberlin (KS) | KS | Decatur | 2 | Petroleum Liquids | IC |  | S | 0.6 | 0.6 | 0.4 | N | 1954 | 5 | 2024 | N | Electric Utility | 1 | X | DFO | NG
Petroleum Liquids.DFO | petroleum | TRUE | 13948 | City of Oberlin - (KS) | 1312 | Oberlin (KS) | KS | Decatur | 4 | Petroleum Liquids | IC |  | S | 1.2 | 1.2 | 0.8 | N | 1967 | 5 | 2024 | N | Electric Utility | 1 | X | DFO | NG
Petroleum Liquids.DFO | petroleum | TRUE | 13948 | City of Oberlin - (KS) | 1312 | Oberlin (KS) | KS | Decatur | 5 | Petroleum Liquids | IC |  | S | 1.3 | 1.3 | 1 | N | 1973 | 5 | 2024 | N | Electric Utility | 1 | X | DFO | NG
Petroleum Liquids.DFO | petroleum | TRUE | 13948 | City of Oberlin - (KS) | 1312 | Oberlin (KS) | KS | Decatur | 6 | Petroleum Liquids | IC |  | S | 1.2 | 1.2 | 0.8 | N | 1963 | 5 | 2024 | N | Electric Utility | 1 | X | DFO | NG
Natural Gas Internal Combustion Engine.NG | natural gas peaker | TRUE | 14199 | City of Osage City - (KS) | 1313 | Osage City | KS | Osage | 1 | Natural Gas Internal Combustion Engine | IC |  | S | 0.9 | 0.9 | 0.5 | N | 1955 |  |  | N | Electric Utility | 1 | X | NG | DFO
Natural Gas Internal Combustion Engine.NG | natural gas peaker | TRUE | 14199 | City of Osage City - (KS) | 1313 | Osage City | KS | Osage | 2 | Natural Gas Internal Combustion Engine | IC |  | S | 1.1 | 1.1 | 0.5 | N | 1960 |  |  | N | Electric Utility | 1 | X | NG | DFO
Natural Gas Internal Combustion Engine.NG | natural gas peaker | TRUE | 14199 | City of Osage City - (KS) | 1313 | Osage City | KS | Osage | 4 | Natural Gas Internal Combustion Engine | IC |  | S | 1.9 | 1.9 | 1.1 | N | 1967 |  |  | N | Electric Utility | 1 | X | NG | DFO
Natural Gas Internal Combustion Engine.NG | natural gas peaker | TRUE | 14199 | City of Osage City - (KS) | 1313 | Osage City | KS | Osage | 5 | Natural Gas Internal Combustion Engine | IC |  | S | 1.9 | 1.9 | 1.1 | N | 1970 |  |  | N | Electric Utility | 1 | X | NG | DFO
Natural Gas Internal Combustion Engine.NG | natural gas peaker | TRUE | 14199 | City of Osage City - (KS) | 1313 | Osage City | KS | Osage | 7 | Natural Gas Internal Combustion Engine | IC |  | S | 1.5 | 1.5 | 1 | N | 1984 |  |  | N | Electric Utility | 1 | X | NG | DFO
Natural Gas Internal Combustion Engine.NG | natural gas peaker | TRUE | 14199 | City of Osage City - (KS) | 1313 | Osage City | KS | Osage | IC3 | Natural Gas Internal Combustion Engine | IC |  | S | 1.9 | 1.9 | 1.1 | N | 2011 |  |  | N | Electric Utility | 1 | X | NG | DFO
Natural Gas Internal Combustion Engine.NG | natural gas peaker | TRUE | 14199 | City of Osage City - (KS) | 1313 | Osage City | KS | Osage | IC6 | Natural Gas Internal Combustion Engine | IC |  | S | 0.9 | 0.9 | 0.6 | N | 1983 |  |  | N | Electric Utility | 1 | X | NG | DFO
Petroleum Liquids.DFO | petroleum | TRUE | 14203 | City of Osawatomie - (KS) | 1314 | Osawatomie City of | KS | Miami | 2 | Petroleum Liquids | IC |  | S | 1.8 | 1.8 | 0.5 | N | 1957 |  |  | N | Electric Utility | 1 | X | DFO | NG
Petroleum Liquids.DFO | petroleum | TRUE | 14203 | City of Osawatomie - (KS) | 1314 | Osawatomie City of | KS | Miami | 4 | Petroleum Liquids | IC |  | S | 1 | 1 | 0.2 | N | 1950 |  |  | N | Electric Utility | 1 | X | DFO | NG
Petroleum Liquids.DFO | petroleum | TRUE | 14203 | City of Osawatomie - (KS) | 1314 | Osawatomie City of | KS | Miami | 5 | Petroleum Liquids | IC |  | S | 2.8 | 2.8 | 1.3 | N | 1966 |  |  | N | Electric Utility | 1 | X | DFO | NG
Petroleum Liquids.DFO | petroleum | TRUE | 14214 | City of Osborne - (KS) | 1315 | Osborne | KS | Osborne | 1 | Petroleum Liquids | IC |  | S | 1.4 | 1.6 | 0.5 | N | 1967 |  |  | N | Electric Utility | 1 | X | DFO | NG
Petroleum Liquids.DFO | petroleum | TRUE | 14214 | City of Osborne - (KS) | 1315 | Osborne | KS | Osborne | 2 | Petroleum Liquids | IC |  | S | 1.2 | 1.4 | 0.5 | N | 1963 |  |  | N | Electric Utility | 1 | X | DFO | NG
Petroleum Liquids.DFO | petroleum | TRUE | 14214 | City of Osborne - (KS) | 1315 | Osborne | KS | Osborne | 3 | Petroleum Liquids | IC |  | S | 0.6 | 0.7 | 0.5 | N | 1957 |  |  | N | Electric Utility | 1 | X | DFO | NG
Natural Gas Internal Combustion Engine.NG | natural gas peaker | TRUE | 14214 | City of Osborne - (KS) | 1315 | Osborne | KS | Osborne | 6 | Natural Gas Internal Combustion Engine | IC |  | S | 0.4 | 0.4 | 0.2 | N | 1992 |  |  | N | Electric Utility | 1 | X | NG
Natural Gas Internal Combustion Engine.NG | natural gas peaker | TRUE | 14214 | City of Osborne - (KS) | 1315 | Osborne | KS | Osborne | 7 | Natural Gas Internal Combustion Engine | IC |  | S | 0.4 | 0.4 | 0.2 | N | 1992 |  |  | N | Electric Utility | 1 | X | NG
Natural Gas Internal Combustion Engine.NG | natural gas peaker | TRUE | 14214 | City of Osborne - (KS) | 1315 | Osborne | KS | Osborne | 8 | Natural Gas Internal Combustion Engine | IC |  | S | 0.6 | 0.6 | 0.2 | N | 1994 |  |  | N | Electric Utility | 1 | X | NG
Natural Gas Internal Combustion Engine.NG | natural gas peaker | TRUE | 14229 | City of Ottawa - (KS) | 1316 | Ottawa | KS | Franklin | IC3 | Natural Gas Internal Combustion Engine | IC |  | S | 3.2 | 3.2 | 2 | N | 1962 |  |  | N | Electric Utility | 1 | X | NG | DFO
Natural Gas Internal Combustion Engine.NG | natural gas peaker | TRUE | 14229 | City of Ottawa - (KS) | 1316 | Ottawa | KS | Franklin | IC4 | Natural Gas Internal Combustion Engine | IC |  | S | 3 | 3 | 2 | N | 1958 |  |  | N | Electric Utility | 1 | X | NG | DFO
Natural Gas Internal Combustion Engine.NG | natural gas peaker | TRUE | 14229 | City of Ottawa - (KS) | 1316 | Ottawa | KS | Franklin | IC6 | Natural Gas Internal Combustion Engine | IC |  | S | 5.9 | 5.9 | 3 | N | 1981 |  |  | N | Electric Utility | 1 | X | NG | DFO
Natural Gas Internal Combustion Engine.NG | natural gas peaker | TRUE | 14229 | City of Ottawa - (KS) | 1316 | Ottawa | KS | Franklin | IC7 | Natural Gas Internal Combustion Engine | IC |  | S | 5.9 | 5.9 | 3 | N | 1981 |  |  | N | Electric Utility | 1 | X | NG | DFO
Natural Gas Steam Turbine.NG | natural gas steam turbine | TRUE | 15321 | City of Pratt- (KS) | 1317 | Pratt | KS | Pratt | 5 | Natural Gas Steam Turbine | ST |  | S | 13 | 13 | 5 | N | 1965 |  |  | N | Electric Utility | 1 | X | NG
Petroleum Liquids.DFO | petroleum | TRUE | 15321 | City of Pratt- (KS) | 1317 | Pratt | KS | Pratt | IC1 | Petroleum Liquids | IC |  | S | 1.5 | 1.5 | 0.5 | N | 1958 |  |  | N | Electric Utility | 1 | X | DFO
Natural Gas Internal Combustion Engine.NG | natural gas peaker | TRUE | 16440 | City of Russell - (KS) | 1319 | Russell Downtown | KS | Russell | 11 | Natural Gas Internal Combustion Engine | IC |  | S | 3.2 | 3.2 | 3 | N | 1994 |  |  | N | Electric Utility | 1 | X | NG | DFO
Natural Gas Internal Combustion Engine.NG | natural gas peaker | TRUE | 16440 | City of Russell - (KS) | 1319 | Russell Downtown | KS | Russell | 12 | Natural Gas Internal Combustion Engine | IC |  | S | 3.2 | 3.2 | 3 | N | 1994 |  |  | N | Electric Utility | 1 | X | NG | DFO
Natural Gas Internal Combustion Engine.NG | natural gas peaker | TRUE | 16440 | City of Russell - (KS) | 1319 | Russell Downtown | KS | Russell | 7 | Natural Gas Internal Combustion Engine | IC |  | S | 3 | 3 | 3 | N | 1971 |  |  | N | Electric Utility | 1 | X | NG | DFO
Petroleum Liquids.DFO | petroleum | TRUE | 16440 | City of Russell - (KS) | 1319 | Russell Downtown | KS | Russell | 8 | Petroleum Liquids | IC |  | S | 2.5 | 2.5 | 1.8 | N | 1978 |  |  | N | Electric Utility | 1 | X | DFO
Petroleum Liquids.DFO | petroleum | TRUE | 16440 | City of Russell - (KS) | 1319 | Russell Downtown | KS | Russell | 9 | Petroleum Liquids | IC |  | S | 2.5 | 2.5 | 1.8 | N | 1981 |  |  | N | Electric Utility | 1 | X | DFO
Petroleum Liquids.DFO | petroleum | TRUE | 16518 | City of Sabetha - (KS) | 1320 | Sabetha Power Plant | KS | Nemaha | 11 | Petroleum Liquids | IC |  | S | 2.7 | 2.7 | 1.5 | N | 1992 |  |  | N | Electric Utility | 1 | X | DFO | NG
Natural Gas Internal Combustion Engine.NG | natural gas peaker | TRUE | 16518 | City of Sabetha - (KS) | 1320 | Sabetha Power Plant | KS | Nemaha | 12 | Natural Gas Internal Combustion Engine | IC |  | S | 4.1 | 4.1 | 2.5 | N | 2001 |  |  | N | Electric Utility | 1 | X | NG | DFO
Petroleum Liquids.DFO | petroleum | TRUE | 16518 | City of Sabetha - (KS) | 1320 | Sabetha Power Plant | KS | Nemaha | 2 | Petroleum Liquids | IC |  | S | 1.2 | 1.2 | 1 | N | 1957 |  |  | N | Electric Utility | 1 | X | DFO | NG
Petroleum Liquids.DFO | petroleum | TRUE | 16518 | City of Sabetha - (KS) | 1320 | Sabetha Power Plant | KS | Nemaha | 3 | Petroleum Liquids | IC |  | S | 0.6 | 0.6 | 0.5 | N | 1947 |  |  | N | Electric Utility | 1 | X | DFO | NG
Petroleum Liquids.DFO | petroleum | TRUE | 16518 | City of Sabetha - (KS) | 1320 | Sabetha Power Plant | KS | Nemaha | 4 | Petroleum Liquids | IC |  | S | 0.7 | 0.7 | 0.2 | N | 1950 |  |  | N | Electric Utility | 1 | X | DFO | NG
Petroleum Liquids.DFO | petroleum | TRUE | 16518 | City of Sabetha - (KS) | 1320 | Sabetha Power Plant | KS | Nemaha | 5 | Petroleum Liquids | IC |  | S | 1.2 | 1.2 | 0.8 | N | 1961 |  |  | N | Electric Utility | 1 | X | DFO | NG
Petroleum Liquids.DFO | petroleum | TRUE | 16518 | City of Sabetha - (KS) | 1320 | Sabetha Power Plant | KS | Nemaha | 6 | Petroleum Liquids | IC |  | S | 1.2 | 1.2 | 0.8 | N | 1967 |  |  | N | Electric Utility | 1 | X | DFO | NG
Petroleum Liquids.DFO | petroleum | TRUE | 16518 | City of Sabetha - (KS) | 1320 | Sabetha Power Plant | KS | Nemaha | 7 | Petroleum Liquids | IC |  | S | 1.8 | 1.8 | 1 | N | 1970 |  |  | N | Electric Utility | 1 | X | DFO | NG
Petroleum Liquids.DFO | petroleum | TRUE | 16518 | City of Sabetha - (KS) | 1320 | Sabetha Power Plant | KS | Nemaha | 8 | Petroleum Liquids | IC |  | S | 2.1 | 2.1 | 0.8 | N | 1978 |  |  | N | Electric Utility | 1 | X | DFO | NG
Petroleum Liquids.DFO | petroleum | TRUE | 16518 | City of Sabetha - (KS) | 1320 | Sabetha Power Plant | KS | Nemaha | IC10 | Petroleum Liquids | IC |  | S | 2.1 | 2.1 | 1.5 | N | 1990 |  |  | N | Electric Utility | 1 | X | DFO | NG
Petroleum Liquids.DFO | petroleum | TRUE | 16518 | City of Sabetha - (KS) | 1320 | Sabetha Power Plant | KS | Nemaha | IC9 | Petroleum Liquids | IC |  | S | 1 | 1 | 0.8 | N | 1985 |  |  | N | Electric Utility | 1 | X | DFO | NG
Petroleum Liquids.DFO | petroleum | TRUE | 17872 | City of St Francis - (KS) | 1321 | St Francis | KS | Cheyenne | 2 | Petroleum Liquids | IC |  | S | 1.5 | 1.5 | 0.4 | N | 1964 |  |  | N | Electric Utility | 1 | X | DFO | NG
Petroleum Liquids.DFO | petroleum | TRUE | 17872 | City of St Francis - (KS) | 1321 | St Francis | KS | Cheyenne | 4 | Petroleum Liquids | IC |  | S | 2.7 | 2.7 | 0.4 | N | 1972 |  |  | N | Electric Utility | 1 | X | DFO | NG
Petroleum Liquids.DFO | petroleum | TRUE | 17872 | City of St Francis - (KS) | 1321 | St Francis | KS | Cheyenne | 5 | Petroleum Liquids | IC |  | S | 0.9 | 0.9 | 0.4 | N | 1953 |  |  | N | Electric Utility | 1 | X | DFO | NG
Petroleum Liquids.DFO | petroleum | TRUE | 17879 | City of St. John - (KS) | 1322 | St John | KS | Stafford | 2 | Petroleum Liquids | IC |  | S | 1.3 | 1.3 | 0.8 | N | 2002 |  |  | N | Electric Utility | 1 | X | DFO
Petroleum Liquids.DFO | petroleum | TRUE | 17879 | City of St. John - (KS) | 1322 | St John | KS | Stafford | 4 | Petroleum Liquids | IC |  | S | 1.7 | 1.7 | 0.8 | N | 1965 |  |  | N | Electric Utility | 1 | X | DFO
Petroleum Liquids.DFO | petroleum | TRUE | 17879 | City of St. John - (KS) | 1322 | St John | KS | Stafford | 5 | Petroleum Liquids | IC |  | S | 2 | 2 | 1.3 | N | 1982 |  |  | N | Electric Utility | 1 | X | DFO
Petroleum Liquids.DFO | petroleum | TRUE | 17879 | City of St. John - (KS) | 1322 | St John | KS | Stafford | 6 | Petroleum Liquids | IC |  | S | 1.8 | 1.8 | 0.5 | Y | 2023 |  |  | N | Electric Utility | 1 | X | DFO
Natural Gas Internal Combustion Engine.NG | natural gas peaker | TRUE | 16988 | City of Sharon Springs - (KS) | 1324 | Sharon Spring | KS | Wallace | 1 | Natural Gas Internal Combustion Engine | IC |  | S | 1 | 1 | 0.7 | N | 1970 |  |  | N | Electric Utility | 1 | X | NG | DFO
Natural Gas Internal Combustion Engine.NG | natural gas peaker | TRUE | 16988 | City of Sharon Springs - (KS) | 1324 | Sharon Spring | KS | Wallace | 2 | Natural Gas Internal Combustion Engine | IC |  | S | 1 | 1 | 0.7 | N | 1964 |  |  | N | Electric Utility | 1 | X | NG | DFO
Natural Gas Internal Combustion Engine.NG | natural gas peaker | TRUE | 16988 | City of Sharon Springs - (KS) | 1324 | Sharon Spring | KS | Wallace | 3 | Natural Gas Internal Combustion Engine | IC |  | S | 0.4 | 0.4 | 0.2 | N | 1958 |  |  | N | Electric Utility | 1 | X | NG | DFO
Natural Gas Internal Combustion Engine.NG | natural gas peaker | TRUE | 16988 | City of Sharon Springs - (KS) | 1324 | Sharon Spring | KS | Wallace | 4 | Natural Gas Internal Combustion Engine | IC |  | S | 0.6 | 0.6 | 0.4 | N | 1951 |  |  | N | Electric Utility | 1 | X | NG | DFO
Petroleum Liquids.DFO | petroleum | TRUE | 17924 | City of Stafford - (KS) | 1325 | Stafford | KS | Stafford | 4 | Petroleum Liquids | IC |  | S | 1.4 | 1.4 | 0.9 | N | 1973 |  |  | N | Electric Utility | 1 | X | DFO | NG
Petroleum Liquids.DFO | petroleum | TRUE | 17924 | City of Stafford - (KS) | 1325 | Stafford | KS | Stafford | 5 | Petroleum Liquids | IC |  | S | 1.1 | 1.1 | 0.9 | N | 1983 |  |  | N | Electric Utility | 1 | X | DFO | NG
Petroleum Liquids.DFO | petroleum | TRUE | 17924 | City of Stafford - (KS) | 1325 | Stafford | KS | Stafford | 6 | Petroleum Liquids | IC |  | S | 1.2 | 1.2 | 0.9 | N | 2015 |  |  | N | Electric Utility | 1 | X | DFO | NG
Petroleum Liquids.DFO | petroleum | TRUE | 17924 | City of Stafford - (KS) | 1325 | Stafford | KS | Stafford | 7 | Petroleum Liquids | IC |  | S | 1.2 | 1.2 | 0.9 | N | 2015 |  |  | N | Electric Utility | 1 | X | DFO
Petroleum Liquids.DFO | petroleum | TRUE | 18086 | City of Sterling - (KS) | 1326 | Sterling | KS | Rice | 1 | Petroleum Liquids | IC |  | S | 1.3 | 1.3 | 0.9 | N | 1962 |  |  | N | Electric Utility | 1 | X | DFO | NG
Petroleum Liquids.DFO | petroleum | TRUE | 18086 | City of Sterling - (KS) | 1326 | Sterling | KS | Rice | 2 | Petroleum Liquids | IC |  | S | 0.4 | 0.4 | 0.2 | N | 1950 |  |  | N | Electric Utility | 1 | X | DFO | NG
Petroleum Liquids.DFO | petroleum | TRUE | 18086 | City of Sterling - (KS) | 1326 | Sterling | KS | Rice | 3 | Petroleum Liquids | IC |  | S | 2.2 | 2.2 | 1 | N | 1972 |  |  | N | Electric Utility | 1 | X | DFO | NG
Petroleum Liquids.DFO | petroleum | TRUE | 18086 | City of Sterling - (KS) | 1326 | Sterling | KS | Rice | 4 | Petroleum Liquids | IC |  | S | 0.8 | 0.8 | 0.6 | N | 1955 |  |  | N | Electric Utility | 1 | X | DFO | NG
Petroleum Liquids.DFO | petroleum | TRUE | 18086 | City of Sterling - (KS) | 1326 | Sterling | KS | Rice | 5 | Petroleum Liquids | IC |  | S | 1.2 | 1.2 | 0.9 | N | 2002 |  |  | N | Electric Utility | 1 | X | DFO | NG
Petroleum Liquids.DFO | petroleum | TRUE | 18086 | City of Sterling - (KS) | 1326 | Sterling | KS | Rice | 6 | Petroleum Liquids | IC |  | S | 1.2 | 1.2 | 0.9 | N | 2002 |  |  | N | Electric Utility | 1 | X | DFO | NG
Petroleum Liquids.DFO | petroleum | TRUE | 18086 | City of Sterling - (KS) | 1326 | Sterling | KS | Rice | 7 | Petroleum Liquids | IC |  | S | 1.2 | 1.2 | 0.9 | N | 2002 |  |  | N | Electric Utility | 1 | X | DFO | NG
Natural Gas Internal Combustion Engine.NG | natural gas peaker | TRUE | 18137 | City of Stockton - (KS) | 1327 | Stockton | KS | Rooks | 1 | Natural Gas Internal Combustion Engine | IC |  | S | 0.9 | 0.9 | 0.6 | N | 1967 |  |  | N | Electric Utility | 1 | X | NG | DFO
Natural Gas Internal Combustion Engine.NG | natural gas peaker | TRUE | 18137 | City of Stockton - (KS) | 1327 | Stockton | KS | Rooks | 2 | Natural Gas Internal Combustion Engine | IC |  | S | 0.9 | 0.9 | 0.6 | N | 1962 |  |  | N | Electric Utility | 1 | X | NG | DFO
Natural Gas Internal Combustion Engine.NG | natural gas peaker | TRUE | 18137 | City of Stockton - (KS) | 1327 | Stockton | KS | Rooks | 3 | Natural Gas Internal Combustion Engine | IC |  | S | 1.7 | 1.7 | 1.5 | N | 1971 |  |  | N | Electric Utility | 1 | X | NG | DFO
Natural Gas Internal Combustion Engine.NG | natural gas peaker | TRUE | 18137 | City of Stockton - (KS) | 1327 | Stockton | KS | Rooks | 5 | Natural Gas Internal Combustion Engine | IC |  | S | 1 | 1 | 0.8 | N | 1955 |  |  | N | Electric Utility | 1 | X | NG | DFO
Petroleum Liquids.DFO | petroleum | TRUE | 18137 | City of Stockton - (KS) | 1327 | Stockton | KS | Rooks | 6 | Petroleum Liquids | IC |  | S | 2.8 | 2.8 | 0.5 | N | 2022 |  |  | N | Electric Utility | 1 | X | DFO
Natural Gas Internal Combustion Engine.NG | natural gas peaker | TRUE | 20069 | City of Wamego - (KS) | 1328 | Wamego | KS | Pottawatomie | 1 | Natural Gas Internal Combustion Engine | IC |  | S | 1.3 | 1.3 | 0.9 | N | 1963 |  |  | N | Electric Utility | 1 | X | NG | DFO
Natural Gas Internal Combustion Engine.NG | natural gas peaker | TRUE | 20069 | City of Wamego - (KS) | 1328 | Wamego | KS | Pottawatomie | 10 | Natural Gas Internal Combustion Engine | IC |  | S | 3.2 | 3.2 | 1.7 | N | 2016 |  |  | N | Electric Utility | 1 | X | NG | DFO
Natural Gas Internal Combustion Engine.NG | natural gas peaker | TRUE | 20069 | City of Wamego - (KS) | 1328 | Wamego | KS | Pottawatomie | 3 | Natural Gas Internal Combustion Engine | IC |  | S | 1.3 | 1.3 | 0.9 | N | 1972 |  |  | N | Electric Utility | 1 | X | NG | DFO
Natural Gas Internal Combustion Engine.NG | natural gas peaker | TRUE | 20069 | City of Wamego - (KS) | 1328 | Wamego | KS | Pottawatomie | 4 | Natural Gas Internal Combustion Engine | IC |  | S | 1.1 | 1.1 | 0.5 | N | 1956 |  |  | N | Electric Utility | 1 | X | NG | DFO
Natural Gas Internal Combustion Engine.NG | natural gas peaker | TRUE | 20069 | City of Wamego - (KS) | 1328 | Wamego | KS | Pottawatomie | 5 | Natural Gas Internal Combustion Engine | IC |  | S | 2 | 2 | 1.5 | N | 1967 |  |  | N | Electric Utility | 1 | X | NG | DFO
Natural Gas Internal Combustion Engine.NG | natural gas peaker | TRUE | 20069 | City of Wamego - (KS) | 1328 | Wamego | KS | Pottawatomie | 6 | Natural Gas Internal Combustion Engine | IC |  | S | 2.4 | 2.4 | 1.5 | N | 1979 |  |  | N | Electric Utility | 1 | X | NG | DFO
Natural Gas Internal Combustion Engine.NG | natural gas peaker | TRUE | 20069 | City of Wamego - (KS) | 1328 | Wamego | KS | Pottawatomie | 7 | Natural Gas Internal Combustion Engine | IC |  | S | 1.3 | 1.3 | 0.9 | N | 1996 |  |  | N | Electric Utility | 1 | X | NG | DFO
Natural Gas Internal Combustion Engine.NG | natural gas peaker | TRUE | 20069 | City of Wamego - (KS) | 1328 | Wamego | KS | Pottawatomie | 8 | Natural Gas Internal Combustion Engine | IC |  | S | 1.3 | 1.3 | 0.9 | N | 1996 |  |  | N | Electric Utility | 1 | X | NG | DFO
Natural Gas Internal Combustion Engine.NG | natural gas peaker | TRUE | 20069 | City of Wamego - (KS) | 1328 | Wamego | KS | Pottawatomie | 9 | Natural Gas Internal Combustion Engine | IC |  | S | 1.3 | 1.3 | 0.9 | N | 1996 |  |  | N | Electric Utility | 1 | X | NG | DFO
Natural Gas Internal Combustion Engine.NG | natural gas peaker | TRUE | 20141 | City of Washington - (KS) | 1329 | Washington | KS | Washington | 1 | Natural Gas Internal Combustion Engine | IC |  | S | 1 | 1 | 0.8 | N | 1963 |  |  | N | Electric Utility | 1 | X | NG | DFO
Natural Gas Internal Combustion Engine.NG | natural gas peaker | TRUE | 20141 | City of Washington - (KS) | 1329 | Washington | KS | Washington | 2 | Natural Gas Internal Combustion Engine | IC |  | S | 0.8 | 0.8 | 0.4 | N | 1958 |  |  | N | Electric Utility | 1 | X | NG | DFO
Natural Gas Internal Combustion Engine.NG | natural gas peaker | TRUE | 20141 | City of Washington - (KS) | 1329 | Washington | KS | Washington | 3 | Natural Gas Internal Combustion Engine | IC |  | S | 0.7 | 0.8 | 0.4 | N | 1978 |  |  | N | Electric Utility | 1 | X | NG | DFO
Natural Gas Internal Combustion Engine.NG | natural gas peaker | TRUE | 20141 | City of Washington - (KS) | 1329 | Washington | KS | Washington | 6 | Natural Gas Internal Combustion Engine | IC |  | S | 1.3 | 1.4 | 0.7 | N | 1967 |  |  | N | Electric Utility | 1 | X | NG | DFO
Petroleum Liquids.DFO | petroleum | TRUE | 20141 | City of Washington - (KS) | 1329 | Washington | KS | Washington | IC4 | Petroleum Liquids | IC |  | S | 2.3 | 2.4 | 1.8 | N | 1986 |  |  | N | Electric Utility | 1 | X | DFO
Natural Gas Steam Turbine.NG | natural gas steam turbine | TRUE | 20315 | City of Wellington - (KS) | 1330 | Wellington 1 | KS | Sumner | 4 | Natural Gas Steam Turbine | ST |  | S | 19.5 | 19.5 | 4 | N | 1972 |  |  | N | Electric Utility | 1 | X | NG
Petroleum Liquids.DFO | petroleum | TRUE | 20315 | City of Wellington - (KS) | 1330 | Wellington 1 | KS | Sumner | 7 | Petroleum Liquids | IC |  | S | 2 | 2 | 1.6 | N | 2004 |  |  | N | Electric Utility | 1 | X | DFO
Petroleum Liquids.DFO | petroleum | TRUE | 20315 | City of Wellington - (KS) | 1330 | Wellington 1 | KS | Sumner | 8 | Petroleum Liquids | IC |  | S | 2 | 2 | 1.6 | N | 2004 |  |  | N | Electric Utility | 1 | X | DFO
Natural Gas Fired Combustion Turbine.NG | natural gas peaker | TRUE | 20813 | City of Winfield - (KS) | 1332 | West 14th Street | KS | Cowley | GT1 | Natural Gas Fired Combustion Turbine | GT |  | S | 11.1 | 11.2 | 3 | N | 1962 |  |  | N | Electric Utility | 1 | X | NG
Natural Gas Steam Turbine.NG | natural gas steam turbine | TRUE | 18315 | Sunflower Electric Power Corp | 1336 | Garden City | KS | Finney | S2 | Natural Gas Steam Turbine | ST |  | S | 97.3 | 97.3 | 23 | N | 1973 |  |  | N | Electric Utility | 1 | X | NG
Natural Gas Fired Combustion Turbine.NG | natural gas peaker | TRUE | 18315 | Sunflower Electric Power Corp | 1336 | Garden City | KS | Finney | S3 | Natural Gas Fired Combustion Turbine | GT |  | S | 12.8 | 12.8 | 10 | N | 1968 |  |  | N | Electric Utility | 1 | X | NG
Natural Gas Fired Combustion Turbine.NG | natural gas peaker | TRUE | 18315 | Sunflower Electric Power Corp | 1336 | Garden City | KS | Finney | S4 | Natural Gas Fired Combustion Turbine | GT |  | S | 57.1 | 57.1 | 20 | N | 1976 |  |  | N | Electric Utility | 1 | X | NG
Natural Gas Fired Combustion Turbine.NG | natural gas peaker | TRUE | 18315 | Sunflower Electric Power Corp | 1336 | Garden City | KS | Finney | S5 | Natural Gas Fired Combustion Turbine | GT |  | S | 53.8 | 53.8 | 20 | N | 1979 |  |  | N | Electric Utility | 1 | X | NG
Natural Gas Steam Turbine.NG | natural gas steam turbine | TRUE | 22053 | Kentucky Power Co | 1353 | Big Sandy | KY | Lawrence | 1 | Natural Gas Steam Turbine | ST |  | S | 260 | 260 | 100 | N | 1963 |  |  | N | Electric Utility | 1 | X | NG
Conventional Hydroelectric.WAT | hydro | TRUE | 10171 | Kentucky Utilities Co | 1354 | Dix Dam | KY | Mercer | 1 | Conventional Hydroelectric | HY |  | S | 10.5 | 10.5 | 2 | N | 1925 |  |  | N | Electric Utility | 1 | X | WAT
Conventional Hydroelectric.WAT | hydro | TRUE | 10171 | Kentucky Utilities Co | 1354 | Dix Dam | KY | Mercer | 2 | Conventional Hydroelectric | HY |  | S | 10.5 | 10.5 | 2 | N | 1925 |  |  | N | Electric Utility | 1 | X | WAT
Conventional Hydroelectric.WAT | hydro | TRUE | 10171 | Kentucky Utilities Co | 1354 | Dix Dam | KY | Mercer | 3 | Conventional Hydroelectric | HY |  | S | 10.5 | 10.5 | 2 | N | 1925 |  |  | N | Electric Utility | 1 | X | WAT
Natural Gas Fired Combustion Turbine.NG | natural gas peaker | TRUE | 10171 | Kentucky Utilities Co | 1355 | E W Brown | KY | Mercer | 10 | Natural Gas Fired Combustion Turbine | GT |  | S | 121 | 138 | 50 | N | 1995 |  |  | N | Electric Utility | 1 | X | NG | DFO
Natural Gas Fired Combustion Turbine.NG | natural gas peaker | TRUE | 10171 | Kentucky Utilities Co | 1355 | E W Brown | KY | Mercer | 11 | Natural Gas Fired Combustion Turbine | GT |  | S | 121 | 128 | 50 | N | 1996 |  |  | N | Electric Utility | 1 | X | NG | DFO
Conventional Steam Coal.BIT | hard coal | TRUE | 10171 | Kentucky Utilities Co | 1355 | E W Brown | KY | Mercer | 3 | Conventional Steam Coal | ST |  | S | 412 | 416 | 155 | N | 1971 |  |  | N | Electric Utility | 1 | X | BIT
Natural Gas Fired Combustion Turbine.NG | natural gas peaker | TRUE | 10171 | Kentucky Utilities Co | 1355 | E W Brown | KY | Mercer | 5 | Natural Gas Fired Combustion Turbine | GT |  | J | 130 | 130 | 50 | N | 2001 |  |  | N | Electric Utility | 1 | X | NG
Natural Gas Fired Combustion Turbine.NG | natural gas peaker | TRUE | 10171 | Kentucky Utilities Co | 1355 | E W Brown | KY | Mercer | 6 | Natural Gas Fired Combustion Turbine | GT |  | J | 146 | 171 | 105 | N | 1999 |  |  | N | Electric Utility | 1 | X | NG
Natural Gas Fired Combustion Turbine.NG | natural gas peaker | TRUE | 10171 | Kentucky Utilities Co | 1355 | E W Brown | KY | Mercer | 7 | Natural Gas Fired Combustion Turbine | GT |  | J | 146 | 171 | 105 | N | 1999 |  |  | N | Electric Utility | 1 | X | NG
Natural Gas Fired Combustion Turbine.NG | natural gas peaker | TRUE | 10171 | Kentucky Utilities Co | 1355 | E W Brown | KY | Mercer | 8 | Natural Gas Fired Combustion Turbine | GT |  | S | 121 | 128 | 50 | N | 1995 |  |  | N | Electric Utility | 1 | X | NG | DFO
Natural Gas Fired Combustion Turbine.NG | natural gas peaker | TRUE | 10171 | Kentucky Utilities Co | 1355 | E W Brown | KY | Mercer | 9 | Natural Gas Fired Combustion Turbine | GT |  | S | 121 | 138 | 50 | N | 1994 |  |  | N | Electric Utility | 1 | X | NG | DFO
Solar Photovoltaic.SUN | solar PV | TRUE | 10171 | Kentucky Utilities Co | 1355 | E W Brown | KY | Mercer | SOLAR | Solar Photovoltaic | PV |  | J | 10 | 10 |  | N | 2016 |  |  | N | Electric Utility | 1 | X | SUN
Conventional Steam Coal.BIT | hard coal | TRUE | 10171 | Kentucky Utilities Co | 1356 | Ghent | KY | Carroll | 1 | Conventional Steam Coal | ST |  | S | 475 | 479 | 218 | N | 1974 |  |  | N | Electric Utility | 1 | X | BIT
Conventional Steam Coal.BIT | hard coal | TRUE | 10171 | Kentucky Utilities Co | 1356 | Ghent | KY | Carroll | 2 | Conventional Steam Coal | ST |  | S | 485 | 486 | 225 | N | 1977 |  |  | N | Electric Utility | 1 | X | BIT
Conventional Steam Coal.BIT | hard coal | TRUE | 10171 | Kentucky Utilities Co | 1356 | Ghent | KY | Carroll | 3 | Conventional Steam Coal | ST |  | S | 481 | 476 | 210 | N | 1981 |  |  | N | Electric Utility | 1 | X | BIT
Conventional Steam Coal.BIT | hard coal | TRUE | 10171 | Kentucky Utilities Co | 1356 | Ghent | KY | Carroll | 4 | Conventional Steam Coal | ST |  | S | 478 | 478 | 215 | N | 1984 |  |  | N | Electric Utility | 1 | X | BIT
Natural Gas Fired Combustion Turbine.NG | natural gas peaker | TRUE | 10171 | Kentucky Utilities Co | 1358 | Haefling | KY | Fayette | 1 | Natural Gas Fired Combustion Turbine | GT |  | S | 12 | 14 | 2 | N | 1970 |  |  | N | Electric Utility | 1 | X | NG
Natural Gas Fired Combustion Turbine.NG | natural gas peaker | TRUE | 10171 | Kentucky Utilities Co | 1358 | Haefling | KY | Fayette | 2 | Natural Gas Fired Combustion Turbine | GT |  | S | 12 | 14 | 2 | N | 1970 |  |  | N | Electric Utility | 1 | X | NG
Conventional Hydroelectric.WAT | hydro | TRUE | 54775 | Lock 7 Hydro Partners LLC | 1359 | Mother Ann Lee | KY | Mercer | 1 | Conventional Hydroelectric | HY |  | S | 0.7 | 0.7 | 0.1 | N | 2008 |  |  | N | IPP Non-CHP | 2 | X | WAT
Conventional Hydroelectric.WAT | hydro | TRUE | 54775 | Lock 7 Hydro Partners LLC | 1359 | Mother Ann Lee | KY | Mercer | 2 | Conventional Hydroelectric | HY |  | S | 0.9 | 0.9 | 0.1 | N | 2007 |  |  | N | IPP Non-CHP | 2 | X | WAT
Conventional Hydroelectric.WAT | hydro | TRUE | 54775 | Lock 7 Hydro Partners LLC | 1359 | Mother Ann Lee | KY | Mercer | 3 | Conventional Hydroelectric | HY |  | S | 0.7 | 0.7 | 0.1 | N | 2007 |  |  | N | IPP Non-CHP | 2 | X | WAT
Natural Gas Fired Combined Cycle.NG | natural gas combined cycle | TRUE | 11249 | Louisville Gas & Electric Co | 1363 | Cane Run | KY | Jefferson | 7A | Natural Gas Fired Combined Cycle | CT | 7ABS | J | 226 | 226 | 95 | N | 2015 |  |  | N | Electric Utility | 1 | X | NG
Natural Gas Fired Combined Cycle.NG | natural gas combined cycle | TRUE | 11249 | Louisville Gas & Electric Co | 1363 | Cane Run | KY | Jefferson | 7B | Natural Gas Fired Combined Cycle | CT | 7ABS | J | 226 | 226 | 95 | N | 2015 |  |  | N | Electric Utility | 1 | X | NG
Natural Gas Fired Combined Cycle.NG | natural gas combined cycle | TRUE | 11249 | Louisville Gas & Electric Co | 1363 | Cane Run | KY | Jefferson | 7S | Natural Gas Fired Combined Cycle | CA | 7ABS | J | 237 | 237 | 38 | N | 2015 |  |  | N | Electric Utility | 1 | X | NG
Conventional Steam Coal.BIT | hard coal | TRUE | 11249 | Louisville Gas & Electric Co | 1364 | Mill Creek (KY) | KY | Jefferson | 1 | Conventional Steam Coal | ST |  | S | 300 | 300 | 115 | N | 1972 | 12 | 2024 | N | Electric Utility | 1 | X | BIT
Conventional Steam Coal.BIT | hard coal | TRUE | 11249 | Louisville Gas & Electric Co | 1364 | Mill Creek (KY) | KY | Jefferson | 2 | Conventional Steam Coal | ST |  | S | 297 | 297 | 115 | N | 1974 | 6 | 2027 | N | Electric Utility | 1 | X | BIT
Conventional Steam Coal.BIT | hard coal | TRUE | 11249 | Louisville Gas & Electric Co | 1364 | Mill Creek (KY) | KY | Jefferson | 3 | Conventional Steam Coal | ST |  | S | 391 | 394 | 170 | N | 1978 |  |  | N | Electric Utility | 1 | X | BIT
Conventional Steam Coal.BIT | hard coal | TRUE | 11249 | Louisville Gas & Electric Co | 1364 | Mill Creek (KY) | KY | Jefferson | 4 | Conventional Steam Coal | ST |  | S | 477 | 486 | 175 | N | 1982 |  |  | N | Electric Utility | 1 | X | BIT
Conventional Hydroelectric.WAT | hydro | TRUE | 11249 | Louisville Gas & Electric Co | 1365 | Ohio Falls | KY | Jefferson | 1 | Conventional Hydroelectric | HY |  | S | 12.6 | 12.6 | 2 | N | 1928 |  |  | N | Electric Utility | 1 | X | WAT
Conventional Hydroelectric.WAT | hydro | TRUE | 11249 | Louisville Gas & Electric Co | 1365 | Ohio Falls | KY | Jefferson | 2 | Conventional Hydroelectric | HY |  | S | 12.6 | 12.6 | 2 | N | 1928 |  |  | N | Electric Utility | 1 | X | WAT
Conventional Hydroelectric.WAT | hydro | TRUE | 11249 | Louisville Gas & Electric Co | 1365 | Ohio Falls | KY | Jefferson | 3 | Conventional Hydroelectric | HY |  | S | 12.6 | 12.6 | 2 | N | 1928 |  |  | N | Electric Utility | 1 | X | WAT
Conventional Hydroelectric.WAT | hydro | TRUE | 11249 | Louisville Gas & Electric Co | 1365 | Ohio Falls | KY | Jefferson | 4 | Conventional Hydroelectric | HY |  | S | 12.6 | 12.6 | 2 | N | 1928 |  |  | N | Electric Utility | 1 | X | WAT
Conventional Hydroelectric.WAT | hydro | TRUE | 11249 | Louisville Gas & Electric Co | 1365 | Ohio Falls | KY | Jefferson | 5 | Conventional Hydroelectric | HY |  | S | 12.6 | 12.6 | 2 | N | 1928 |  |  | N | Electric Utility | 1 | X | WAT
Conventional Hydroelectric.WAT | hydro | TRUE | 11249 | Louisville Gas & Electric Co | 1365 | Ohio Falls | KY | Jefferson | 6 | Conventional Hydroelectric | HY |  | S | 12.6 | 12.6 | 2 | N | 1928 |  |  | N | Electric Utility | 1 | X | WAT
Conventional Hydroelectric.WAT | hydro | TRUE | 11249 | Louisville Gas & Electric Co | 1365 | Ohio Falls | KY | Jefferson | 7 | Conventional Hydroelectric | HY |  | S | 12.6 | 12.6 | 2 | N | 1928 |  |  | N | Electric Utility | 1 | X | WAT
Conventional Hydroelectric.WAT | hydro | TRUE | 11249 | Louisville Gas & Electric Co | 1365 | Ohio Falls | KY | Jefferson | 8 | Conventional Hydroelectric | HY |  | S | 12.6 | 12.6 | 2 | N | 1928 |  |  | N | Electric Utility | 1 | X | WAT
Natural Gas Fired Combustion Turbine.NG | natural gas peaker | TRUE | 11249 | Louisville Gas & Electric Co | 1366 | Paddys Run | KY | Jefferson | 12 | Natural Gas Fired Combustion Turbine | GT |  | S | 23 | 28 | 23 | N | 1968 |  |  | N | Electric Utility | 1 | X | NG
Natural Gas Fired Combustion Turbine.NG | natural gas peaker | TRUE | 11249 | Louisville Gas & Electric Co | 1366 | Paddys Run | KY | Jefferson | 13 | Natural Gas Fired Combustion Turbine | GT |  | J | 147 | 175 | 81 | N | 2001 |  |  | N | Electric Utility | 1 | X | NG
Conventional Hydroelectric.WAT | hydro | TRUE | 19462 | USCE-Nashville District | 1371 | Barkley | KY | Lyon | 1 | Conventional Hydroelectric | HY |  | S | 37 | 37 | 32.5 | N | 1966 |  |  | N | Electric Utility | 1 | X | WAT
Conventional Hydroelectric.WAT | hydro | TRUE | 19462 | USCE-Nashville District | 1371 | Barkley | KY | Lyon | 2 | Conventional Hydroelectric | HY |  | S | 37 | 37 | 32.5 | N | 1966 |  |  | N | Electric Utility | 1 | X | WAT
Conventional Hydroelectric.WAT | hydro | TRUE | 19462 | USCE-Nashville District | 1371 | Barkley | KY | Lyon | 3 | Conventional Hydroelectric | HY |  | S | 37 | 37 | 32.5 | N | 1966 |  |  | N | Electric Utility | 1 | X | WAT
Conventional Hydroelectric.WAT | hydro | TRUE | 19462 | USCE-Nashville District | 1371 | Barkley | KY | Lyon | 4 | Conventional Hydroelectric | HY |  | S | 37 | 37 | 32.5 | N | 1966 |  |  | N | Electric Utility | 1 | X | WAT
Petroleum Liquids.DFO | petroleum | TRUE | 14459 | City of Paris - (KY) | 1376 | Paris (KY) | KY | Bourbon | 1 | Petroleum Liquids | IC |  | S | 1.4 | 1.4 | 0.2 | N | 1952 |  |  | N | Electric Utility | 1 | X | DFO
Petroleum Liquids.DFO | petroleum | TRUE | 14459 | City of Paris - (KY) | 1376 | Paris (KY) | KY | Bourbon | 2 | Petroleum Liquids | IC |  | S | 1.4 | 1.4 | 0.2 | N | 1954 |  |  | N | Electric Utility | 1 | X | DFO
Petroleum Liquids.DFO | petroleum | TRUE | 14459 | City of Paris - (KY) | 1376 | Paris (KY) | KY | Bourbon | 3 | Petroleum Liquids | IC |  | S | 0.8 | 0.8 | 0.2 | N | 1934 |  |  | N | Electric Utility | 1 | X | DFO
Petroleum Liquids.DFO | petroleum | TRUE | 14459 | City of Paris - (KY) | 1376 | Paris (KY) | KY | Bourbon | 4 | Petroleum Liquids | IC |  | S | 1.1 | 1.1 | 0.2 | N | 1947 |  |  | N | Electric Utility | 1 | X | DFO
Petroleum Liquids.DFO | petroleum | TRUE | 14459 | City of Paris - (KY) | 1376 | Paris (KY) | KY | Bourbon | 5 | Petroleum Liquids | IC |  | S | 1.2 | 1.2 | 0.2 | N | 1949 |  |  | N | Electric Utility | 1 | X | DFO
Petroleum Liquids.DFO | petroleum | TRUE | 14459 | City of Paris - (KY) | 1376 | Paris (KY) | KY | Bourbon | 6 | Petroleum Liquids | IC |  | S | 3 | 3 | 0.2 | N | 1974 |  |  | N | Electric Utility | 1 | X | DFO
Petroleum Liquids.DFO | petroleum | TRUE | 14459 | City of Paris - (KY) | 1376 | Paris (KY) | KY | Bourbon | 7 | Petroleum Liquids | IC |  | S | 3 | 3 | 0.2 | N | 1974 |  |  | N | Electric Utility | 1 | X | DFO
Conventional Hydroelectric.WAT | hydro | TRUE | 18642 | Tennessee Valley Authority | 1377 | Kentucky Dam | KY | Marshall | 1 | Conventional Hydroelectric | HY |  | S | 44 | 37 | 18.9 | N | 1945 |  |  | N | Electric Utility | 1 | X | WAT
Conventional Hydroelectric.WAT | hydro | TRUE | 18642 | Tennessee Valley Authority | 1377 | Kentucky Dam | KY | Marshall | 2 | Conventional Hydroelectric | HY |  | S | 45.4 | 37 | 18.9 | N | 1944 |  |  | N | Electric Utility | 1 | X | WAT
Conventional Hydroelectric.WAT | hydro | TRUE | 18642 | Tennessee Valley Authority | 1377 | Kentucky Dam | KY | Marshall | 3 | Conventional Hydroelectric | HY |  | S | 44.9 | 37.2 | 18.9 | N | 1944 |  |  | N | Electric Utility | 1 | X | WAT
Conventional Hydroelectric.WAT | hydro | TRUE | 18642 | Tennessee Valley Authority | 1377 | Kentucky Dam | KY | Marshall | 4 | Conventional Hydroelectric | HY |  | S | 43.1 | 35.4 | 18.9 | N | 1945 |  |  | N | Electric Utility | 1 | X | WAT
Conventional Hydroelectric.WAT | hydro | TRUE | 18642 | Tennessee Valley Authority | 1377 | Kentucky Dam | KY | Marshall | 5 | Conventional Hydroelectric | HY |  | S | 45.1 | 36.5 | 18.9 | N | 1948 |  |  | N | Electric Utility | 1 | X | WAT
Natural Gas Fired Combustion Turbine.NG | natural gas peaker | TRUE | 18642 | Tennessee Valley Authority | 1378 | Paradise | KY | Muhlenberg | CT5 | Natural Gas Fired Combustion Turbine | GT |  | S | 221 | 231 | 60 | N | 2023 |  |  | N | Electric Utility | 1 | X | NG
Natural Gas Fired Combustion Turbine.NG | natural gas peaker | TRUE | 18642 | Tennessee Valley Authority | 1378 | Paradise | KY | Muhlenberg | CT6 | Natural Gas Fired Combustion Turbine | GT |  | S | 221 | 231 | 60 | N | 2023 |  |  | N | Electric Utility | 1 | X | NG
Natural Gas Fired Combustion Turbine.NG | natural gas peaker | TRUE | 18642 | Tennessee Valley Authority | 1378 | Paradise | KY | Muhlenberg | CT7 | Natural Gas Fired Combustion Turbine | GT |  | S | 221 | 231 | 60 | N | 2023 |  |  | N | Electric Utility | 1 | X | NG
Natural Gas Fired Combined Cycle.NG | natural gas combined cycle | TRUE | 18642 | Tennessee Valley Authority | 1378 | Paradise | KY | Muhlenberg | CTG1 | Natural Gas Fired Combined Cycle | CT | CC1 | S | 211 | 231 | 150 | N | 2017 |  |  | N | Electric Utility | 1 | X | NG
Natural Gas Fired Combined Cycle.NG | natural gas combined cycle | TRUE | 18642 | Tennessee Valley Authority | 1378 | Paradise | KY | Muhlenberg | CTG2 | Natural Gas Fired Combined Cycle | CT | CC1 | S | 211 | 231 | 150 | N | 2017 |  |  | N | Electric Utility | 1 | X | NG
Natural Gas Fired Combined Cycle.NG | natural gas combined cycle | TRUE | 18642 | Tennessee Valley Authority | 1378 | Paradise | KY | Muhlenberg | CTG3 | Natural Gas Fired Combined Cycle | CT | CC1 | S | 211 | 231 | 150 | N | 2017 |  |  | N | Electric Utility | 1 | X | NG
Natural Gas Fired Combined Cycle.NG | natural gas combined cycle | TRUE | 18642 | Tennessee Valley Authority | 1378 | Paradise | KY | Muhlenberg | STG1 | Natural Gas Fired Combined Cycle | CA | CC1 | S | 467 | 467 | 70 | N | 2017 |  |  | N | Electric Utility | 1 | X | NG
Conventional Steam Coal.SUB | hard coal | TRUE | 18642 | Tennessee Valley Authority | 1379 | Shawnee | KY | McCracken | 1 | Conventional Steam Coal | ST |  | S | 134 | 138 | 51 | N | 1953 | 12 | 2033 | N | Electric Utility | 1 | X | SUB
Conventional Steam Coal.SUB | hard coal | TRUE | 18642 | Tennessee Valley Authority | 1379 | Shawnee | KY | McCracken | 2 | Conventional Steam Coal | ST |  | S | 134 | 138 | 51 | N | 1953 | 12 | 2033 | N | Electric Utility | 1 | X | SUB
Conventional Steam Coal.SUB | hard coal | TRUE | 18642 | Tennessee Valley Authority | 1379 | Shawnee | KY | McCracken | 3 | Conventional Steam Coal | ST |  | S | 134 | 138 | 51 | N | 1953 |  |  | N | Electric Utility | 1 | X | SUB
Conventional Steam Coal.SUB | hard coal | TRUE | 18642 | Tennessee Valley Authority | 1379 | Shawnee | KY | McCracken | 4 | Conventional Steam Coal | ST |  | S | 134 | 138 | 51 | N | 1954 | 12 | 2033 | N | Electric Utility | 1 | X | SUB
Conventional Steam Coal.SUB | hard coal | TRUE | 18642 | Tennessee Valley Authority | 1379 | Shawnee | KY | McCracken | 5 | Conventional Steam Coal | ST |  | S | 134 | 138 | 51 | N | 1954 | 12 | 2033 | N | Electric Utility | 1 | X | SUB
Conventional Steam Coal.SUB | hard coal | TRUE | 18642 | Tennessee Valley Authority | 1379 | Shawnee | KY | McCracken | 6 | Conventional Steam Coal | ST |  | S | 134 | 138 | 51 | N | 1954 | 12 | 2033 | N | Electric Utility | 1 | X | SUB
Conventional Steam Coal.SUB | hard coal | TRUE | 18642 | Tennessee Valley Authority | 1379 | Shawnee | KY | McCracken | 7 | Conventional Steam Coal | ST |  | S | 134 | 138 | 51 | N | 1954 | 12 | 2033 | N | Electric Utility | 1 | X | SUB
Conventional Steam Coal.SUB | hard coal | TRUE | 18642 | Tennessee Valley Authority | 1379 | Shawnee | KY | McCracken | 8 | Conventional Steam Coal | ST |  | S | 134 | 138 | 51 | N | 1955 | 12 | 2033 | N | Electric Utility | 1 | X | SUB
Conventional Steam Coal.SUB | hard coal | TRUE | 18642 | Tennessee Valley Authority | 1379 | Shawnee | KY | McCracken | 9 | Conventional Steam Coal | ST |  | S | 134 | 138 | 51 | N | 1955 | 12 | 2033 | N | Electric Utility | 1 | X | SUB
Conventional Hydroelectric.WAT | hydro | TRUE | 19462 | USCE-Nashville District | 1380 | Wolf Creek | KY | Russell | 1 | Conventional Hydroelectric | HY |  | S | 52 | 52 | 45 | N | 1952 |  |  | N | Electric Utility | 1 | X | WAT
Conventional Hydroelectric.WAT | hydro | TRUE | 19462 | USCE-Nashville District | 1380 | Wolf Creek | KY | Russell | 2 | Conventional Hydroelectric | HY |  | S | 52 | 52 | 45 | N | 1952 |  |  | N | Electric Utility | 1 | X | WAT
Conventional Hydroelectric.WAT | hydro | TRUE | 19462 | USCE-Nashville District | 1380 | Wolf Creek | KY | Russell | 3 | Conventional Hydroelectric | HY |  | S | 40 | 40 | 40 | N | 1952 |  |  | N | Electric Utility | 1 | X | WAT
Conventional Hydroelectric.WAT | hydro | TRUE | 19462 | USCE-Nashville District | 1380 | Wolf Creek | KY | Russell | 4 | Conventional Hydroelectric | HY |  | S | 52 | 52 | 45 | N | 1951 |  |  | N | Electric Utility | 1 | X | WAT
Conventional Hydroelectric.WAT | hydro | TRUE | 19462 | USCE-Nashville District | 1380 | Wolf Creek | KY | Russell | 5 | Conventional Hydroelectric | HY |  | S | 52 | 52 | 45 | N | 1951 |  |  | N | Electric Utility | 1 | X | WAT
Conventional Hydroelectric.WAT | hydro | TRUE | 19462 | USCE-Nashville District | 1380 | Wolf Creek | KY | Russell | 6 | Conventional Hydroelectric | HY |  | S | 52 | 52 | 45 | N | 1951 |  |  | N | Electric Utility | 1 | X | WAT
Natural Gas Fired Combustion Turbine.NG | natural gas peaker | TRUE | 1692 | Big Rivers Electric Corp | 1383 | Robert A Reid | KY | Webster | GEN2 | Natural Gas Fired Combustion Turbine | GT |  | S | 58 | 65 | 20 | N | 1976 |  |  | N | Electric Utility | 1 | X | NG | DFO
Conventional Steam Coal.BIT | hard coal | TRUE | 5580 | East Kentucky Power Coop, Inc | 1384 | Cooper | KY | Pulaski | 1 | Conventional Steam Coal | ST |  | S | 116 | 116 | 30 | N | 1965 |  |  | N | Electric Utility | 1 | X | BIT | WDS
Conventional Steam Coal.BIT | hard coal | TRUE | 5580 | East Kentucky Power Coop, Inc | 1384 | Cooper | KY | Pulaski | 2 | Conventional Steam Coal | ST |  | S | 225 | 225 | 100 | N | 1969 |  |  | N | Electric Utility | 1 | X | BIT
Other Gases.OG | other | FALSE | 11241 | Entergy Louisiana LLC | 1391 | Louisiana 1 | LA | East Baton Rouge | 1A | Other Gases | ST |  | S | 18 | 18 | 2 | N | 1951 |  |  | Y | Industrial CHP | 7 | B | OG | NG | DFO
Other Gases.OG | other | FALSE | 11241 | Entergy Louisiana LLC | 1391 | Louisiana 1 | LA | East Baton Rouge | 2A | Other Gases | ST |  | S | 55 | 55 | 20 | N | 1954 |  |  | Y | Industrial CHP | 7 | T | OG | NG | DFO
Other Gases.OG | other | FALSE | 11241 | Entergy Louisiana LLC | 1391 | Louisiana 1 | LA | East Baton Rouge | 3A | Other Gases | ST |  | S | 55 | 55 | 20 | N | 1954 |  |  | Y | Industrial CHP | 7 | T | OG | NG | DFO
Natural Gas Fired Combustion Turbine.NG | natural gas peaker | FALSE | 11241 | Entergy Louisiana LLC | 1391 | Louisiana 1 | LA | East Baton Rouge | 4A | Natural Gas Fired Combustion Turbine | GT |  | S | 100 | 100 | 30 | N | 1987 |  |  | Y | Industrial CHP | 7 | T | NG | OG | DFO
Natural Gas Fired Combustion Turbine.NG | natural gas peaker | FALSE | 11241 | Entergy Louisiana LLC | 1391 | Louisiana 1 | LA | East Baton Rouge | 5A | Natural Gas Fired Combustion Turbine | GT |  | W | 154.4 | 164.4 | 16 | N | 1999 |  |  | Y | Industrial CHP | 7 | T | NG | OG | DFO
Natural Gas Steam Turbine.NG | natural gas steam turbine | TRUE | 11241 | Entergy Louisiana LLC | 1392 | Louisiana 2 | LA | East Baton Rouge | 10 | Natural Gas Steam Turbine | ST |  | S | 40 | 40 | 5 | N | 1950 |  |  | N | Electric Utility | 1 | X | NG
Natural Gas Steam Turbine.NG | natural gas steam turbine | TRUE | 11241 | Entergy Louisiana LLC | 1392 | Louisiana 2 | LA | East Baton Rouge | 11 | Natural Gas Steam Turbine | ST |  | S | 40 | 40 | 5 | N | 1950 |  |  | N | Electric Utility | 1 | X | NG
Natural Gas Steam Turbine.NG | natural gas steam turbine | TRUE | 11241 | Entergy Louisiana LLC | 1392 | Louisiana 2 | LA | East Baton Rouge | 12 | Natural Gas Steam Turbine | ST |  | S | 58 | 58 | 10 | N | 1953 |  |  | N | Electric Utility | 1 | X | NG
Petroleum Coke.PC | petroleum | TRUE | 11241 | Entergy Louisiana LLC | 1393 | R S Nelson | LA | Calcasieu | 1 | Petroleum Coke | ST |  | J | 97.2 | 109 | 80 | N | 1959 |  |  | Y | Electric Utility | 1 | T | PC
Petroleum Coke.PC | petroleum | TRUE | 11241 | Entergy Louisiana LLC | 1393 | R S Nelson | LA | Calcasieu | 2 | Petroleum Coke | ST |  | J | 93.2 | 108 | 80 | N | 1959 |  |  | Y | Electric Utility | 1 | T | PC
Natural Gas Steam Turbine.NG | natural gas steam turbine | TRUE | 11241 | Entergy Louisiana LLC | 1393 | R S Nelson | LA | Calcasieu | 4 | Natural Gas Steam Turbine | ST |  | S | 424.7 | 434.3 | 163 | N | 1970 |  |  | N | Electric Utility | 1 | X | NG
Conventional Steam Coal.SUB | hard coal | TRUE | 11241 | Entergy Louisiana LLC | 1393 | R S Nelson | LA | Calcasieu | 6 | Conventional Steam Coal | ST |  | J | 513.5 | 533 | 150 | N | 1982 |  |  | N | Electric Utility | 1 | X | SUB
Natural Gas Fired Combined Cycle.NG | natural gas combined cycle | TRUE | 3265 | Cleco Power LLC | 1396 | Coughlin Power Station | LA | Evangeline | 6 | Natural Gas Fired Combined Cycle | CA | CC6 | S | 105.8 |  | 50 | N | 1961 |  |  | N | Electric Utility | 1 | X | NG
Natural Gas Fired Combined Cycle.NG | natural gas combined cycle | TRUE | 3265 | Cleco Power LLC | 1396 | Coughlin Power Station | LA | Evangeline | 7 | Natural Gas Fired Combined Cycle | CA | CC7 | S | 182.4 |  | 50 | N | 1966 |  |  | N | Electric Utility | 1 | X | NG
Natural Gas Fired Combined Cycle.NG | natural gas combined cycle | TRUE | 3265 | Cleco Power LLC | 1396 | Coughlin Power Station | LA | Evangeline | U6CT | Natural Gas Fired Combined Cycle | CT | CC6 | S | 144.8 |  | 120 | N | 2000 |  |  | N | Electric Utility | 1 | X | NG
Natural Gas Fired Combined Cycle.NG | natural gas combined cycle | TRUE | 3265 | Cleco Power LLC | 1396 | Coughlin Power Station | LA | Evangeline | U72 | Natural Gas Fired Combined Cycle | CT | CC7 | S | 147.1 |  | 120 | N | 2000 |  |  | N | Electric Utility | 1 | X | NG
Natural Gas Fired Combined Cycle.NG | natural gas combined cycle | TRUE | 3265 | Cleco Power LLC | 1396 | Coughlin Power Station | LA | Evangeline | U7CT | Natural Gas Fired Combined Cycle | CT | CC7 | S | 149.2 |  | 120 | N | 2000 |  |  | N | Electric Utility | 1 | X | NG
Natural Gas Steam Turbine.NG | natural gas steam turbine | TRUE | 3265 | Cleco Power LLC | 1400 | Teche | LA | St Mary | 3 | Natural Gas Steam Turbine | ST |  | S | 250 | 250 | 65 | N | 1971 | 6 | 2024 | N | Electric Utility | 1 | X | NG
Natural Gas Fired Combustion Turbine.NG | natural gas peaker | TRUE | 3265 | Cleco Power LLC | 1400 | Teche | LA | St Mary | 4 | Natural Gas Fired Combustion Turbine | GT |  | S | 34.8 | 34.8 | 30 | N | 2011 |  |  | N | Electric Utility | 1 | X | NG
Natural Gas Steam Turbine.NG | natural gas steam turbine | TRUE | 11241 | Entergy Louisiana LLC | 1402 | Little Gypsy | LA | St Charles | 2 | Natural Gas Steam Turbine | ST |  | S | 412 | 420.1 | 24 | N | 1966 | 6 | 2026 | N | Electric Utility | 1 | X | NG | DFO
Natural Gas Steam Turbine.NG | natural gas steam turbine | TRUE | 11241 | Entergy Louisiana LLC | 1402 | Little Gypsy | LA | St Charles | 3 | Natural Gas Steam Turbine | ST |  | S | 496.1 | 509 | 150 | N | 1969 | 6 | 2029 | N | Electric Utility | 1 | X | NG | DFO
Natural Gas Steam Turbine.NG | natural gas steam turbine | TRUE | 11241 | Entergy Louisiana LLC | 1403 | Nine Mile Point | LA | Jefferson | 5 | Natural Gas Steam Turbine | ST |  | S | 721.5 | 731 | 190 | N | 1973 | 6 | 2033 | N | Electric Utility | 1 | X | NG | DFO
Natural Gas Steam Turbine.NG | natural gas steam turbine | TRUE | 11241 | Entergy Louisiana LLC | 1403 | Nine Mile Point | LA | Jefferson | 6(4) | Natural Gas Steam Turbine | ST |  | S | 731.9 | 758.5 | 190 | N | 1971 | 6 | 2031 | N | Electric Utility | 1 | X | NG | DFO
Natural Gas Fired Combined Cycle.NG | natural gas combined cycle | TRUE | 11241 | Entergy Louisiana LLC | 1403 | Nine Mile Point | LA | Jefferson | 6A | Natural Gas Fired Combined Cycle | CT | PB01 | S | 168 | 180 | 17 | N | 2014 |  |  | N | Electric Utility | 1 | X | NG | DFO
Natural Gas Fired Combined Cycle.NG | natural gas combined cycle | TRUE | 11241 | Entergy Louisiana LLC | 1403 | Nine Mile Point | LA | Jefferson | 6B | Natural Gas Fired Combined Cycle | CT | PB01 | S | 168 | 180 | 17 | N | 2014 |  |  | N | Electric Utility | 1 | X | NG | DFO
Natural Gas Fired Combined Cycle.NG | natural gas combined cycle | TRUE | 11241 | Entergy Louisiana LLC | 1403 | Nine Mile Point | LA | Jefferson | 6C | Natural Gas Fired Combined Cycle | CA | PB01 | S | 560 | 620 | 50 | N | 2014 |  |  | N | Electric Utility | 1 | X | NG | DFO
Natural Gas Fired Combustion Turbine.NG | natural gas peaker | TRUE | 11241 | Entergy Louisiana LLC | 1404 | Sterlington | LA | Ouachita | 7A | Natural Gas Fired Combustion Turbine | GT | PB01 | S | 45.5 | 50 | 5 | N | 1973 |  |  | N | Electric Utility | 1 | X | NG | DFO
Natural Gas Steam Turbine.NG | natural gas steam turbine | TRUE | 17698 | Southwestern Electric Power Co | 1416 | Arsenal Hill | LA | Caddo | 5 | Natural Gas Steam Turbine | ST |  | S | 110 | 110 | 35 | N | 1960 | 12 | 2025 | N | Electric Utility | 1 | X | NG
Natural Gas Steam Turbine.NG | natural gas steam turbine | TRUE | 17698 | Southwestern Electric Power Co | 1417 | Lieberman | LA | Caddo | 3 | Natural Gas Steam Turbine | ST |  | S | 100 | 100 | 35 | N | 1957 |  |  | N | Electric Utility | 1 | X | NG
Natural Gas Steam Turbine.NG | natural gas steam turbine | TRUE | 17698 | Southwestern Electric Power Co | 1417 | Lieberman | LA | Caddo | 4 | Natural Gas Steam Turbine | ST |  | S | 108 | 108 | 35 | N | 1959 |  |  | N | Electric Utility | 1 | X | NG
Natural Gas Steam Turbine.NG | natural gas steam turbine | TRUE | 8884 | Terrebonne Parish Consol Gov't | 1439 | Houma | LA | Terrebonne | 14 | Natural Gas Steam Turbine | ST |  | S | 10 | 10 | 3.9 |  | 1967 |  |  | N | Electric Utility | 1 | X | NG
Natural Gas Steam Turbine.NG | natural gas steam turbine | TRUE | 8884 | Terrebonne Parish Consol Gov't | 1439 | Houma | LA | Terrebonne | 15 | Natural Gas Steam Turbine | ST |  | S | 23.5 | 23.5 | 8 |  | 1972 |  |  | N | Electric Utility | 1 | X | NG
Natural Gas Steam Turbine.NG | natural gas steam turbine | TRUE | 8884 | Terrebonne Parish Consol Gov't | 1439 | Houma | LA | Terrebonne | 16 | Natural Gas Steam Turbine | ST |  | S | 34 | 34 | 9 |  | 1977 |  |  | N | Electric Utility | 1 | X | NG
Petroleum Liquids.DFO | petroleum | TRUE | 13483 | City of New Roads - (LA) | 1453 | New Roads | LA | Pointe Coupee | 1 | Petroleum Liquids | IC |  | S | 1.8 | 1.8 | 0.3 | N | 1965 |  |  | N | Electric Utility | 1 | X | DFO | NG
Petroleum Liquids.DFO | petroleum | TRUE | 13483 | City of New Roads - (LA) | 1453 | New Roads | LA | Pointe Coupee | 2 | Petroleum Liquids | IC |  | S | 0.6 | 0.6 | 0.3 | N | 1953 |  |  | N | Electric Utility | 1 | X | DFO | NG
Petroleum Liquids.DFO | petroleum | TRUE | 13483 | City of New Roads - (LA) | 1453 | New Roads | LA | Pointe Coupee | 3 | Petroleum Liquids | IC |  | S | 0.7 | 0.7 | 0.3 | N | 1957 |  |  | N | Electric Utility | 1 | X | DFO | NG
Petroleum Liquids.DFO | petroleum | TRUE | 13483 | City of New Roads - (LA) | 1453 | New Roads | LA | Pointe Coupee | 4 | Petroleum Liquids | IC |  | S | 1.2 | 1.2 | 0.3 | N | 1957 |  |  | N | Electric Utility | 1 | X | DFO | NG
Petroleum Liquids.DFO | petroleum | TRUE | 13483 | City of New Roads - (LA) | 1453 | New Roads | LA | Pointe Coupee | 5 | Petroleum Liquids | IC |  | S | 1.2 | 1.2 | 0.3 | N | 1951 |  |  | N | Electric Utility | 1 | X | DFO | NG
Petroleum Liquids.DFO | petroleum | TRUE | 13483 | City of New Roads - (LA) | 1453 | New Roads | LA | Pointe Coupee | 6 | Petroleum Liquids | IC |  | S | 1.5 | 1.5 | 0.3 | N | 1971 |  |  | N | Electric Utility | 1 | X | DFO | NG
Petroleum Liquids.DFO | petroleum | TRUE | 26253 | Louisiana Energy & Power Authority | 1456 | Rayne | LA | Acadia | 8 | Petroleum Liquids | IC |  | W | 3.4 | 3.4 | 0.2 | N | 1969 |  |  | N | Electric Utility | 1 | X | DFO
Petroleum Liquids.DFO | petroleum | TRUE | 26253 | Louisiana Energy & Power Authority | 1456 | Rayne | LA | Acadia | 9 | Petroleum Liquids | IC |  | W | 3.6 | 3.6 | 0.2 | N | 1969 |  |  | N | Electric Utility | 1 | X | DFO
Natural Gas Steam Turbine.NG | natural gas steam turbine | TRUE | 11252 | Louisiana Generating LLC | 1464 | Big Cajun 1 | LA | Pointe Coupee | 1 | Natural Gas Steam Turbine | ST |  | S | 82.5 | 83.2 | 35 | N | 1972 |  |  | N | IPP Non-CHP | 2 | X | NG
Natural Gas Steam Turbine.NG | natural gas steam turbine | TRUE | 11252 | Louisiana Generating LLC | 1464 | Big Cajun 1 | LA | Pointe Coupee | 2 | Natural Gas Steam Turbine | ST |  | S | 89.4 | 90.2 | 35 | N | 1972 |  |  | N | IPP Non-CHP | 2 | X | NG
Natural Gas Fired Combustion Turbine.NG | natural gas peaker | TRUE | 11252 | Louisiana Generating LLC | 1464 | Big Cajun 1 | LA | Pointe Coupee | 3 | Natural Gas Fired Combustion Turbine | GT |  | S | 95.9 | 110 | 70 | N | 2001 |  |  | N | IPP Non-CHP | 2 | X | NG
Natural Gas Fired Combustion Turbine.NG | natural gas peaker | TRUE | 11252 | Louisiana Generating LLC | 1464 | Big Cajun 1 | LA | Pointe Coupee | 4 | Natural Gas Fired Combustion Turbine | GT |  | S | 97.1 | 110 | 70 | N | 2001 |  |  | N | IPP Non-CHP | 2 | X | NG
Conventional Hydroelectric.WAT | hydro | TRUE | 59178 | Brookfield Black Bear Hydro, LLC | 1469 | Ellsworth Hydro Station | ME | Hancock | EL01 | Conventional Hydroelectric | HY |  | S | 2.6 | 2.5 | 1 | N | 1924 |  |  | N | IPP Non-CHP | 2 | X | WAT
Conventional Hydroelectric.WAT | hydro | TRUE | 59178 | Brookfield Black Bear Hydro, LLC | 1469 | Ellsworth Hydro Station | ME | Hancock | EL02 | Conventional Hydroelectric | HY |  | S | 2.1 | 2 | 0.5 | N | 1938 |  |  | N | IPP Non-CHP | 2 | X | WAT
Conventional Hydroelectric.WAT | hydro | TRUE | 59178 | Brookfield Black Bear Hydro, LLC | 1469 | Ellsworth Hydro Station | ME | Hancock | EL03 | Conventional Hydroelectric | HY |  | S | 2.1 | 2 | 0.5 | N | 1938 |  |  | N | IPP Non-CHP | 2 | X | WAT
Conventional Hydroelectric.WAT | hydro | TRUE | 59178 | Brookfield Black Bear Hydro, LLC | 1469 | Ellsworth Hydro Station | ME | Hancock | EL04 | Conventional Hydroelectric | HY |  | S | 2.5 | 2.4 | 1 | N | 1924 |  |  | N | IPP Non-CHP | 2 | X | WAT
Conventional Hydroelectric.WAT | hydro | TRUE | 59178 | Brookfield Black Bear Hydro, LLC | 1475 | Milford Hydro Station | ME | Penobscot | MF01 | Conventional Hydroelectric | HY |  | S | 0.7 | 0.7 | 0.2 | N | 2011 |  |  | N | IPP Non-CHP | 2 | X | WAT
Conventional Hydroelectric.WAT | hydro | TRUE | 59178 | Brookfield Black Bear Hydro, LLC | 1475 | Milford Hydro Station | ME | Penobscot | MF02 | Conventional Hydroelectric | HY |  | S | 0.7 | 0.7 | 0.2 | N | 2011 |  |  | N | IPP Non-CHP | 2 | X | WAT
Conventional Hydroelectric.WAT | hydro | TRUE | 59178 | Brookfield Black Bear Hydro, LLC | 1475 | Milford Hydro Station | ME | Penobscot | MF03 | Conventional Hydroelectric | HY |  | S | 1.6 | 1.6 | 1.2 | N | 1956 |  |  | N | IPP Non-CHP | 2 | X | WAT
Conventional Hydroelectric.WAT | hydro | TRUE | 59178 | Brookfield Black Bear Hydro, LLC | 1475 | Milford Hydro Station | ME | Penobscot | MF04 | Conventional Hydroelectric | HY |  | S | 1.6 | 1.6 | 0.8 | N | 1946 |  |  | N | IPP Non-CHP | 2 | X | WAT
Conventional Hydroelectric.WAT | hydro | TRUE | 59178 | Brookfield Black Bear Hydro, LLC | 1475 | Milford Hydro Station | ME | Penobscot | MF05 | Conventional Hydroelectric | HY |  | S | 1.6 | 1.6 | 0.7 | N | 1941 |  |  | N | IPP Non-CHP | 2 | X | WAT
Conventional Hydroelectric.WAT | hydro | TRUE | 59178 | Brookfield Black Bear Hydro, LLC | 1475 | Milford Hydro Station | ME | Penobscot | MF06 | Conventional Hydroelectric | HY |  | S | 1.6 | 1.6 | 0.7 | N | 1942 |  |  | N | IPP Non-CHP | 2 | X | WAT
Conventional Hydroelectric.WAT | hydro | TRUE | 59178 | Brookfield Black Bear Hydro, LLC | 1478 | Stillwater Hydro Station | ME | Penobscot | SW01 | Conventional Hydroelectric | HY |  | S | 0.5 | 0.5 | 0.2 | N | 1913 |  |  | N | IPP Non-CHP | 2 | X | WAT
Conventional Hydroelectric.WAT | hydro | TRUE | 59178 | Brookfield Black Bear Hydro, LLC | 1478 | Stillwater Hydro Station | ME | Penobscot | SW02 | Conventional Hydroelectric | HY |  | S | 0.5 | 0.5 | 0.2 | N | 1913 |  |  | N | IPP Non-CHP | 2 | X | WAT
Conventional Hydroelectric.WAT | hydro | TRUE | 59178 | Brookfield Black Bear Hydro, LLC | 1478 | Stillwater Hydro Station | ME | Penobscot | SW03 | Conventional Hydroelectric | HY |  | S | 0.5 | 0.5 | 0.2 | N | 1916 |  |  | N | IPP Non-CHP | 2 | X | WAT
Conventional Hydroelectric.WAT | hydro | TRUE | 59178 | Brookfield Black Bear Hydro, LLC | 1478 | Stillwater Hydro Station | ME | Penobscot | SW04 | Conventional Hydroelectric | HY |  | S | 0.6 | 0.6 | 0.2 | N | 1929 |  |  | N | IPP Non-CHP | 2 | X | WAT
Conventional Hydroelectric.WAT | hydro | TRUE | 39006 | Brookfield White Pine Hydro LLC | 1482 | Bonny Eagle | ME | York | 1 | Conventional Hydroelectric | HY |  | S | 1.5 | 1.5 | 0.1 | N | 1910 |  |  | N | IPP Non-CHP | 2 | X | WAT
Conventional Hydroelectric.WAT | hydro | TRUE | 39006 | Brookfield White Pine Hydro LLC | 1482 | Bonny Eagle | ME | York | 2 | Conventional Hydroelectric | HY |  | S | 1.5 | 1.5 | 0.1 | N | 1910 |  |  | N | IPP Non-CHP | 2 | X | WAT
Conventional Hydroelectric.WAT | hydro | TRUE | 39006 | Brookfield White Pine Hydro LLC | 1482 | Bonny Eagle | ME | York | 3 | Conventional Hydroelectric | HY |  | S | 1.5 | 1.5 | 0.1 | N | 1910 |  |  | N | IPP Non-CHP | 2 | X | WAT
Conventional Hydroelectric.WAT | hydro | TRUE | 39006 | Brookfield White Pine Hydro LLC | 1482 | Bonny Eagle | ME | York | 4 | Conventional Hydroelectric | HY |  | S | 1.5 | 1.5 | 0.1 | N | 1910 |  |  | N | IPP Non-CHP | 2 | X | WAT
Conventional Hydroelectric.WAT | hydro | TRUE | 39006 | Brookfield White Pine Hydro LLC | 1482 | Bonny Eagle | ME | York | 5 | Conventional Hydroelectric | HY |  | S | 1.5 | 1.5 | 0.1 | N | 1910 |  |  | N | IPP Non-CHP | 2 | X | WAT
Conventional Hydroelectric.WAT | hydro | TRUE | 39006 | Brookfield White Pine Hydro LLC | 1482 | Bonny Eagle | ME | York | 6 | Conventional Hydroelectric | HY |  | S | 1.5 | 1.5 | 0.1 | N | 1910 |  |  | N | IPP Non-CHP | 2 | X | WAT
Batteries.MWH | battery storage | TRUE | 39006 | Brookfield White Pine Hydro LLC | 1482 | Bonny Eagle | ME | York | BES1 | Batteries | BA |  | S | 8 | 8 | 0.1 | N | 2023 |  |  | N | IPP Non-CHP | 2 | X | MWH
Conventional Hydroelectric.WAT | hydro | TRUE | 39006 | Brookfield White Pine Hydro LLC | 1483 | Brunswick Hydro | ME | Cumberland | B1 | Conventional Hydroelectric | HY |  | S | 13 | 13 | 0.1 | N | 1982 |  |  | N | IPP Non-CHP | 2 | X | WAT
Conventional Hydroelectric.WAT | hydro | TRUE | 39006 | Brookfield White Pine Hydro LLC | 1483 | Brunswick Hydro | ME | Cumberland | B2 | Conventional Hydroelectric | HY |  | S | 3.5 | 3.5 | 0.1 | N | 1983 |  |  | N | IPP Non-CHP | 2 | X | WAT
Conventional Hydroelectric.WAT | hydro | TRUE | 39006 | Brookfield White Pine Hydro LLC | 1483 | Brunswick Hydro | ME | Cumberland | B3 | Conventional Hydroelectric | HY |  | S | 3.5 | 3.5 | 0.1 | N | 1983 |  |  | N | IPP Non-CHP | 2 | X | WAT
Petroleum Liquids.DFO | petroleum | TRUE | 14876 | FPL Energy Cape LLC | 1484 | Cape Gas Turbine | ME | Cumberland | GT4 | Petroleum Liquids | GT |  | S | 16 | 20 | 2 | N | 1970 |  |  | N | IPP Non-CHP | 2 | X | DFO
Petroleum Liquids.DFO | petroleum | TRUE | 14876 | FPL Energy Cape LLC | 1484 | Cape Gas Turbine | ME | Cumberland | GT5 | Petroleum Liquids | GT |  | S | 16 | 20 | 2 | N | 1970 |  |  | N | IPP Non-CHP | 2 | X | DFO
Conventional Hydroelectric.WAT | hydro | TRUE | 39006 | Brookfield White Pine Hydro LLC | 1486 | Cataract Hydro | ME | York | 1 | Conventional Hydroelectric | HY |  | S | 8 | 8 | 0.5 | N | 1937 |  |  | N | IPP Non-CHP | 2 | X | WAT
Conventional Hydroelectric.WAT | hydro | TRUE | 39006 | Brookfield White Pine Hydro LLC | 1488 | Deer Rips | ME | Androscoggin | DR1 | Conventional Hydroelectric | HY |  | S | 0.7 | 0.7 | 0.1 | N | 1903 |  |  | N | IPP Non-CHP | 2 | X | WAT
Conventional Hydroelectric.WAT | hydro | TRUE | 39006 | Brookfield White Pine Hydro LLC | 1488 | Deer Rips | ME | Androscoggin | DR2 | Conventional Hydroelectric | HY |  | S | 0.7 | 0.7 | 0.1 | N | 1903 |  |  | N | IPP Non-CHP | 2 | X | WAT
Conventional Hydroelectric.WAT | hydro | TRUE | 39006 | Brookfield White Pine Hydro LLC | 1488 | Deer Rips | ME | Androscoggin | DR3 | Conventional Hydroelectric | HY |  | S | 0.8 | 0.8 | 0.1 | N | 1906 |  |  | N | IPP Non-CHP | 2 | X | WAT
Conventional Hydroelectric.WAT | hydro | TRUE | 39006 | Brookfield White Pine Hydro LLC | 1488 | Deer Rips | ME | Androscoggin | DR4 | Conventional Hydroelectric | HY |  | S | 0.7 | 0.7 | 0.1 | N | 1911 |  |  | N | IPP Non-CHP | 2 | X | WAT
Conventional Hydroelectric.WAT | hydro | TRUE | 39006 | Brookfield White Pine Hydro LLC | 1488 | Deer Rips | ME | Androscoggin | DR5 | Conventional Hydroelectric | HY |  | S | 0.7 | 0.7 | 0.1 | N | 1913 |  |  | N | IPP Non-CHP | 2 | X | WAT
Conventional Hydroelectric.WAT | hydro | TRUE | 39006 | Brookfield White Pine Hydro LLC | 1488 | Deer Rips | ME | Androscoggin | DR6 | Conventional Hydroelectric | HY |  | S | 1.7 | 1.7 | 0.1 | N | 1919 |  |  | N | IPP Non-CHP | 2 | X | WAT
Conventional Hydroelectric.WAT | hydro | TRUE | 39006 | Brookfield White Pine Hydro LLC | 1488 | Deer Rips | ME | Androscoggin | DR7 | Conventional Hydroelectric | HY |  | S | 0.9 | 0.9 | 0.1 | N | 1924 |  |  | N | IPP Non-CHP | 2 | X | WAT
Conventional Hydroelectric.WAT | hydro | TRUE | 39006 | Brookfield White Pine Hydro LLC | 1491 | Gulf Island | ME | Androscoggin | GI1 | Conventional Hydroelectric | HY |  | S | 7.2 | 7.2 | 0.5 | N | 1926 |  |  | N | IPP Non-CHP | 2 | X | WAT
Conventional Hydroelectric.WAT | hydro | TRUE | 39006 | Brookfield White Pine Hydro LLC | 1491 | Gulf Island | ME | Androscoggin | GI2 | Conventional Hydroelectric | HY |  | S | 8.1 | 8.1 | 0.5 | N | 1926 |  |  | N | IPP Non-CHP | 2 | X | WAT
Conventional Hydroelectric.WAT | hydro | TRUE | 39006 | Brookfield White Pine Hydro LLC | 1491 | Gulf Island | ME | Androscoggin | GI3 | Conventional Hydroelectric | HY |  | S | 7.9 | 7.9 | 0.5 | N | 1926 |  |  | N | IPP Non-CHP | 2 | X | WAT
Conventional Hydroelectric.WAT | hydro | TRUE | 39006 | Brookfield White Pine Hydro LLC | 1492 | Harris Hydro | ME | Somerset | HA1 | Conventional Hydroelectric | HY |  | S | 16.8 | 16.8 | 2 | N | 1954 |  |  | N | IPP Non-CHP | 2 | X | WAT
Conventional Hydroelectric.WAT | hydro | TRUE | 39006 | Brookfield White Pine Hydro LLC | 1492 | Harris Hydro | ME | Somerset | HA2 | Conventional Hydroelectric | HY |  | S | 35 | 34.9 | 15 | N | 1954 |  |  | N | IPP Non-CHP | 2 | X | WAT
Conventional Hydroelectric.WAT | hydro | TRUE | 39006 | Brookfield White Pine Hydro LLC | 1492 | Harris Hydro | ME | Somerset | HA3 | Conventional Hydroelectric | HY |  | S | 34.2 | 34.2 | 15 | N | 1955 |  |  | N | IPP Non-CHP | 2 | X | WAT
Conventional Hydroelectric.WAT | hydro | TRUE | 39006 | Brookfield White Pine Hydro LLC | 1492 | Harris Hydro | ME | Somerset | HA4 | Conventional Hydroelectric | HY |  | S | 1.4 | 1.4 | 0.1 | N | 1955 |  |  | N | IPP Non-CHP | 2 | X | WAT
Conventional Hydroelectric.WAT | hydro | TRUE | 39006 | Brookfield White Pine Hydro LLC | 1493 | Hiram | ME | Cumberland | 1 | Conventional Hydroelectric | HY |  | S | 3.1 | 3.1 | 0.1 | N | 1917 |  |  | N | IPP Non-CHP | 2 | X | WAT
Conventional Hydroelectric.WAT | hydro | TRUE | 39006 | Brookfield White Pine Hydro LLC | 1493 | Hiram | ME | Cumberland | 2 | Conventional Hydroelectric | HY |  | S | 8.5 | 8.5 | 0.1 | N | 1985 |  |  | N | IPP Non-CHP | 2 | X | WAT
Conventional Hydroelectric.WAT | hydro | TRUE | 56854 | Messalonskee Stream Hydro LLC | 1497 | Messalonskee 2 (Oakland) | ME | Kennebec | 1 | Conventional Hydroelectric | HY |  | S | 2.8 | 2.8 | 0.3 | N | 1924 |  |  | N | IPP Non-CHP | 2 | X | WAT
Conventional Hydroelectric.WAT | hydro | TRUE | 56854 | Messalonskee Stream Hydro LLC | 1498 | Messalonskee 3 | ME | Kennebec | 1 | Conventional Hydroelectric | HY |  | S | 1.6 | 1.6 | 0.3 | N | 1918 |  |  | N | IPP Non-CHP | 2 | X | WAT
Conventional Hydroelectric.WAT | hydro | TRUE | 56854 | Messalonskee Stream Hydro LLC | 1500 | Messalonskee 5 | ME | Kennebec | 1 | Conventional Hydroelectric | HY |  | S | 1.8 | 1.8 | 0.3 | N | 1935 |  |  | N | IPP Non-CHP | 2 | X | WAT
Conventional Hydroelectric.WAT | hydro | TRUE | 39006 | Brookfield White Pine Hydro LLC | 1501 | North Gorham | ME | Cumberland | 1 | Conventional Hydroelectric | HY |  | S | 1 | 1 | 0.1 | N | 1925 |  |  | N | IPP Non-CHP | 2 | X | WAT
Conventional Hydroelectric.WAT | hydro | TRUE | 39006 | Brookfield White Pine Hydro LLC | 1501 | North Gorham | ME | Cumberland | 2 | Conventional Hydroelectric | HY |  | S | 1 | 1 | 0.1 | N | 1925 |  |  | N | IPP Non-CHP | 2 | X | WAT
Conventional Hydroelectric.WAT | hydro | TRUE | 39006 | Brookfield White Pine Hydro LLC | 1504 | Shawmut | ME | Somerset | SH1 | Conventional Hydroelectric | HY |  | S | 0.9 | 0.9 | 0.1 | N | 1913 |  |  | N | IPP Non-CHP | 2 | X | WAT
Conventional Hydroelectric.WAT | hydro | TRUE | 39006 | Brookfield White Pine Hydro LLC | 1504 | Shawmut | ME | Somerset | SH2 | Conventional Hydroelectric | HY |  | S | 0.9 | 0.9 | 0.1 | N | 1913 |  |  | N | IPP Non-CHP | 2 | X | WAT
Conventional Hydroelectric.WAT | hydro | TRUE | 39006 | Brookfield White Pine Hydro LLC | 1504 | Shawmut | ME | Somerset | SH3 | Conventional Hydroelectric | HY |  | S | 0.9 | 0.9 | 0.1 | N | 1913 |  |  | N | IPP Non-CHP | 2 | X | WAT
Conventional Hydroelectric.WAT | hydro | TRUE | 39006 | Brookfield White Pine Hydro LLC | 1504 | Shawmut | ME | Somerset | SH4 | Conventional Hydroelectric | HY |  | S | 0.9 | 0.9 | 0.1 | N | 1913 |  |  | N | IPP Non-CHP | 2 | X | WAT
Conventional Hydroelectric.WAT | hydro | TRUE | 39006 | Brookfield White Pine Hydro LLC | 1504 | Shawmut | ME | Somerset | SH5 | Conventional Hydroelectric | HY |  | S | 0.9 | 0.9 | 0.1 | N | 1913 |  |  | N | IPP Non-CHP | 2 | X | WAT
Conventional Hydroelectric.WAT | hydro | TRUE | 39006 | Brookfield White Pine Hydro LLC | 1504 | Shawmut | ME | Somerset | SH6 | Conventional Hydroelectric | HY |  | S | 0.9 | 0.9 | 0.1 | N | 1921 |  |  | N | IPP Non-CHP | 2 | X | WAT
Conventional Hydroelectric.WAT | hydro | TRUE | 39006 | Brookfield White Pine Hydro LLC | 1504 | Shawmut | ME | Somerset | SH7 | Conventional Hydroelectric | HY |  | S | 1.9 | 1.9 | 0.1 | N | 1982 |  |  | N | IPP Non-CHP | 2 | X | WAT
Conventional Hydroelectric.WAT | hydro | TRUE | 39006 | Brookfield White Pine Hydro LLC | 1504 | Shawmut | ME | Somerset | SH8 | Conventional Hydroelectric | HY |  | S | 1.9 | 1.9 | 0.1 | N | 1982 |  |  | N | IPP Non-CHP | 2 | X | WAT
Conventional Hydroelectric.WAT | hydro | TRUE | 39006 | Brookfield White Pine Hydro LLC | 1505 | Skelton | ME | York | 1 | Conventional Hydroelectric | HY |  | S | 10.8 | 10.8 | 0.5 | N | 1948 |  |  | N | IPP Non-CHP | 2 | X | WAT
Conventional Hydroelectric.WAT | hydro | TRUE | 39006 | Brookfield White Pine Hydro LLC | 1505 | Skelton | ME | York | 2 | Conventional Hydroelectric | HY |  | S | 10.8 | 10.8 | 0.5 | N | 1948 |  |  | N | IPP Non-CHP | 2 | X | WAT
Petroleum Liquids.RFO | petroleum | TRUE | 31719 | FPL Energy Wyman LLC | 1507 | William F Wyman Hybrid | ME | Cumberland | 1 | Petroleum Liquids | ST |  | S | 50.1 | 49.5 | 10 | N | 1957 |  |  | N | IPP Non-CHP | 2 | X | RFO
Petroleum Liquids.RFO | petroleum | TRUE | 31719 | FPL Energy Wyman LLC | 1507 | William F Wyman Hybrid | ME | Cumberland | 2 | Petroleum Liquids | ST |  | S | 47.8 | 52.8 | 10 | N | 1958 |  |  | N | IPP Non-CHP | 2 | X | RFO
Petroleum Liquids.RFO | petroleum | TRUE | 31719 | FPL Energy Wyman LLC | 1507 | William F Wyman Hybrid | ME | Cumberland | 3 | Petroleum Liquids | ST |  | S | 110.9 | 113.8 | 30 | N | 1965 |  |  | N | IPP Non-CHP | 2 | X | RFO
Petroleum Liquids.RFO | petroleum | TRUE | 31719 | FPL Energy Wyman LLC | 1507 | William F Wyman Hybrid | ME | Cumberland | 4 | Petroleum Liquids | ST |  | J | 602.1 | 605.8 | 60 | N | 1978 |  |  | N | IPP Non-CHP | 2 | X | RFO
Batteries.MWH | battery storage | TRUE | 31719 | FPL Energy Wyman LLC | 1507 | William F Wyman Hybrid | ME | Cumberland | BESS | Batteries | BA |  | S | 16.2 | 16.2 | 0 | N | 2016 |  |  | N | IPP Non-CHP | 2 | X | MWH
Conventional Hydroelectric.WAT | hydro | TRUE | 39006 | Brookfield White Pine Hydro LLC | 1508 | West Buxton | ME | York | WB1 | Conventional Hydroelectric | HY |  | S | 0.6 | 0.6 | 0.1 | N | 1982 |  |  | N | IPP Non-CHP | 2 | X | WAT
Conventional Hydroelectric.WAT | hydro | TRUE | 39006 | Brookfield White Pine Hydro LLC | 1508 | West Buxton | ME | York | WB2 | Conventional Hydroelectric | HY |  | S | 0.6 | 0.6 | 0.1 | N | 1982 |  |  | N | IPP Non-CHP | 2 | X | WAT
Conventional Hydroelectric.WAT | hydro | TRUE | 39006 | Brookfield White Pine Hydro LLC | 1508 | West Buxton | ME | York | WB3 | Conventional Hydroelectric | HY |  | S | 1.1 | 1.1 | 0.1 | N | 1920 |  |  | N | IPP Non-CHP | 2 | X | WAT
Conventional Hydroelectric.WAT | hydro | TRUE | 39006 | Brookfield White Pine Hydro LLC | 1508 | West Buxton | ME | York | WB4 | Conventional Hydroelectric | HY |  | S | 0.7 | 0.7 | 0.1 | N | 1907 |  |  | N | IPP Non-CHP | 2 | X | WAT
Conventional Hydroelectric.WAT | hydro | TRUE | 39006 | Brookfield White Pine Hydro LLC | 1508 | West Buxton | ME | York | WB5 | Conventional Hydroelectric | HY |  | S | 0.7 | 0.7 | 0.1 | N | 1904 |  |  | N | IPP Non-CHP | 2 | X | WAT
Conventional Hydroelectric.WAT | hydro | TRUE | 39006 | Brookfield White Pine Hydro LLC | 1508 | West Buxton | ME | York | WB6 | Conventional Hydroelectric | HY |  | S | 4 | 4 | 0.1 | N | 1927 |  |  | N | IPP Non-CHP | 2 | X | WAT
Conventional Hydroelectric.WAT | hydro | TRUE | 39006 | Brookfield White Pine Hydro LLC | 1509 | Weston Hydro | ME | Somerset | WE1 | Conventional Hydroelectric | HY |  | S | 3.3 | 3.3 | 0.1 | N | 1921 |  |  | N | IPP Non-CHP | 2 | X | WAT
Conventional Hydroelectric.WAT | hydro | TRUE | 39006 | Brookfield White Pine Hydro LLC | 1509 | Weston Hydro | ME | Somerset | WE2 | Conventional Hydroelectric | HY |  | S | 3.3 | 3.3 | 0.1 | N | 1920 |  |  | N | IPP Non-CHP | 2 | X | WAT
Conventional Hydroelectric.WAT | hydro | TRUE | 39006 | Brookfield White Pine Hydro LLC | 1509 | Weston Hydro | ME | Somerset | WE3 | Conventional Hydroelectric | HY |  | S | 3.3 | 3.3 | 0.1 | N | 1921 |  |  | N | IPP Non-CHP | 2 | X | WAT
Conventional Hydroelectric.WAT | hydro | TRUE | 39006 | Brookfield White Pine Hydro LLC | 1509 | Weston Hydro | ME | Somerset | WE4 | Conventional Hydroelectric | HY |  | S | 3.3 | 3.3 | 0.1 | N | 1923 |  |  | N | IPP Non-CHP | 2 | X | WAT
Conventional Hydroelectric.WAT | hydro | TRUE | 39006 | Brookfield White Pine Hydro LLC | 1510 | Williams Hydro | ME | Somerset | WI1 | Conventional Hydroelectric | HY |  | S | 8.2 | 8.2 | 0.1 | N | 1939 |  |  | N | IPP Non-CHP | 2 | X | WAT
Conventional Hydroelectric.WAT | hydro | TRUE | 39006 | Brookfield White Pine Hydro LLC | 1510 | Williams Hydro | ME | Somerset | WI2 | Conventional Hydroelectric | HY |  | S | 6.7 | 6.7 | 0.1 | N | 1950 |  |  | N | IPP Non-CHP | 2 | X | WAT
Conventional Hydroelectric.WAT | hydro | TRUE | 39006 | Brookfield White Pine Hydro LLC | 1511 | Wyman Hydro | ME | Somerset | WY1 | Conventional Hydroelectric | HY |  | S | 29.4 | 29.4 | 8 | N | 1930 |  |  | N | IPP Non-CHP | 2 | X | WAT
Conventional Hydroelectric.WAT | hydro | TRUE | 39006 | Brookfield White Pine Hydro LLC | 1511 | Wyman Hydro | ME | Somerset | WY2 | Conventional Hydroelectric | HY |  | S | 29.9 | 29.9 | 23 | N | 1931 |  |  | N | IPP Non-CHP | 2 | X | WAT
Conventional Hydroelectric.WAT | hydro | TRUE | 39006 | Brookfield White Pine Hydro LLC | 1511 | Wyman Hydro | ME | Somerset | WY3 | Conventional Hydroelectric | HY |  | S | 29.2 | 29.2 | 8 | N | 1940 |  |  | N | IPP Non-CHP | 2 | X | WAT
Conventional Hydroelectric.WAT | hydro | TRUE | 14597 | Algonquin Northern Maine | 1516 | Squa Pan Hydro Station | ME | Aroostook | SP1 | Conventional Hydroelectric | HY |  | S | 1.4 | 1.4 | 1 | N | 1941 |  |  | N | IPP Non-CHP | 2 | X | WAT
Petroleum Liquids.DFO | petroleum | TRUE | 60422 | H.A. Wagner LLC | 1554 | Herbert A Wagner | MD | Anne Arundel | 1 | Petroleum Liquids | ST |  | S | 126 | 126 | 40 | N | 1956 | 6 | 2025 | N | IPP Non-CHP | 2 | X | DFO
Petroleum Liquids.DFO | petroleum | TRUE | 60422 | H.A. Wagner LLC | 1554 | Herbert A Wagner | MD | Anne Arundel | 3 | Petroleum Liquids | ST |  | S | 305 | 305 | 105 | N | 1966 | 6 | 2025 | N | IPP Non-CHP | 2 | X | DFO
Petroleum Liquids.DFO | petroleum | TRUE | 60422 | H.A. Wagner LLC | 1554 | Herbert A Wagner | MD | Anne Arundel | 4 | Petroleum Liquids | ST |  | S | 397 | 397 | 60 | N | 1972 | 6 | 2025 | N | IPP Non-CHP | 2 | X | DFO
Petroleum Liquids.DFO | petroleum | TRUE | 60422 | H.A. Wagner LLC | 1554 | Herbert A Wagner | MD | Anne Arundel | GT1 | Petroleum Liquids | GT |  | S | 12.9 | 12.9 | 2 | N | 1967 |  |  | N | IPP Non-CHP | 2 | X | DFO
Petroleum Liquids.DFO | petroleum | TRUE | 4161 | Constellation Power Source Generation, LLC | 1556 | Perryman | MD | Harford | GT1 | Petroleum Liquids | GT |  | S | 52 | 64.8 | 5 | N | 1972 |  |  | N | IPP Non-CHP | 2 | X | DFO
Petroleum Liquids.DFO | petroleum | TRUE | 4161 | Constellation Power Source Generation, LLC | 1556 | Perryman | MD | Harford | GT3 | Petroleum Liquids | GT |  | S | 51 | 63.6 | 5 | N | 1972 |  |  | N | IPP Non-CHP | 2 | X | DFO
Petroleum Liquids.DFO | petroleum | TRUE | 4161 | Constellation Power Source Generation, LLC | 1556 | Perryman | MD | Harford | GT4 | Petroleum Liquids | GT |  | S | 52 | 64.8 | 5 | N | 1972 |  |  | N | IPP Non-CHP | 2 | X | DFO
Natural Gas Fired Combustion Turbine.NG | natural gas peaker | TRUE | 4161 | Constellation Power Source Generation, LLC | 1556 | Perryman | MD | Harford | GT5 | Natural Gas Fired Combustion Turbine | GT |  | S | 139 | 172.9 | 110 | N | 1995 |  |  | N | IPP Non-CHP | 2 | X | NG | DFO
Natural Gas Fired Combustion Turbine.NG | natural gas peaker | TRUE | 4161 | Constellation Power Source Generation, LLC | 1556 | Perryman | MD | Harford | GT6 | Natural Gas Fired Combustion Turbine | GT |  | S | 109.8 | 128.7 | 60 | N | 2015 |  |  | N | IPP Non-CHP | 2 | X | NG | DFO
Petroleum Liquids.DFO | petroleum | TRUE | 4161 | Constellation Power Source Generation, LLC | 1557 | Philadelphia | MD | Baltimore City | GT1 | Petroleum Liquids | GT |  | S | 15.3 | 16.4 | 3 | N | 1970 |  |  | N | IPP Non-CHP | 2 | X | DFO
Petroleum Liquids.DFO | petroleum | TRUE | 4161 | Constellation Power Source Generation, LLC | 1557 | Philadelphia | MD | Baltimore City | GT2 | Petroleum Liquids | GT |  | S | 14.8 | 16 | 3 | N | 1970 |  |  | N | IPP Non-CHP | 2 | X | DFO
Petroleum Liquids.DFO | petroleum | TRUE | 4161 | Constellation Power Source Generation, LLC | 1557 | Philadelphia | MD | Baltimore City | GT3 | Petroleum Liquids | GT |  | S | 14.8 | 16 | 3 | N | 1970 |  |  | N | IPP Non-CHP | 2 | X | DFO
Petroleum Liquids.DFO | petroleum | TRUE | 4161 | Constellation Power Source Generation, LLC | 1557 | Philadelphia | MD | Baltimore City | GT4 | Petroleum Liquids | GT |  | S | 14.8 | 16 | 3 | N | 1970 |  |  | N | IPP Non-CHP | 2 | X | DFO
Petroleum Liquids.DFO | petroleum | TRUE | 56609 | Calpine Mid-Atlantic Generation LLC | 1563 | Crisfield | MD | Somerset | CRIS | Petroleum Liquids | IC |  | S | 2.6 | 2.6 | 2 | N | 1968 |  |  | N | IPP Non-CHP | 2 | X | DFO
Petroleum Liquids.DFO | petroleum | TRUE | 56609 | Calpine Mid-Atlantic Generation LLC | 1563 | Crisfield | MD | Somerset | CRS2 | Petroleum Liquids | IC |  | S | 2.6 | 2.6 | 2 | N | 1968 |  |  | N | IPP Non-CHP | 2 | X | DFO
Petroleum Liquids.DFO | petroleum | TRUE | 56609 | Calpine Mid-Atlantic Generation LLC | 1563 | Crisfield | MD | Somerset | CRS3 | Petroleum Liquids | IC |  | S | 2.6 | 2.6 | 2 | N | 1968 |  |  | N | IPP Non-CHP | 2 | X | DFO
Petroleum Liquids.DFO | petroleum | TRUE | 56609 | Calpine Mid-Atlantic Generation LLC | 1563 | Crisfield | MD | Somerset | CRS4 | Petroleum Liquids | IC |  | S | 2.6 | 2.6 | 2 | N | 1968 |  |  | N | IPP Non-CHP | 2 | X | DFO
Petroleum Liquids.DFO | petroleum | TRUE | 19830 | NRG Vienna Operations Inc | 1564 | Vienna Operations | MD | Dorchester | 10 | Petroleum Liquids | GT |  | W | 14.3 | 14.3 | 14 | N | 1968 | 6 | 2025 | N | IPP Non-CHP | 2 | X | DFO
Petroleum Liquids.RFO | petroleum | TRUE | 19830 | NRG Vienna Operations Inc | 1564 | Vienna Operations | MD | Dorchester | 8 | Petroleum Liquids | ST |  | W | 153 | 153 | 55 | N | 1972 | 6 | 2025 | N | IPP Non-CHP | 2 | X | RFO | DFO
Conventional Hydroelectric.WAT | hydro | TRUE | 54679 | BP Piney & Deep Creek LLC | 1567 | Deep Creek | MD | Garrett | 1 | Conventional Hydroelectric | HY |  | S | 9 | 9 | 5 | N | 1925 |  |  | N | IPP Non-CHP | 2 | X | WAT
Conventional Hydroelectric.WAT | hydro | TRUE | 54679 | BP Piney & Deep Creek LLC | 1567 | Deep Creek | MD | Garrett | 2 | Conventional Hydroelectric | HY |  | S | 9 | 9 | 5 | N | 1925 |  |  | N | IPP Non-CHP | 2 | X | WAT
Natural Gas Steam Turbine.NG | natural gas steam turbine | TRUE | 12653 | Lanyard Power Holdings, LLC | 1571 | Chalk Point Power | MD | Prince Georges | 3 | Natural Gas Steam Turbine | ST |  | W | 595 | 614 | 65 | N | 1975 |  |  | N | IPP Non-CHP | 2 | X | NG
Natural Gas Steam Turbine.NG | natural gas steam turbine | TRUE | 12653 | Lanyard Power Holdings, LLC | 1571 | Chalk Point Power | MD | Prince Georges | 4 | Natural Gas Steam Turbine | ST |  | W | 585.3 | 598.2 | 50 | N | 1981 |  |  | N | IPP Non-CHP | 2 | X | NG
Petroleum Liquids.DFO | petroleum | TRUE | 12653 | Lanyard Power Holdings, LLC | 1571 | Chalk Point Power | MD | Prince Georges | GT1 | Petroleum Liquids | GT |  | W | 18 | 20 | 5 | N | 1967 |  |  | N | IPP Non-CHP | 2 | X | DFO
Petroleum Liquids.DFO | petroleum | TRUE | 12653 | Lanyard Power Holdings, LLC | 1571 | Chalk Point Power | MD | Prince Georges | GT2 | Petroleum Liquids | GT |  | W | 26 | 26 | 5 | N | 1974 |  |  | N | IPP Non-CHP | 2 | X | DFO
Natural Gas Fired Combustion Turbine.NG | natural gas peaker | TRUE | 12653 | Lanyard Power Holdings, LLC | 1571 | Chalk Point Power | MD | Prince Georges | GT3 | Natural Gas Fired Combustion Turbine | GT |  | W | 86 | 100 | 33 | N | 1991 |  |  | N | IPP Non-CHP | 2 | X | NG | DFO
Natural Gas Fired Combustion Turbine.NG | natural gas peaker | TRUE | 12653 | Lanyard Power Holdings, LLC | 1571 | Chalk Point Power | MD | Prince Georges | GT4 | Natural Gas Fired Combustion Turbine | GT |  | W | 86 | 100 | 33 | N | 1991 |  |  | N | IPP Non-CHP | 2 | X | NG | DFO
Natural Gas Fired Combustion Turbine.NG | natural gas peaker | TRUE | 12653 | Lanyard Power Holdings, LLC | 1571 | Chalk Point Power | MD | Prince Georges | GT5 | Natural Gas Fired Combustion Turbine | GT |  | W | 109 | 123 | 65 | N | 1991 |  |  | N | IPP Non-CHP | 2 | X | NG | DFO
Natural Gas Fired Combustion Turbine.NG | natural gas peaker | TRUE | 12653 | Lanyard Power Holdings, LLC | 1571 | Chalk Point Power | MD | Prince Georges | GT6 | Natural Gas Fired Combustion Turbine | GT |  | W | 109 | 126 | 65 | N | 1991 |  |  | N | IPP Non-CHP | 2 | X | NG | DFO
Natural Gas Fired Combustion Turbine.NG | natural gas peaker | TRUE | 12653 | Lanyard Power Holdings, LLC | 1572 | Dickerson Power | MD | Montgomery | GT2 | Natural Gas Fired Combustion Turbine | GT |  | W | 147 | 167 | 40 | N | 1992 |  |  | N | IPP Non-CHP | 2 | X | NG | DFO
Natural Gas Fired Combustion Turbine.NG | natural gas peaker | TRUE | 12653 | Lanyard Power Holdings, LLC | 1572 | Dickerson Power | MD | Montgomery | GT3 | Natural Gas Fired Combustion Turbine | GT |  | W | 152 | 167 | 40 | N | 1992 |  |  | N | IPP Non-CHP | 2 | X | NG | DFO
Petroleum Liquids.DFO | petroleum | TRUE | 12653 | Lanyard Power Holdings, LLC | 1573 | Morgantown Generating Plant | MD | Charles | 3 | Petroleum Liquids | GT |  | S | 54 | 59 | 10 | N | 1973 |  |  | N | IPP Non-CHP | 2 | X | DFO
Petroleum Liquids.DFO | petroleum | TRUE | 12653 | Lanyard Power Holdings, LLC | 1573 | Morgantown Generating Plant | MD | Charles | 4 | Petroleum Liquids | GT |  | S | 54 | 59 | 10 | N | 1973 |  |  | N | IPP Non-CHP | 2 | X | DFO
Petroleum Liquids.DFO | petroleum | TRUE | 12653 | Lanyard Power Holdings, LLC | 1573 | Morgantown Generating Plant | MD | Charles | 5 | Petroleum Liquids | GT |  | S | 54 | 59 | 10 | N | 1973 | 6 | 2024 | N | IPP Non-CHP | 2 | X | DFO
Petroleum Liquids.DFO | petroleum | TRUE | 12653 | Lanyard Power Holdings, LLC | 1573 | Morgantown Generating Plant | MD | Charles | 6 | Petroleum Liquids | GT |  | S | 54 | 59 | 10 | N | 1973 | 6 | 2024 | N | IPP Non-CHP | 2 | X | DFO
Conventional Hydroelectric.WAT | hydro | TRUE | 6035 | Constellation Power, Inc | 1574 | Conowingo | MD | Harford | 1 | Conventional Hydroelectric | HY |  | S | 41 | 48 | 5 | N | 1928 |  |  | N | IPP Non-CHP | 2 | X | WAT
Conventional Hydroelectric.WAT | hydro | TRUE | 6035 | Constellation Power, Inc | 1574 | Conowingo | MD | Harford | 10 | Conventional Hydroelectric | HY |  | S | 56.1 | 65 | 30 | N | 1964 |  |  | N | IPP Non-CHP | 2 | X | WAT
Conventional Hydroelectric.WAT | hydro | TRUE | 6035 | Constellation Power, Inc | 1574 | Conowingo | MD | Harford | 11 | Conventional Hydroelectric | HY |  | S | 52 | 65 | 30 | N | 1964 |  |  | N | IPP Non-CHP | 2 | X | WAT
Conventional Hydroelectric.WAT | hydro | TRUE | 6035 | Constellation Power, Inc | 1574 | Conowingo | MD | Harford | 2 | Conventional Hydroelectric | HY |  | S | 32.7 | 36 | 5 | N | 1928 |  |  | N | IPP Non-CHP | 2 | X | WAT
Conventional Hydroelectric.WAT | hydro | TRUE | 6035 | Constellation Power, Inc | 1574 | Conowingo | MD | Harford | 3 | Conventional Hydroelectric | HY |  | S | 41.9 | 48 | 5 | N | 1928 |  |  | N | IPP Non-CHP | 2 | X | WAT
Conventional Hydroelectric.WAT | hydro | TRUE | 6035 | Constellation Power, Inc | 1574 | Conowingo | MD | Harford | 4 | Conventional Hydroelectric | HY |  | S | 41.9 | 48 | 5 | N | 1928 |  |  | N | IPP Non-CHP | 2 | X | WAT
Conventional Hydroelectric.WAT | hydro | TRUE | 6035 | Constellation Power, Inc | 1574 | Conowingo | MD | Harford | 5 | Conventional Hydroelectric | HY |  | S | 32.7 | 36 | 5 | N | 1928 |  |  | N | IPP Non-CHP | 2 | X | WAT
Conventional Hydroelectric.WAT | hydro | TRUE | 6035 | Constellation Power, Inc | 1574 | Conowingo | MD | Harford | 6 | Conventional Hydroelectric | HY |  | S | 42.3 | 48 | 5 | N | 1928 |  |  | N | IPP Non-CHP | 2 | X | WAT
Conventional Hydroelectric.WAT | hydro | TRUE | 6035 | Constellation Power, Inc | 1574 | Conowingo | MD | Harford | 7 | Conventional Hydroelectric | HY |  | S | 42.3 | 48 | 5 | N | 1928 |  |  | N | IPP Non-CHP | 2 | X | WAT
Conventional Hydroelectric.WAT | hydro | TRUE | 6035 | Constellation Power, Inc | 1574 | Conowingo | MD | Harford | 8 | Conventional Hydroelectric | HY |  | S | 56.7 | 65 | 30 | N | 1964 |  |  | N | IPP Non-CHP | 2 | X | WAT
Conventional Hydroelectric.WAT | hydro | TRUE | 6035 | Constellation Power, Inc | 1574 | Conowingo | MD | Harford | 9 | Conventional Hydroelectric | HY |  | S | 57.3 | 65 | 30 | N | 1964 |  |  | N | IPP Non-CHP | 2 | X | WAT
Petroleum Liquids.DFO | petroleum | TRUE | 5625 | Easton Utilities Comm | 1580 | Easton | MD | Talbot | 10 | Petroleum Liquids | IC |  | S | 3.5 | 3.5 | 0 | N | 1966 |  |  | N | Electric Utility | 1 | X | DFO
Petroleum Liquids.DFO | petroleum | TRUE | 5625 | Easton Utilities Comm | 1580 | Easton | MD | Talbot | 101 | Petroleum Liquids | IC |  | S | 1.5 | 1.5 | 0 | N | 1995 |  |  | N | Electric Utility | 1 | X | DFO
Petroleum Liquids.DFO | petroleum | TRUE | 5625 | Easton Utilities Comm | 1580 | Easton | MD | Talbot | 102 | Petroleum Liquids | IC |  | S | 1.5 | 1.5 | 0 | N | 1995 |  |  | N | Electric Utility | 1 | X | DFO
Petroleum Liquids.DFO | petroleum | TRUE | 5625 | Easton Utilities Comm | 1580 | Easton | MD | Talbot | 11 | Petroleum Liquids | IC |  | S | 3.6 | 3.6 | 0 | N | 1968 |  |  | N | Electric Utility | 1 | X | DFO
Petroleum Liquids.DFO | petroleum | TRUE | 5625 | Easton Utilities Comm | 1580 | Easton | MD | Talbot | 12 | Petroleum Liquids | IC |  | S | 4.1 | 4.1 | 0 | N | 1970 |  |  | N | Electric Utility | 1 | X | DFO
Petroleum Liquids.DFO | petroleum | TRUE | 5625 | Easton Utilities Comm | 1580 | Easton | MD | Talbot | 13 | Petroleum Liquids | IC |  | S | 5.6 | 5.6 | 0 | N | 1973 |  |  | N | Electric Utility | 1 | X | DFO
Petroleum Liquids.DFO | petroleum | TRUE | 5625 | Easton Utilities Comm | 1580 | Easton | MD | Talbot | 14 | Petroleum Liquids | IC |  | S | 5.6 | 5.6 | 0 | N | 1973 |  |  | N | Electric Utility | 1 | X | DFO
Petroleum Liquids.DFO | petroleum | TRUE | 5625 | Easton Utilities Comm | 1580 | Easton | MD | Talbot | 7 | Petroleum Liquids | IC |  | S | 2 | 2 | 0 | N | 1954 |  |  | N | Electric Utility | 1 | X | DFO
Petroleum Liquids.DFO | petroleum | TRUE | 5625 | Easton Utilities Comm | 1580 | Easton | MD | Talbot | 8 | Petroleum Liquids | IC |  | S | 2 | 2 | 0 | N | 1957 |  |  | N | Electric Utility | 1 | X | DFO
Petroleum Liquids.DFO | petroleum | TRUE | 5625 | Easton Utilities Comm | 1580 | Easton | MD | Talbot | 9 | Petroleum Liquids | IC |  | S | 2.5 | 2.5 | 0 | N | 1961 |  |  | N | Electric Utility | 1 | X | DFO
Petroleum Liquids.DFO | petroleum | TRUE | 6035 | Constellation Power, Inc | 1586 | Exelon Framingham LLC | MA | Norfolk | GT1 | Petroleum Liquids | GT |  | S | 10.1 | 14.2 | 5 | N | 1970 |  |  | N | IPP Non-CHP | 2 | X | DFO
Petroleum Liquids.DFO | petroleum | TRUE | 6035 | Constellation Power, Inc | 1586 | Exelon Framingham LLC | MA | Norfolk | GT2 | Petroleum Liquids | GT |  | S | 9.8 | 14.7 | 5 | N | 1969 |  |  | N | IPP Non-CHP | 2 | X | DFO
Petroleum Liquids.DFO | petroleum | TRUE | 6035 | Constellation Power, Inc | 1586 | Exelon Framingham LLC | MA | Norfolk | GT3 | Petroleum Liquids | GT |  | S | 11.3 | 15.3 | 5 | N | 1969 |  |  | N | IPP Non-CHP | 2 | X | DFO
Natural Gas Fired Combined Cycle.NG | natural gas combined cycle | TRUE | 49965 | Constellation Mystic Power LLC | 1588 | Mystic Generating Station | MA | Middlesex | GT81 | Natural Gas Fired Combined Cycle | CT | G941 | S | 228.8 | 268.1 | 140 | N | 2003 | 6 | 2024 | N | IPP Non-CHP | 2 | X | NG
Natural Gas Fired Combined Cycle.NG | natural gas combined cycle | TRUE | 49965 | Constellation Mystic Power LLC | 1588 | Mystic Generating Station | MA | Middlesex | GT82 | Natural Gas Fired Combined Cycle | CT | G941 | S | 230 | 270.6 | 140 | N | 2003 | 6 | 2024 | N | IPP Non-CHP | 2 | X | NG
Natural Gas Fired Combined Cycle.NG | natural gas combined cycle | TRUE | 49965 | Constellation Mystic Power LLC | 1588 | Mystic Generating Station | MA | Middlesex | GT93 | Natural Gas Fired Combined Cycle | CT | G942 | S | 231.1 | 278.7 | 140 | N | 2003 | 6 | 2024 | N | IPP Non-CHP | 2 | X | NG
Natural Gas Fired Combined Cycle.NG | natural gas combined cycle | TRUE | 49965 | Constellation Mystic Power LLC | 1588 | Mystic Generating Station | MA | Middlesex | GT94 | Natural Gas Fired Combined Cycle | CT | G942 | S | 232.2 | 280.3 | 140 | N | 2003 | 6 | 2024 | N | IPP Non-CHP | 2 | X | NG
Natural Gas Fired Combined Cycle.NG | natural gas combined cycle | TRUE | 49965 | Constellation Mystic Power LLC | 1588 | Mystic Generating Station | MA | Middlesex | ST85 | Natural Gas Fired Combined Cycle | CA | G941 | S | 244.6 | 300.8 | 75 | N | 2003 | 6 | 2024 | N | IPP Non-CHP | 2 | X | NG
Natural Gas Fired Combined Cycle.NG | natural gas combined cycle | TRUE | 49965 | Constellation Mystic Power LLC | 1588 | Mystic Generating Station | MA | Middlesex | ST96 | Natural Gas Fired Combined Cycle | CA | G942 | S | 246.7 | 288 | 75 | N | 2003 | 6 | 2024 | N | IPP Non-CHP | 2 | X | NG
Petroleum Liquids.DFO | petroleum | TRUE | 6035 | Constellation Power, Inc | 1592 | Exelon Medway LLC | MA | Norfolk | GT1 | Petroleum Liquids | GT |  | S | 41.3 | 58.8 | 20 | N | 1970 |  |  | N | IPP Non-CHP | 2 | X | DFO
Petroleum Liquids.DFO | petroleum | TRUE | 6035 | Constellation Power, Inc | 1592 | Exelon Medway LLC | MA | Norfolk | GT2 | Petroleum Liquids | GT |  | S | 39.8 | 61.6 | 20 | N | 1971 |  |  | N | IPP Non-CHP | 2 | X | DFO
Petroleum Liquids.DFO | petroleum | TRUE | 6035 | Constellation Power, Inc | 1592 | Exelon Medway LLC | MA | Norfolk | GT3 | Petroleum Liquids | GT |  | S | 42 | 62.4 | 20 | N | 1970 |  |  | N | IPP Non-CHP | 2 | X | DFO
Natural Gas Fired Combined Cycle.NG | natural gas combined cycle | TRUE | 59528 | Kendall Green Energy, LLC | 1595 | Kendall Square Station | MA | Middlesex | 3 | Natural Gas Fired Combined Cycle | CA | CC1 | S | 22.9 | 22.9 | 14 | N | 1958 |  |  | Y | IPP CHP | 3 | T | NG
Natural Gas Fired Combined Cycle.NG | natural gas combined cycle | TRUE | 59528 | Kendall Green Energy, LLC | 1595 | Kendall Square Station | MA | Middlesex | GEN4 | Natural Gas Fired Combined Cycle | CT | CC1 | S | 183.1 | 187.4 | 90 | N | 2002 |  |  | Y | IPP CHP | 3 | T | NG | DFO
Petroleum Liquids.DFO | petroleum | TRUE | 59528 | Kendall Green Energy, LLC | 1595 | Kendall Square Station | MA | Middlesex | JET1 | Petroleum Liquids | GT |  | S | 18 | 23 | 14 | N | 1970 |  |  | N | IPP CHP | 3 | X | DFO
Petroleum Liquids.DFO | petroleum | TRUE | 64488 | Vineyard Reliability LLC | 1597 | Oak Bluffs Diesel Generating Facility | MA | Dukes | UN1 | Petroleum Liquids | IC |  | S | 2.8 | 2.8 | 2 | N | 1969 |  |  | N | IPP Non-CHP | 2 | X | DFO
Petroleum Liquids.DFO | petroleum | TRUE | 64488 | Vineyard Reliability LLC | 1597 | Oak Bluffs Diesel Generating Facility | MA | Dukes | UN2 | Petroleum Liquids | IC |  | S | 2.8 | 2.8 | 2 | N | 1969 |  |  | N | IPP Non-CHP | 2 | X | DFO
Petroleum Liquids.DFO | petroleum | TRUE | 64488 | Vineyard Reliability LLC | 1597 | Oak Bluffs Diesel Generating Facility | MA | Dukes | UN3 | Petroleum Liquids | IC |  | S | 2.8 | 2.8 | 2 | N | 1972 |  |  | N | IPP Non-CHP | 2 | X | DFO
Petroleum Liquids.RFO | petroleum | TRUE | 61708 | Canal Generating LLC | 1599 | Canal | MA | Barnstable | 1 | Petroleum Liquids | ST |  | W | 560 | 567 | 200 | N | 1968 |  |  | N | IPP Non-CHP | 2 | X | RFO
Petroleum Liquids.RFO | petroleum | TRUE | 61708 | Canal Generating LLC | 1599 | Canal | MA | Barnstable | 2 | Petroleum Liquids | ST |  | W | 558.8 | 562 | 170 | N | 1976 |  |  | N | IPP Non-CHP | 2 | X | RFO | NG | DFO
Petroleum Liquids.DFO | petroleum | TRUE | 61708 | Canal Generating LLC | 1599 | Canal | MA | Barnstable | 3 | Petroleum Liquids | GT |  | W | 330 | 367.7 | 103 | N | 2019 |  |  | N | IPP Non-CHP | 2 | X | DFO | NG
Conventional Hydroelectric.WAT | hydro | TRUE | 8776 | City of Holyoke Gas and Electric Dept. | 1603 | Boatlock | MA | Hampden | 1 | Conventional Hydroelectric | HY |  | S | 0.7 | 0.7 | 0.3 | N | 1921 |  |  | N | Electric Utility | 1 | X | WAT
Conventional Hydroelectric.WAT | hydro | TRUE | 8776 | City of Holyoke Gas and Electric Dept. | 1603 | Boatlock | MA | Hampden | 2 | Conventional Hydroelectric | HY |  | S | 1.5 | 1.5 | 0.8 | N | 1924 |  |  | N | Electric Utility | 1 | X | WAT
Conventional Hydroelectric.WAT | hydro | TRUE | 8776 | City of Holyoke Gas and Electric Dept. | 1603 | Boatlock | MA | Hampden | 3 | Conventional Hydroelectric | HY |  | S | 1.2 | 1.2 | 0.8 | N | 1924 |  |  | N | Electric Utility | 1 | X | WAT
Conventional Hydroelectric.WAT | hydro | TRUE | 8776 | City of Holyoke Gas and Electric Dept. | 1604 | Chemical | MA | Hampden | 1 | Conventional Hydroelectric | HY |  | S | 0.8 | 0.8 | 0.3 | N | 1935 |  |  | N | Electric Utility | 1 | X | WAT
Conventional Hydroelectric.WAT | hydro | TRUE | 8776 | City of Holyoke Gas and Electric Dept. | 1604 | Chemical | MA | Hampden | 2 | Conventional Hydroelectric | HY |  | S | 0.8 | 0.8 | 0.3 | N | 1935 |  |  | N | Electric Utility | 1 | X | WAT
Conventional Hydroelectric.WAT | hydro | TRUE | 8776 | City of Holyoke Gas and Electric Dept. | 1605 | Hadley Falls | MA | Hampden | 1 | Conventional Hydroelectric | HY |  | S | 18.1 | 18.1 | 5 | N | 1952 |  |  | N | Electric Utility | 1 | X | WAT
Conventional Hydroelectric.WAT | hydro | TRUE | 8776 | City of Holyoke Gas and Electric Dept. | 1605 | Hadley Falls | MA | Hampden | 2 | Conventional Hydroelectric | HY |  | S | 15 | 15 | 10 | N | 1983 |  |  | N | Electric Utility | 1 | X | WAT
Conventional Hydroelectric.WAT | hydro | TRUE | 8776 | City of Holyoke Gas and Electric Dept. | 1607 | Riverside Holyoke | MA | Hampden | 4 | Conventional Hydroelectric | HY |  | S | 0.8 | 0.8 | 0.4 | N | 1906 |  |  | N | Electric Utility | 1 | X | WAT
Conventional Hydroelectric.WAT | hydro | TRUE | 8776 | City of Holyoke Gas and Electric Dept. | 1607 | Riverside Holyoke | MA | Hampden | 5 | Conventional Hydroelectric | HY |  | S | 0.6 | 0.6 | 0.4 | N | 1906 |  |  | N | Electric Utility | 1 | X | WAT
Conventional Hydroelectric.WAT | hydro | TRUE | 8776 | City of Holyoke Gas and Electric Dept. | 1607 | Riverside Holyoke | MA | Hampden | 7 | Conventional Hydroelectric | HY |  | S | 1.5 | 1.5 | 0.9 | N | 1922 |  |  | N | Electric Utility | 1 | X | WAT
Conventional Hydroelectric.WAT | hydro | TRUE | 8776 | City of Holyoke Gas and Electric Dept. | 1607 | Riverside Holyoke | MA | Hampden | 8 | Conventional Hydroelectric | HY |  | S | 4 | 4 | 2.7 | N | 1931 |  |  | N | Electric Utility | 1 | X | WAT
Petroleum Liquids.DFO | petroleum | TRUE | 13206 | Nantucket Electric Co | 1615 | Nantucket Hybrid | MA | Nantucket | 18 | Petroleum Liquids | GT |  | W | 13.5 | 15.4 | 7.3 | N | 2019 |  |  | N | Electric Utility | 1 | X | DFO
Petroleum Liquids.DFO | petroleum | TRUE | 13206 | Nantucket Electric Co | 1615 | Nantucket Hybrid | MA | Nantucket | 19 | Petroleum Liquids | IC |  | W | 1 | 1 | 0.1 | N | 2019 |  |  | N | Electric Utility | 1 | X | DFO
Batteries.MWH | battery storage | TRUE | 13206 | Nantucket Electric Co | 1615 | Nantucket Hybrid | MA | Nantucket | 20 | Batteries | BA |  | W | 6 | 6 | 0.1 | N | 2019 |  |  | N | Electric Utility | 1 | X | MWH
Conventional Hydroelectric.WAT | hydro | TRUE | 61122 | Great River Hydro, LLC | 1620 | Deerfield 5 | MA | Berkshire | GEN1 | Conventional Hydroelectric | HY |  | S | 13.9 | 13.9 | 6.5 | N | 1974 |  |  | N | IPP Non-CHP | 2 | X | WAT
Conventional Hydroelectric.WAT | hydro | TRUE | 58185 | FirstLight Power Resources, Inc. - MA | 1629 | Cabot | MA | Franklin | 1 | Conventional Hydroelectric | HY |  | S | 10.3 | 10.3 | 3 | N | 1915 |  |  | N | IPP Non-CHP | 2 | X | WAT
Conventional Hydroelectric.WAT | hydro | TRUE | 58185 | FirstLight Power Resources, Inc. - MA | 1629 | Cabot | MA | Franklin | 2 | Conventional Hydroelectric | HY |  | S | 10.3 | 10.3 | 3 | N | 1915 |  |  | N | IPP Non-CHP | 2 | X | WAT
Conventional Hydroelectric.WAT | hydro | TRUE | 58185 | FirstLight Power Resources, Inc. - MA | 1629 | Cabot | MA | Franklin | 3 | Conventional Hydroelectric | HY |  | S | 10.3 | 10.3 | 3 | N | 1916 |  |  | N | IPP Non-CHP | 2 | X | WAT
Conventional Hydroelectric.WAT | hydro | TRUE | 58185 | FirstLight Power Resources, Inc. - MA | 1629 | Cabot | MA | Franklin | 4 | Conventional Hydroelectric | HY |  | S | 10.3 | 10.3 | 3 | N | 1916 |  |  | N | IPP Non-CHP | 2 | X | WAT
Conventional Hydroelectric.WAT | hydro | TRUE | 58185 | FirstLight Power Resources, Inc. - MA | 1629 | Cabot | MA | Franklin | 5 | Conventional Hydroelectric | HY |  | S | 10.3 | 10.3 | 9 | N | 1917 |  |  | N | IPP Non-CHP | 2 | X | WAT
Conventional Hydroelectric.WAT | hydro | TRUE | 58185 | FirstLight Power Resources, Inc. - MA | 1629 | Cabot | MA | Franklin | 6 | Conventional Hydroelectric | HY |  | S | 10.3 | 10.3 | 9 | N | 1917 |  |  | N | IPP Non-CHP | 2 | X | WAT
Conventional Hydroelectric.WAT | hydro | TRUE | 8776 | City of Holyoke Gas and Electric Dept. | 1630 | Cobble Mountain | MA | Hampden | 1 | Conventional Hydroelectric | HY |  | W | 12.9 | 13 | 3 | N | 1930 |  |  | N | Electric Utility | 1 | X | WAT
Conventional Hydroelectric.WAT | hydro | TRUE | 8776 | City of Holyoke Gas and Electric Dept. | 1630 | Cobble Mountain | MA | Hampden | 2 | Conventional Hydroelectric | HY |  | W | 6.8 | 6.9 | 1 | N | 1930 |  |  | N | Electric Utility | 1 | X | WAT
Conventional Hydroelectric.WAT | hydro | TRUE | 8776 | City of Holyoke Gas and Electric Dept. | 1630 | Cobble Mountain | MA | Hampden | 3 | Conventional Hydroelectric | HY |  | W | 12.9 | 13 | 3 | N | 1930 |  |  | N | Electric Utility | 1 | X | WAT
Conventional Hydroelectric.WAT | hydro | TRUE | 61350 | Central Rivers Power MA, LLC | 1634 | Gardners Falls | MA | Franklin | GF2 | Conventional Hydroelectric | HY |  | S | 0.4 | 0.4 | 0.4 | N | 1964 |  |  | N | IPP Non-CHP | 2 | X | WAT
Conventional Hydroelectric.WAT | hydro | TRUE | 61350 | Central Rivers Power MA, LLC | 1634 | Gardners Falls | MA | Franklin | GF3 | Conventional Hydroelectric | HY |  | S | 0.9 | 0.9 | 0.8 | N | 1914 |  |  | N | IPP Non-CHP | 2 | X | WAT
Conventional Hydroelectric.WAT | hydro | TRUE | 61350 | Central Rivers Power MA, LLC | 1634 | Gardners Falls | MA | Franklin | GF4 | Conventional Hydroelectric | HY |  | S | 0.9 | 0.9 | 0.8 | N | 1914 |  |  | N | IPP Non-CHP | 2 | X | WAT
Conventional Hydroelectric.WAT | hydro | TRUE | 61350 | Central Rivers Power MA, LLC | 1634 | Gardners Falls | MA | Franklin | GF5 | Conventional Hydroelectric | HY |  | S | 1.3 | 1.3 | 1 | N | 1925 |  |  | N | IPP Non-CHP | 2 | X | WAT
Conventional Hydroelectric.WAT | hydro | TRUE | 61350 | Central Rivers Power MA, LLC | 1637 | Putts Bridge | MA | Hampden | PB2 | Conventional Hydroelectric | HY |  | S | 1.6 | 1.6 | 0.5 | N | 1918 |  |  | N | IPP Non-CHP | 2 | X | WAT
Conventional Hydroelectric.WAT | hydro | TRUE | 61350 | Central Rivers Power MA, LLC | 1637 | Putts Bridge | MA | Hampden | PB3 | Conventional Hydroelectric | HY |  | S | 1.6 | 1.6 | 0.5 | N | 1918 |  |  | N | IPP Non-CHP | 2 | X | WAT
Conventional Hydroelectric.WAT | hydro | TRUE | 61350 | Central Rivers Power MA, LLC | 1638 | Redbridge | MA | Hampden | RB3 | Conventional Hydroelectric | HY |  | S | 1.8 | 1.8 | 0.5 | N | 1934 |  |  | N | IPP Non-CHP | 2 | X | WAT
Conventional Hydroelectric.WAT | hydro | TRUE | 61350 | Central Rivers Power MA, LLC | 1638 | Redbridge | MA | Hampden | RB4 | Conventional Hydroelectric | HY |  | S | 1.8 | 1.8 | 0.5 | N | 1926 |  |  | N | IPP Non-CHP | 2 | X | WAT
Natural Gas Fired Combined Cycle.NG | natural gas combined cycle | TRUE | 2144 | Town of Braintree - (MA) | 1660 | Potter Station 2 | MA | Norfolk | CC2 | Natural Gas Fired Combined Cycle | CT | POT2 | J | 62.6 | 77.6 | 37 | N | 1977 | 1 | 2024 | N | Electric Utility | 1 | X | NG | DFO
Natural Gas Fired Combined Cycle.NG | natural gas combined cycle | TRUE | 2144 | Town of Braintree - (MA) | 1660 | Potter Station 2 | MA | Norfolk | CC3 | Natural Gas Fired Combined Cycle | CA | POT2 | J | 15.5 | 18.5 | 8 | N | 1977 | 1 | 2024 | N | Electric Utility | 1 | X | NG | DFO
Natural Gas Fired Combustion Turbine.NG | natural gas peaker | TRUE | 2144 | Town of Braintree - (MA) | 1660 | Potter Station 2 | MA | Norfolk | WAT1 | Natural Gas Fired Combustion Turbine | GT |  | S | 52.6 | 57.4 | 28 | N | 2009 |  |  | N | Electric Utility | 1 | X | NG | DFO
Natural Gas Fired Combustion Turbine.NG | natural gas peaker | TRUE | 2144 | Town of Braintree - (MA) | 1660 | Potter Station 2 | MA | Norfolk | WAT2 | Natural Gas Fired Combustion Turbine | GT |  | S | 52.6 | 57.4 | 28 | N | 2009 |  |  | N | Electric Utility | 1 | X | NG | DFO
Natural Gas Internal Combustion Engine.NG | natural gas peaker | TRUE | 9442 | Town of Ipswich - (MA) | 1670 | High Street Station | MA | Essex | 1 | Natural Gas Internal Combustion Engine | IC |  | S | 1.2 | 1.3 | 0.7 | N | 1986 |  |  | N | Electric Utility | 1 | X | NG | DFO
Natural Gas Internal Combustion Engine.NG | natural gas peaker | TRUE | 9442 | Town of Ipswich - (MA) | 1670 | High Street Station | MA | Essex | 10 | Natural Gas Internal Combustion Engine | IC |  | S | 1.2 | 1.3 | 0.7 | N | 1984 |  |  | N | Electric Utility | 1 | X | NG | DFO
Natural Gas Internal Combustion Engine.NG | natural gas peaker | TRUE | 9442 | Town of Ipswich - (MA) | 1670 | High Street Station | MA | Essex | 11 | Natural Gas Internal Combustion Engine | IC |  | S | 1.2 | 1.1 | 0.7 | N | 1982 |  |  | N | Electric Utility | 1 | X | NG | DFO
Natural Gas Internal Combustion Engine.NG | natural gas peaker | TRUE | 9442 | Town of Ipswich - (MA) | 1670 | High Street Station | MA | Essex | 12 | Natural Gas Internal Combustion Engine | IC |  | S | 1.2 | 1.3 | 0.7 | N | 1983 |  |  | N | Electric Utility | 1 | X | NG | DFO
Natural Gas Internal Combustion Engine.NG | natural gas peaker | TRUE | 9442 | Town of Ipswich - (MA) | 1670 | High Street Station | MA | Essex | 2 | Natural Gas Internal Combustion Engine | IC |  | S | 1.3 | 1.3 | 0.7 | N | 1954 |  |  | N | Electric Utility | 1 | X | NG | DFO
Natural Gas Internal Combustion Engine.NG | natural gas peaker | TRUE | 9442 | Town of Ipswich - (MA) | 1670 | High Street Station | MA | Essex | 6 | Natural Gas Internal Combustion Engine | IC |  | S | 1.2 | 1.2 | 0.7 | N | 1951 |  |  | N | Electric Utility | 1 | X | NG | DFO
Petroleum Liquids.DFO | petroleum | TRUE | 9442 | Town of Ipswich - (MA) | 1670 | High Street Station | MA | Essex | 7 | Petroleum Liquids | IC |  | S | 1.3 | 1.4 | 0.7 | N | 1956 |  |  | N | Electric Utility | 1 | X | DFO
Petroleum Liquids.DFO | petroleum | TRUE | 9442 | Town of Ipswich - (MA) | 1670 | High Street Station | MA | Essex | 8 | Petroleum Liquids | IC |  | S | 1.1 | 1.1 | 0.7 | N | 1960 |  |  | N | Electric Utility | 1 | X | DFO
Natural Gas Internal Combustion Engine.NG | natural gas peaker | TRUE | 9442 | Town of Ipswich - (MA) | 1670 | High Street Station | MA | Essex | 9 | Natural Gas Internal Combustion Engine | IC |  | S | 1.3 | 1.3 | 0.7 | N | 1961 |  |  | N | Electric Utility | 1 | X | NG | DFO
Natural Gas Fired Combustion Turbine.NG | natural gas peaker | TRUE | 14605 | City of Peabody - (MA) | 1678 | Waters River | MA | Essex | 1 | Natural Gas Fired Combustion Turbine | GT |  | S | 16 | 22 | 15 | N | 1971 | 6 | 2026 | N | Electric Utility | 1 | X | NG | DFO
Natural Gas Fired Combustion Turbine.NG | natural gas peaker | TRUE | 14605 | City of Peabody - (MA) | 1678 | Waters River | MA | Essex | 2 | Natural Gas Fired Combustion Turbine | GT |  | S | 30 | 44 | 20 | N | 1990 |  |  | N | Electric Utility | 1 | X | NG | DFO
Natural Gas Fired Combined Cycle.NG | natural gas combined cycle | TRUE | 18488 | City of Taunton | 1682 | Cleary Flood Hybrid | MA | Bristol | 9A | Natural Gas Fired Combined Cycle | CT | CC1 | J | 18 | 21.4 | 3 | N | 1976 |  |  | N | Electric Utility | 1 | X | NG | DFO
Batteries.MWH | battery storage | TRUE | 18488 | City of Taunton | 1682 | Cleary Flood Hybrid | MA | Bristol | BS1 | Batteries | BA |  | S | 2.9 | 3 | 0.1 | N | 2020 |  |  | N | Electric Utility | 1 | X | MWH
Natural Gas Fired Combined Cycle.NG | natural gas combined cycle | TRUE | 18488 | City of Taunton | 1682 | Cleary Flood Hybrid | MA | Bristol | CA9 | Natural Gas Fired Combined Cycle | CA | CC1 | J | 85 | 87 | 70 | N | 1975 |  |  | N | Electric Utility | 1 | X | NG | DFO
Conventional Hydroelectric.WAT | hydro | TRUE | 4254 | Consumers Energy Co - (MI) | 1693 | Alcona | MI | Alcona | 1 | Conventional Hydroelectric | HY |  | S | 1.4 | 1.5 | 0 | N | 1924 |  |  | N | Electric Utility | 1 | X | WAT
Conventional Hydroelectric.WAT | hydro | TRUE | 4254 | Consumers Energy Co - (MI) | 1693 | Alcona | MI | Alcona | 2 | Conventional Hydroelectric | HY |  | S | 1.4 | 1.5 | 0 | N | 1924 |  |  | N | Electric Utility | 1 | X | WAT
Conventional Hydroelectric.WAT | hydro | TRUE | 4254 | Consumers Energy Co - (MI) | 1694 | Allegan Dam | MI | Allegan | 1 | Conventional Hydroelectric | HY |  | S | 0.2 | 0.3 | 0 | N | 1935 |  |  | N | Electric Utility | 1 | X | WAT
Conventional Hydroelectric.WAT | hydro | TRUE | 4254 | Consumers Energy Co - (MI) | 1694 | Allegan Dam | MI | Allegan | 2 | Conventional Hydroelectric | HY |  | S | 0.4 | 0.6 | 0 | N | 1935 |  |  | N | Electric Utility | 1 | X | WAT
Conventional Hydroelectric.WAT | hydro | TRUE | 4254 | Consumers Energy Co - (MI) | 1694 | Allegan Dam | MI | Allegan | 3 | Conventional Hydroelectric | HY |  | S | 0.6 | 0.7 | 0 | N | 1945 |  |  | N | Electric Utility | 1 | X | WAT
Conventional Hydroelectric.WAT | hydro | TRUE | 4254 | Consumers Energy Co - (MI) | 1698 | C W Tippy | MI | Manistee | 1 | Conventional Hydroelectric | HY |  | S | 2.1 | 2.2 | 0 | N | 1918 |  |  | N | Electric Utility | 1 | X | WAT
Conventional Hydroelectric.WAT | hydro | TRUE | 4254 | Consumers Energy Co - (MI) | 1698 | C W Tippy | MI | Manistee | 2 | Conventional Hydroelectric | HY |  | S | 2.1 | 2.2 | 0 | N | 1918 |  |  | N | Electric Utility | 1 | X | WAT
Conventional Hydroelectric.WAT | hydro | TRUE | 4254 | Consumers Energy Co - (MI) | 1698 | C W Tippy | MI | Manistee | 3 | Conventional Hydroelectric | HY |  | S | 2.1 | 2.2 | 0 | N | 1918 |  |  | N | Electric Utility | 1 | X | WAT
Conventional Hydroelectric.WAT | hydro | TRUE | 4254 | Consumers Energy Co - (MI) | 1700 | Cooke | MI | Iosco | 1 | Conventional Hydroelectric | HY |  | S | 1.5 | 1.5 | 0 | N | 1911 |  |  | N | Electric Utility | 1 | X | WAT
Conventional Hydroelectric.WAT | hydro | TRUE | 4254 | Consumers Energy Co - (MI) | 1700 | Cooke | MI | Iosco | 2 | Conventional Hydroelectric | HY |  | S | 2.9 | 2.9 | 0 | N | 1911 |  |  | N | Electric Utility | 1 | X | WAT
Conventional Hydroelectric.WAT | hydro | TRUE | 4254 | Consumers Energy Co - (MI) | 1700 | Cooke | MI | Iosco | 3 | Conventional Hydroelectric | HY |  | S | 2.7 | 2.7 | 0 | N | 1911 |  |  | N | Electric Utility | 1 | X | WAT
Conventional Hydroelectric.WAT | hydro | TRUE | 4254 | Consumers Energy Co - (MI) | 1701 | Croton | MI | Newaygo | 1 | Conventional Hydroelectric | HY |  | S | 1.1 | 1.5 | 0 | N | 1907 |  |  | N | Electric Utility | 1 | X | WAT
Conventional Hydroelectric.WAT | hydro | TRUE | 4254 | Consumers Energy Co - (MI) | 1701 | Croton | MI | Newaygo | 2 | Conventional Hydroelectric | HY |  | S | 1.1 | 1.5 | 0 | N | 1907 |  |  | N | Electric Utility | 1 | X | WAT
Conventional Hydroelectric.WAT | hydro | TRUE | 4254 | Consumers Energy Co - (MI) | 1701 | Croton | MI | Newaygo | 3 | Conventional Hydroelectric | HY |  | S | 0.5 | 0.7 | 0 | N | 1915 |  |  | N | Electric Utility | 1 | X | WAT
Conventional Hydroelectric.WAT | hydro | TRUE | 4254 | Consumers Energy Co - (MI) | 1701 | Croton | MI | Newaygo | 4 | Conventional Hydroelectric | HY |  | S | 0.6 | 0.8 | 0 | N | 1912 |  |  | N | Electric Utility | 1 | X | WAT
Natural Gas Steam Turbine.NG | natural gas steam turbine | TRUE | 4254 | Consumers Energy Co - (MI) | 1702 | Dan E Karn | MI | Bay | 3 | Natural Gas Steam Turbine | ST |  | S | 593.5 | 613 | 60 | N | 1975 |  |  | N | Electric Utility | 1 | X | NG | RFO | DFO
Natural Gas Steam Turbine.NG | natural gas steam turbine | TRUE | 4254 | Consumers Energy Co - (MI) | 1702 | Dan E Karn | MI | Bay | 4 | Natural Gas Steam Turbine | ST |  | S | 606.3 | 627 | 60 | N | 1977 |  |  | N | Electric Utility | 1 | X | NG | RFO | DFO
Conventional Hydroelectric.WAT | hydro | TRUE | 4254 | Consumers Energy Co - (MI) | 1704 | Five Channels | MI | Iosco | 1 | Conventional Hydroelectric | HY |  | S | 3.2 | 3.2 | 0 | N | 1912 |  |  | N | Electric Utility | 1 | X | WAT
Conventional Hydroelectric.WAT | hydro | TRUE | 4254 | Consumers Energy Co - (MI) | 1704 | Five Channels | MI | Iosco | 2 | Conventional Hydroelectric | HY |  | S | 3.1 | 3.1 | 0 | N | 1912 |  |  | N | Electric Utility | 1 | X | WAT
Conventional Hydroelectric.WAT | hydro | TRUE | 4254 | Consumers Energy Co - (MI) | 1705 | Foote | MI | Iosco | 1 | Conventional Hydroelectric | HY |  | S | 1 | 1.1 | 0 | N | 1918 |  |  | N | Electric Utility | 1 | X | WAT
Conventional Hydroelectric.WAT | hydro | TRUE | 4254 | Consumers Energy Co - (MI) | 1705 | Foote | MI | Iosco | 2 | Conventional Hydroelectric | HY |  | S | 1 | 1.1 | 0 | N | 1918 |  |  | N | Electric Utility | 1 | X | WAT
Conventional Hydroelectric.WAT | hydro | TRUE | 4254 | Consumers Energy Co - (MI) | 1705 | Foote | MI | Iosco | 3 | Conventional Hydroelectric | HY |  | S | 1 | 1.1 | 0 | N | 1918 |  |  | N | Electric Utility | 1 | X | WAT
Conventional Hydroelectric.WAT | hydro | TRUE | 4254 | Consumers Energy Co - (MI) | 1707 | Hardy | MI | Newaygo | 1 | Conventional Hydroelectric | HY |  | S | 10.6 | 10.5 | 0 | N | 1931 |  |  | N | Electric Utility | 1 | X | WAT
Conventional Hydroelectric.WAT | hydro | TRUE | 4254 | Consumers Energy Co - (MI) | 1707 | Hardy | MI | Newaygo | 2 | Conventional Hydroelectric | HY |  | S | 10.7 | 10.6 | 0 | N | 1931 |  |  | N | Electric Utility | 1 | X | WAT
Conventional Hydroelectric.WAT | hydro | TRUE | 4254 | Consumers Energy Co - (MI) | 1707 | Hardy | MI | Newaygo | 3 | Conventional Hydroelectric | HY |  | S | 12.1 | 12.1 | 0 | N | 1931 |  |  | N | Electric Utility | 1 | X | WAT
Conventional Hydroelectric.WAT | hydro | TRUE | 4254 | Consumers Energy Co - (MI) | 1708 | Hodenpyl | MI | Wexford | 1 | Conventional Hydroelectric | HY |  | S | 2.1 | 2.4 | 0 | N | 1925 |  |  | N | Electric Utility | 1 | X | WAT
Conventional Hydroelectric.WAT | hydro | TRUE | 4254 | Consumers Energy Co - (MI) | 1708 | Hodenpyl | MI | Wexford | 2 | Conventional Hydroelectric | HY |  | S | 2.1 | 2.4 | 0 | N | 1925 |  |  | N | Electric Utility | 1 | X | WAT
Conventional Steam Coal.SUB | hard coal | TRUE | 4254 | Consumers Energy Co - (MI) | 1710 | J H Campbell | MI | Ottawa | 1 | Conventional Steam Coal | ST |  | S | 260 | 260 | 100 | N | 1962 | 5 | 2025 | N | Electric Utility | 1 | X | SUB
Conventional Steam Coal.SUB | hard coal | TRUE | 4254 | Consumers Energy Co - (MI) | 1710 | J H Campbell | MI | Ottawa | 2 | Conventional Steam Coal | ST |  | S | 355.5 | 365.9 | 100 | N | 1967 | 5 | 2025 | N | Electric Utility | 1 | X | SUB | DFO | BIT
Conventional Steam Coal.SUB | hard coal | TRUE | 4254 | Consumers Energy Co - (MI) | 1710 | J H Campbell | MI | Ottawa | 3 | Conventional Steam Coal | ST |  | J | 784.6 | 784.7 | 350 | N | 1980 | 5 | 2025 | N | Electric Utility | 1 | X | SUB
Conventional Hydroelectric.WAT | hydro | TRUE | 4254 | Consumers Energy Co - (MI) | 1712 | Loud | MI | Iosco | 1 | Conventional Hydroelectric | HY |  | S | 2.5 | 2.5 | 0 | N | 1913 |  |  | N | Electric Utility | 1 | X | WAT
Conventional Hydroelectric.WAT | hydro | TRUE | 4254 | Consumers Energy Co - (MI) | 1712 | Loud | MI | Iosco | 2 | Conventional Hydroelectric | HY |  | S | 2.5 | 2.4 | 0 | N | 1913 |  |  | N | Electric Utility | 1 | X | WAT
Hydroelectric Pumped Storage.WAT | other | TRUE | 4254 | Consumers Energy Co - (MI) | 1713 | Ludington | MI | Mason | 1 | Hydroelectric Pumped Storage | PS |  | J | 362.9 | 365.8 | 240 | N | 1973 |  |  | N | Electric Utility | 1 | X | WAT
Hydroelectric Pumped Storage.WAT | other | TRUE | 4254 | Consumers Energy Co - (MI) | 1713 | Ludington | MI | Mason | 2 | Hydroelectric Pumped Storage | PS |  | J | 363.3 | 366.2 | 240 | N | 1973 |  |  | N | Electric Utility | 1 | X | WAT
Hydroelectric Pumped Storage.WAT | other | TRUE | 4254 | Consumers Energy Co - (MI) | 1713 | Ludington | MI | Mason | 3 | Hydroelectric Pumped Storage | PS |  | J | 363.7 | 366.6 | 240 | N | 1973 |  |  | N | Electric Utility | 1 | X | WAT
Hydroelectric Pumped Storage.WAT | other | TRUE | 4254 | Consumers Energy Co - (MI) | 1713 | Ludington | MI | Mason | 4 | Hydroelectric Pumped Storage | PS |  | J | 369.2 | 372.1 | 240 | N | 1973 |  |  | N | Electric Utility | 1 | X | WAT
Hydroelectric Pumped Storage.WAT | other | TRUE | 4254 | Consumers Energy Co - (MI) | 1713 | Ludington | MI | Mason | 5 | Hydroelectric Pumped Storage | PS |  | J | 363 | 365.9 | 240 | N | 1973 |  |  | N | Electric Utility | 1 | X | WAT
Hydroelectric Pumped Storage.WAT | other | TRUE | 4254 | Consumers Energy Co - (MI) | 1713 | Ludington | MI | Mason | 6 | Hydroelectric Pumped Storage | PS |  | J | 363.5 | 366.4 | 240 | N | 1973 |  |  | N | Electric Utility | 1 | X | WAT
Conventional Hydroelectric.WAT | hydro | TRUE | 4254 | Consumers Energy Co - (MI) | 1714 | Mio | MI | Oscoda | 1 | Conventional Hydroelectric | HY |  | S | 0.7 | 0.8 | 0 | N | 1916 |  |  | N | Electric Utility | 1 | X | WAT
Conventional Hydroelectric.WAT | hydro | TRUE | 4254 | Consumers Energy Co - (MI) | 1714 | Mio | MI | Oscoda | 2 | Conventional Hydroelectric | HY |  | S | 0.7 | 0.8 | 0 | N | 1916 |  |  | N | Electric Utility | 1 | X | WAT
Conventional Hydroelectric.WAT | hydro | TRUE | 4254 | Consumers Energy Co - (MI) | 1716 | Rogers | MI | Mecosta | 1 | Conventional Hydroelectric | HY |  | S | 0.6 | 0.8 | 0 | N | 1922 |  |  | N | Electric Utility | 1 | X | WAT
Conventional Hydroelectric.WAT | hydro | TRUE | 4254 | Consumers Energy Co - (MI) | 1716 | Rogers | MI | Mecosta | 2 | Conventional Hydroelectric | HY |  | S | 0.6 | 0.8 | 0 | N | 1922 |  |  | N | Electric Utility | 1 | X | WAT
Conventional Hydroelectric.WAT | hydro | TRUE | 4254 | Consumers Energy Co - (MI) | 1716 | Rogers | MI | Mecosta | 3 | Conventional Hydroelectric | HY |  | S | 0.6 | 0.8 | 0 | N | 1922 |  |  | N | Electric Utility | 1 | X | WAT
Conventional Hydroelectric.WAT | hydro | TRUE | 4254 | Consumers Energy Co - (MI) | 1716 | Rogers | MI | Mecosta | 4 | Conventional Hydroelectric | HY |  | S | 0.6 | 0.8 | 0 | N | 1922 |  |  | N | Electric Utility | 1 | X | WAT
Conventional Hydroelectric.WAT | hydro | TRUE | 4254 | Consumers Energy Co - (MI) | 1722 | Webber | MI | Ionia | 1 | Conventional Hydroelectric | HY |  | S | 0.8 | 1.2 | 0 | N | 1907 |  |  | N | Electric Utility | 1 | X | WAT
Conventional Hydroelectric.WAT | hydro | TRUE | 4254 | Consumers Energy Co - (MI) | 1722 | Webber | MI | Ionia | 2 | Conventional Hydroelectric | HY |  | S | 0.3 | 0.4 | 0 | N | 1949 |  |  | N | Electric Utility | 1 | X | WAT
Petroleum Liquids.DFO | petroleum | TRUE | 5109 | DTE Electric Company | 1725 | Colfax | MI | Livingston | 1 | Petroleum Liquids | IC |  | S | 2 | 2 | 0.6 | N | 1969 |  |  | N | Electric Utility | 1 | X | DFO
Petroleum Liquids.DFO | petroleum | TRUE | 5109 | DTE Electric Company | 1725 | Colfax | MI | Livingston | 2 | Petroleum Liquids | IC |  | S | 3 | 3 | 0.6 | N | 1969 |  |  | N | Electric Utility | 1 | X | DFO
Petroleum Liquids.DFO | petroleum | TRUE | 5109 | DTE Electric Company | 1725 | Colfax | MI | Livingston | 3 | Petroleum Liquids | IC |  | S | 3 | 3 | 0.6 | N | 1969 |  |  | N | Electric Utility | 1 | X | DFO
Petroleum Liquids.DFO | petroleum | TRUE | 5109 | DTE Electric Company | 1725 | Colfax | MI | Livingston | 4 | Petroleum Liquids | IC |  | S | 3 | 3 | 0.6 | N | 1969 |  |  | N | Electric Utility | 1 | X | DFO
Petroleum Liquids.DFO | petroleum | TRUE | 5109 | DTE Electric Company | 1725 | Colfax | MI | Livingston | 5 | Petroleum Liquids | IC |  | S | 3 | 3 | 0.6 | N | 1969 |  |  | N | Electric Utility | 1 | X | DFO
Natural Gas Fired Combustion Turbine.NG | natural gas peaker | TRUE | 5109 | DTE Electric Company | 1728 | Delray | MI | Wayne | 11-1 | Natural Gas Fired Combustion Turbine | GT |  | S | 64 | 80 | 35 | N | 2000 |  |  | N | Electric Utility | 1 | X | NG
Natural Gas Fired Combustion Turbine.NG | natural gas peaker | TRUE | 5109 | DTE Electric Company | 1728 | Delray | MI | Wayne | 12-1 | Natural Gas Fired Combustion Turbine | GT |  | S | 63 | 79 | 35 | N | 2000 |  |  | N | Electric Utility | 1 | X | NG
Nuclear.NUC | nuclear | TRUE | 5109 | DTE Electric Company | 1729 | Fermi | MI | Monroe | 2 | Nuclear | ST |  | S | 1141 | 1161 | 690 | N | 1988 |  |  | N | Electric Utility | 1 | X | NUC
Petroleum Liquids.DFO | petroleum | TRUE | 5109 | DTE Electric Company | 1729 | Fermi | MI | Monroe | 3 | Petroleum Liquids | GT |  | S | 13 | 19 | 4 | N | 1966 |  |  | N | Electric Utility | 1 | X | DFO
Petroleum Liquids.DFO | petroleum | TRUE | 5109 | DTE Electric Company | 1729 | Fermi | MI | Monroe | 4 | Petroleum Liquids | GT |  | S | 12 | 18 | 4 | N | 1966 |  |  | N | Electric Utility | 1 | X | DFO
Petroleum Liquids.DFO | petroleum | TRUE | 5109 | DTE Electric Company | 1729 | Fermi | MI | Monroe | GT1 | Petroleum Liquids | GT |  | S | 13 | 19 | 4 | N | 1966 |  |  | N | Electric Utility | 1 | X | DFO
Petroleum Liquids.DFO | petroleum | TRUE | 5109 | DTE Electric Company | 1729 | Fermi | MI | Monroe | GT2 | Petroleum Liquids | GT |  | S | 13 | 19 | 4 | N | 1966 |  |  | N | Electric Utility | 1 | X | DFO
Natural Gas Fired Combustion Turbine.NG | natural gas peaker | TRUE | 5109 | DTE Electric Company | 1730 | Hancock | MI | Oakland | 1 | Natural Gas Fired Combustion Turbine | GT |  | S | 11 | 18 | 3 | N | 1967 |  |  | N | Electric Utility | 1 | X | NG
Natural Gas Fired Combustion Turbine.NG | natural gas peaker | TRUE | 5109 | DTE Electric Company | 1730 | Hancock | MI | Oakland | 3 | Natural Gas Fired Combustion Turbine | GT |  | S | 17 | 22 | 3 | N | 1967 |  |  | N | Electric Utility | 1 | X | NG
Natural Gas Fired Combustion Turbine.NG | natural gas peaker | TRUE | 5109 | DTE Electric Company | 1730 | Hancock | MI | Oakland | 5 | Natural Gas Fired Combustion Turbine | GT |  | S | 32 | 42 | 4 | N | 1970 |  |  | N | Electric Utility | 1 | X | NG
Natural Gas Fired Combustion Turbine.NG | natural gas peaker | TRUE | 5109 | DTE Electric Company | 1730 | Hancock | MI | Oakland | 6 | Natural Gas Fired Combustion Turbine | GT |  | S | 33 | 42 | 4 | N | 1966 |  |  | N | Electric Utility | 1 | X | NG
Conventional Steam Coal.SUB | hard coal | TRUE | 5109 | DTE Electric Company | 1733 | Monroe (MI) | MI | Monroe | 1 | Conventional Steam Coal | ST |  | S | 758 | 758 | 280 | N | 1971 | 12 | 2032 | N | Electric Utility | 1 | X | SUB | RC | BIT | PC | DFO
Conventional Steam Coal.SUB | hard coal | TRUE | 5109 | DTE Electric Company | 1733 | Monroe (MI) | MI | Monroe | 2 | Conventional Steam Coal | ST |  | S | 773 | 783 | 280 | N | 1973 | 12 | 2032 | N | Electric Utility | 1 | X | SUB | RC | BIT | PC | DFO
Conventional Steam Coal.SUB | hard coal | TRUE | 5109 | DTE Electric Company | 1733 | Monroe (MI) | MI | Monroe | 3 | Conventional Steam Coal | ST |  | S | 773 | 783 | 280 | N | 1973 | 12 | 2028 | N | Electric Utility | 1 | X | SUB | RC | BIT | PC | DFO
Conventional Steam Coal.SUB | hard coal | TRUE | 5109 | DTE Electric Company | 1733 | Monroe (MI) | MI | Monroe | 4 | Conventional Steam Coal | ST |  | S | 762 | 762 | 280 | N | 1974 | 12 | 2028 | N | Electric Utility | 1 | X | SUB | BIT | PC | RC | DFO
Petroleum Liquids.DFO | petroleum | TRUE | 5109 | DTE Electric Company | 1733 | Monroe (MI) | MI | Monroe | IC1 | Petroleum Liquids | IC |  | S | 2 | 2 | 0.6 | N | 1969 |  |  | N | Electric Utility | 1 | X | DFO
Petroleum Liquids.DFO | petroleum | TRUE | 5109 | DTE Electric Company | 1733 | Monroe (MI) | MI | Monroe | IC2 | Petroleum Liquids | IC |  | S | 3 | 3 | 0.6 | N | 1969 |  |  | N | Electric Utility | 1 | X | DFO
Petroleum Liquids.DFO | petroleum | TRUE | 5109 | DTE Electric Company | 1733 | Monroe (MI) | MI | Monroe | IC3 | Petroleum Liquids | IC |  | S | 3 | 3 | 0.6 | N | 1969 |  |  | N | Electric Utility | 1 | X | DFO
Petroleum Liquids.DFO | petroleum | TRUE | 5109 | DTE Electric Company | 1733 | Monroe (MI) | MI | Monroe | IC4 | Petroleum Liquids | IC |  | S | 3 | 3 | 0.6 | N | 1969 |  |  | N | Electric Utility | 1 | X | DFO
Petroleum Liquids.DFO | petroleum | TRUE | 5109 | DTE Electric Company | 1733 | Monroe (MI) | MI | Monroe | IC5 | Petroleum Liquids | IC |  | S | 3 | 3 | 0.6 | N | 1969 |  |  | N | Electric Utility | 1 | X | DFO
Natural Gas Fired Combustion Turbine.NG | natural gas peaker | TRUE | 5109 | DTE Electric Company | 1734 | Northeast (MI) | MI | Macomb | 1 | Natural Gas Fired Combustion Turbine | GT |  | S | 15 | 20 | 7 | N | 1967 |  |  | N | Electric Utility | 1 | X | NG
Natural Gas Fired Combustion Turbine.NG | natural gas peaker | TRUE | 5109 | DTE Electric Company | 1734 | Northeast (MI) | MI | Macomb | 2 | Natural Gas Fired Combustion Turbine | GT |  | S | 15 | 20 | 6.5 | N | 1966 |  |  | N | Electric Utility | 1 | X | NG
Natural Gas Fired Combustion Turbine.NG | natural gas peaker | TRUE | 5109 | DTE Electric Company | 1734 | Northeast (MI) | MI | Macomb | 3 | Natural Gas Fired Combustion Turbine | GT |  | S | 14 | 20 | 6.5 | N | 1966 |  |  | N | Electric Utility | 1 | X | NG
Natural Gas Fired Combustion Turbine.NG | natural gas peaker | TRUE | 5109 | DTE Electric Company | 1734 | Northeast (MI) | MI | Macomb | 4 | Natural Gas Fired Combustion Turbine | GT |  | S | 15 | 20 | 6.5 | N | 1966 |  |  | N | Electric Utility | 1 | X | NG
Natural Gas Fired Combustion Turbine.NG | natural gas peaker | TRUE | 5109 | DTE Electric Company | 1734 | Northeast (MI) | MI | Macomb | 5 | Natural Gas Fired Combustion Turbine | GT |  | S | 18 | 24 | 8 | N | 1971 |  |  | N | Electric Utility | 1 | X | NG | DFO
Petroleum Liquids.DFO | petroleum | TRUE | 5109 | DTE Electric Company | 1734 | Northeast (MI) | MI | Macomb | 6 | Petroleum Liquids | GT |  | S | 19 | 23 | 8 | N | 1971 |  |  | N | Electric Utility | 1 | X | DFO
Petroleum Liquids.DFO | petroleum | TRUE | 5109 | DTE Electric Company | 1734 | Northeast (MI) | MI | Macomb | 7 | Petroleum Liquids | GT |  | S | 20 | 23 | 8 | N | 1971 |  |  | N | Electric Utility | 1 | X | DFO
Petroleum Liquids.DFO | petroleum | TRUE | 5109 | DTE Electric Company | 1735 | Oliver | MI | Huron | 1 | Petroleum Liquids | IC |  | S | 2 | 2 | 0.6 | N | 1970 |  |  | N | Electric Utility | 1 | X | DFO
Petroleum Liquids.DFO | petroleum | TRUE | 5109 | DTE Electric Company | 1735 | Oliver | MI | Huron | 2 | Petroleum Liquids | IC |  | S | 3 | 3 | 0.6 | N | 1970 |  |  | N | Electric Utility | 1 | X | DFO
Petroleum Liquids.DFO | petroleum | TRUE | 5109 | DTE Electric Company | 1735 | Oliver | MI | Huron | 3 | Petroleum Liquids | IC |  | S | 3 | 3 | 0.6 | N | 1970 |  |  | N | Electric Utility | 1 | X | DFO
Petroleum Liquids.DFO | petroleum | TRUE | 5109 | DTE Electric Company | 1735 | Oliver | MI | Huron | 4 | Petroleum Liquids | IC |  | S | 3 | 3 | 0.6 | N | 1970 |  |  | N | Electric Utility | 1 | X | DFO
Petroleum Liquids.DFO | petroleum | TRUE | 5109 | DTE Electric Company | 1735 | Oliver | MI | Huron | 5 | Petroleum Liquids | IC |  | S | 3 | 3 | 0.6 | N | 1970 |  |  | N | Electric Utility | 1 | X | DFO
Petroleum Liquids.DFO | petroleum | TRUE | 5109 | DTE Electric Company | 1737 | Placid 12 | MI | Oakland | 1 | Petroleum Liquids | IC |  | S | 2 | 2 | 0.6 | N | 1970 |  |  | N | Electric Utility | 1 | X | DFO
Petroleum Liquids.DFO | petroleum | TRUE | 5109 | DTE Electric Company | 1737 | Placid 12 | MI | Oakland | 2 | Petroleum Liquids | IC |  | S | 3 | 3 | 0.6 | N | 1970 |  |  | N | Electric Utility | 1 | X | DFO
Petroleum Liquids.DFO | petroleum | TRUE | 5109 | DTE Electric Company | 1737 | Placid 12 | MI | Oakland | 3 | Petroleum Liquids | IC |  | S | 3 | 3 | 0.6 | N | 1970 |  |  | N | Electric Utility | 1 | X | DFO
Petroleum Liquids.DFO | petroleum | TRUE | 5109 | DTE Electric Company | 1737 | Placid 12 | MI | Oakland | 4 | Petroleum Liquids | IC |  | S | 3 | 3 | 0.6 | N | 1970 |  |  | N | Electric Utility | 1 | X | DFO
Petroleum Liquids.DFO | petroleum | TRUE | 5109 | DTE Electric Company | 1737 | Placid 12 | MI | Oakland | 5 | Petroleum Liquids | IC |  | S | 3 | 3 | 0.6 | N | 1970 |  |  | N | Electric Utility | 1 | X | DFO
Petroleum Liquids.DFO | petroleum | TRUE | 5109 | DTE Electric Company | 1739 | Putnam (MI) | MI | Oakland | 1 | Petroleum Liquids | IC |  | S | 2 | 2 | 0.6 | N | 1971 |  |  | N | Electric Utility | 1 | X | DFO
Petroleum Liquids.DFO | petroleum | TRUE | 5109 | DTE Electric Company | 1739 | Putnam (MI) | MI | Oakland | 2 | Petroleum Liquids | IC |  | S | 3 | 3 | 0.6 | N | 1971 |  |  | N | Electric Utility | 1 | X | DFO
Petroleum Liquids.DFO | petroleum | TRUE | 5109 | DTE Electric Company | 1739 | Putnam (MI) | MI | Oakland | 3 | Petroleum Liquids | IC |  | S | 3 | 3 | 0.6 | N | 1971 |  |  | N | Electric Utility | 1 | X | DFO
Petroleum Liquids.DFO | petroleum | TRUE | 5109 | DTE Electric Company | 1739 | Putnam (MI) | MI | Oakland | 4 | Petroleum Liquids | IC |  | S | 3 | 3 | 0.6 | N | 1971 |  |  | N | Electric Utility | 1 | X | DFO
Petroleum Liquids.DFO | petroleum | TRUE | 5109 | DTE Electric Company | 1739 | Putnam (MI) | MI | Oakland | 5 | Petroleum Liquids | IC |  | S | 3 | 3 | 0.6 | N | 1971 |  |  | N | Electric Utility | 1 | X | DFO
Petroleum Liquids.DFO | petroleum | TRUE | 5109 | DTE Electric Company | 1740 | River Rouge | MI | Wayne | IC1 | Petroleum Liquids | IC |  | S | 2 | 2 | 0.8 | N | 1967 |  |  | N | Electric Utility | 1 | X | DFO
Petroleum Liquids.DFO | petroleum | TRUE | 5109 | DTE Electric Company | 1740 | River Rouge | MI | Wayne | IC2 | Petroleum Liquids | IC |  | S | 3 | 3 | 0.8 | N | 1967 |  |  | N | Electric Utility | 1 | X | DFO
Petroleum Liquids.DFO | petroleum | TRUE | 5109 | DTE Electric Company | 1740 | River Rouge | MI | Wayne | IC3 | Petroleum Liquids | IC |  | S | 3 | 3 | 0.8 | N | 1967 |  |  | N | Electric Utility | 1 | X | DFO
Petroleum Liquids.DFO | petroleum | TRUE | 5109 | DTE Electric Company | 1740 | River Rouge | MI | Wayne | IC4 | Petroleum Liquids | IC |  | S | 3 | 3 | 0.8 | N | 1967 |  |  | N | Electric Utility | 1 | X | DFO
Natural Gas Fired Combustion Turbine.NG | natural gas peaker | TRUE | 5109 | DTE Electric Company | 1743 | St Clair | MI | St Clair | 11 | Natural Gas Fired Combustion Turbine | GT |  | S | 19 | 23 | 3 | N | 1968 |  |  | N | Electric Utility | 1 | X | NG | DFO
Petroleum Liquids.DFO | petroleum | TRUE | 5109 | DTE Electric Company | 1743 | St Clair | MI | St Clair | 12A | Petroleum Liquids | IC |  | S | 2 | 2 | 0.6 | N | 1970 |  |  | N | Electric Utility | 1 | X | DFO
Petroleum Liquids.DFO | petroleum | TRUE | 5109 | DTE Electric Company | 1743 | St Clair | MI | St Clair | 12B | Petroleum Liquids | IC |  | S | 3 | 3 | 0.6 | N | 1970 |  |  | N | Electric Utility | 1 | X | DFO
Petroleum Liquids.DFO | petroleum | TRUE | 5109 | DTE Electric Company | 1744 | Superior | MI | Washtenaw | 1 | Petroleum Liquids | GT |  | S | 13 | 19 | 5 | N | 1966 |  |  | N | Electric Utility | 1 | X | DFO
Petroleum Liquids.DFO | petroleum | TRUE | 5109 | DTE Electric Company | 1744 | Superior | MI | Washtenaw | 2 | Petroleum Liquids | GT |  | S | 13 | 19 | 5 | N | 1966 |  |  | N | Electric Utility | 1 | X | DFO
Petroleum Liquids.DFO | petroleum | TRUE | 5109 | DTE Electric Company | 1744 | Superior | MI | Washtenaw | 3 | Petroleum Liquids | GT |  | S | 12 | 18 | 5 | N | 1966 |  |  | N | Electric Utility | 1 | X | DFO
Petroleum Liquids.DFO | petroleum | TRUE | 5109 | DTE Electric Company | 1744 | Superior | MI | Washtenaw | 4 | Petroleum Liquids | GT |  | S | 14 | 20 | 5 | N | 1966 |  |  | N | Electric Utility | 1 | X | DFO
Petroleum Liquids.DFO | petroleum | TRUE | 5109 | DTE Electric Company | 1746 | Wilmot | MI | Tuscola | 1 | Petroleum Liquids | IC |  | S | 2 | 2 | 0.6 | N | 1968 |  |  | N | Electric Utility | 1 | X | DFO
Petroleum Liquids.DFO | petroleum | TRUE | 5109 | DTE Electric Company | 1746 | Wilmot | MI | Tuscola | 2 | Petroleum Liquids | IC |  | S | 3 | 3 | 0.6 | N | 1968 |  |  | N | Electric Utility | 1 | X | DFO
Petroleum Liquids.DFO | petroleum | TRUE | 5109 | DTE Electric Company | 1746 | Wilmot | MI | Tuscola | 3 | Petroleum Liquids | IC |  | S | 3 | 3 | 0.6 | N | 1968 |  |  | N | Electric Utility | 1 | X | DFO
Petroleum Liquids.DFO | petroleum | TRUE | 5109 | DTE Electric Company | 1746 | Wilmot | MI | Tuscola | 4 | Petroleum Liquids | IC |  | S | 3 | 3 | 0.6 | N | 1968 |  |  | N | Electric Utility | 1 | X | DFO
Petroleum Liquids.DFO | petroleum | TRUE | 5109 | DTE Electric Company | 1746 | Wilmot | MI | Tuscola | 5 | Petroleum Liquids | IC |  | S | 3 | 3 | 0.6 | N | 1968 |  |  | N | Electric Utility | 1 | X | DFO
Petroleum Liquids.DFO | petroleum | TRUE | 3828 | Cloverland Electric Co-op | 1750 | Manistique | MI | Schoolcraft | 1 | Petroleum Liquids | IC |  | S | 2 | 2 | 2 | N | 1960 |  |  | N | Electric Utility | 1 | X | DFO
Petroleum Liquids.DFO | petroleum | TRUE | 3828 | Cloverland Electric Co-op | 1750 | Manistique | MI | Schoolcraft | 2 | Petroleum Liquids | IC |  | S | 2.8 | 2.8 | 2.8 | N | 1972 |  |  | N | Electric Utility | 1 | X | DFO
Conventional Hydroelectric.WAT | hydro | TRUE | 3828 | Cloverland Electric Co-op | 1751 | Edison Sault | MI | Chippewa | 10 | Conventional Hydroelectric | HY |  | S | 0.4 | 0.3 | 0.4 | N | 1963 |  |  | N | Electric Utility | 1 | X | WAT
Conventional Hydroelectric.WAT | hydro | TRUE | 3828 | Cloverland Electric Co-op | 1751 | Edison Sault | MI | Chippewa | 11 | Conventional Hydroelectric | HY |  | S | 0.4 | 0.3 | 0.4 | N | 1963 |  |  | N | Electric Utility | 1 | X | WAT
Conventional Hydroelectric.WAT | hydro | TRUE | 3828 | Cloverland Electric Co-op | 1751 | Edison Sault | MI | Chippewa | 12 | Conventional Hydroelectric | HY |  | S | 0.4 | 0.3 | 0.4 | N | 1963 |  |  | N | Electric Utility | 1 | X | WAT
Conventional Hydroelectric.WAT | hydro | TRUE | 3828 | Cloverland Electric Co-op | 1751 | Edison Sault | MI | Chippewa | 13 | Conventional Hydroelectric | HY |  | S | 0.4 | 0.3 | 0.4 | N | 1963 |  |  | N | Electric Utility | 1 | X | WAT
Conventional Hydroelectric.WAT | hydro | TRUE | 3828 | Cloverland Electric Co-op | 1751 | Edison Sault | MI | Chippewa | 14 | Conventional Hydroelectric | HY |  | S | 0.4 | 0.3 | 0.4 | N | 1963 |  |  | N | Electric Utility | 1 | X | WAT
Conventional Hydroelectric.WAT | hydro | TRUE | 3828 | Cloverland Electric Co-op | 1751 | Edison Sault | MI | Chippewa | 15 | Conventional Hydroelectric | HY |  | S | 0.4 | 0.3 | 0.4 | N | 1963 |  |  | N | Electric Utility | 1 | X | WAT
Conventional Hydroelectric.WAT | hydro | TRUE | 3828 | Cloverland Electric Co-op | 1751 | Edison Sault | MI | Chippewa | 16 | Conventional Hydroelectric | HY |  | S | 0.4 | 0.3 | 0.4 | N | 1963 |  |  | N | Electric Utility | 1 | X | WAT
Conventional Hydroelectric.WAT | hydro | TRUE | 3828 | Cloverland Electric Co-op | 1751 | Edison Sault | MI | Chippewa | 17 | Conventional Hydroelectric | HY |  | S | 0.4 | 0.3 | 0.4 | N | 1963 |  |  | N | Electric Utility | 1 | X | WAT
Conventional Hydroelectric.WAT | hydro | TRUE | 3828 | Cloverland Electric Co-op | 1751 | Edison Sault | MI | Chippewa | 18 | Conventional Hydroelectric | HY |  | S | 0.4 | 0.3 | 0.4 | N | 1963 |  |  | N | Electric Utility | 1 | X | WAT
Conventional Hydroelectric.WAT | hydro | TRUE | 3828 | Cloverland Electric Co-op | 1751 | Edison Sault | MI | Chippewa | 19 | Conventional Hydroelectric | HY |  | S | 0.4 | 0.3 | 0.4 | N | 1963 |  |  | N | Electric Utility | 1 | X | WAT
Conventional Hydroelectric.WAT | hydro | TRUE | 3828 | Cloverland Electric Co-op | 1751 | Edison Sault | MI | Chippewa | 20 | Conventional Hydroelectric | HY |  | S | 0.4 | 0.3 | 0.4 | N | 1963 |  |  | N | Electric Utility | 1 | X | WAT
Conventional Hydroelectric.WAT | hydro | TRUE | 3828 | Cloverland Electric Co-op | 1751 | Edison Sault | MI | Chippewa | 21 | Conventional Hydroelectric | HY |  | S | 0.4 | 0.3 | 0.4 | N | 1963 |  |  | N | Electric Utility | 1 | X | WAT
Conventional Hydroelectric.WAT | hydro | TRUE | 3828 | Cloverland Electric Co-op | 1751 | Edison Sault | MI | Chippewa | 22 | Conventional Hydroelectric | HY |  | S | 0.4 | 0.3 | 0.4 | N | 1963 |  |  | N | Electric Utility | 1 | X | WAT
Conventional Hydroelectric.WAT | hydro | TRUE | 3828 | Cloverland Electric Co-op | 1751 | Edison Sault | MI | Chippewa | 23 | Conventional Hydroelectric | HY |  | S | 0.4 | 0.3 | 0.4 | N | 1963 |  |  | N | Electric Utility | 1 | X | WAT
Conventional Hydroelectric.WAT | hydro | TRUE | 3828 | Cloverland Electric Co-op | 1751 | Edison Sault | MI | Chippewa | 24 | Conventional Hydroelectric | HY |  | S | 0.4 | 0.3 | 0.4 | N | 1963 |  |  | N | Electric Utility | 1 | X | WAT
Conventional Hydroelectric.WAT | hydro | TRUE | 3828 | Cloverland Electric Co-op | 1751 | Edison Sault | MI | Chippewa | 25 | Conventional Hydroelectric | HY |  | S | 0.4 | 0.3 | 0.4 | N | 1963 |  |  | N | Electric Utility | 1 | X | WAT
Conventional Hydroelectric.WAT | hydro | TRUE | 3828 | Cloverland Electric Co-op | 1751 | Edison Sault | MI | Chippewa | 26 | Conventional Hydroelectric | HY |  | S | 0.4 | 0.3 | 0.4 | N | 1963 |  |  | N | Electric Utility | 1 | X | WAT
Conventional Hydroelectric.WAT | hydro | TRUE | 3828 | Cloverland Electric Co-op | 1751 | Edison Sault | MI | Chippewa | 27 | Conventional Hydroelectric | HY |  | S | 0.4 | 0.3 | 0.4 | N | 1963 |  |  | N | Electric Utility | 1 | X | WAT
Conventional Hydroelectric.WAT | hydro | TRUE | 3828 | Cloverland Electric Co-op | 1751 | Edison Sault | MI | Chippewa | 28 | Conventional Hydroelectric | HY |  | S | 0.4 | 0.3 | 0.4 | N | 1963 |  |  | N | Electric Utility | 1 | X | WAT
Conventional Hydroelectric.WAT | hydro | TRUE | 3828 | Cloverland Electric Co-op | 1751 | Edison Sault | MI | Chippewa | 29 | Conventional Hydroelectric | HY |  | S | 0.4 | 0.3 | 0.4 | N | 1963 |  |  | N | Electric Utility | 1 | X | WAT
Conventional Hydroelectric.WAT | hydro | TRUE | 3828 | Cloverland Electric Co-op | 1751 | Edison Sault | MI | Chippewa | 30 | Conventional Hydroelectric | HY |  | S | 0.4 | 0.3 | 0.4 | N | 1963 |  |  | N | Electric Utility | 1 | X | WAT
Conventional Hydroelectric.WAT | hydro | TRUE | 3828 | Cloverland Electric Co-op | 1751 | Edison Sault | MI | Chippewa | 31 | Conventional Hydroelectric | HY |  | S | 0.4 | 0.3 | 0.4 | N | 1963 |  |  | N | Electric Utility | 1 | X | WAT
Conventional Hydroelectric.WAT | hydro | TRUE | 3828 | Cloverland Electric Co-op | 1751 | Edison Sault | MI | Chippewa | 32 | Conventional Hydroelectric | HY |  | S | 0.4 | 0.3 | 0.4 | N | 1963 |  |  | N | Electric Utility | 1 | X | WAT
Conventional Hydroelectric.WAT | hydro | TRUE | 3828 | Cloverland Electric Co-op | 1751 | Edison Sault | MI | Chippewa | 33 | Conventional Hydroelectric | HY |  | S | 0.4 | 0.3 | 0.4 | N | 1963 |  |  | N | Electric Utility | 1 | X | WAT
Conventional Hydroelectric.WAT | hydro | TRUE | 3828 | Cloverland Electric Co-op | 1751 | Edison Sault | MI | Chippewa | 34 | Conventional Hydroelectric | HY |  | S | 0.4 | 0.3 | 0.4 | N | 1963 |  |  | N | Electric Utility | 1 | X | WAT
Conventional Hydroelectric.WAT | hydro | TRUE | 3828 | Cloverland Electric Co-op | 1751 | Edison Sault | MI | Chippewa | 35 | Conventional Hydroelectric | HY |  | S | 0.4 | 0.3 | 0.4 | N | 1963 |  |  | N | Electric Utility | 1 | X | WAT
Conventional Hydroelectric.WAT | hydro | TRUE | 3828 | Cloverland Electric Co-op | 1751 | Edison Sault | MI | Chippewa | 36 | Conventional Hydroelectric | HY |  | S | 0.4 | 0.3 | 0.4 | N | 1963 |  |  | N | Electric Utility | 1 | X | WAT
Conventional Hydroelectric.WAT | hydro | TRUE | 3828 | Cloverland Electric Co-op | 1751 | Edison Sault | MI | Chippewa | 37 | Conventional Hydroelectric | HY |  | S | 0.4 | 0.3 | 0.4 | N | 1963 |  |  | N | Electric Utility | 1 | X | WAT
Conventional Hydroelectric.WAT | hydro | TRUE | 3828 | Cloverland Electric Co-op | 1751 | Edison Sault | MI | Chippewa | 38 | Conventional Hydroelectric | HY |  | S | 0.4 | 0.3 | 0.4 | N | 1963 |  |  | N | Electric Utility | 1 | X | WAT
Conventional Hydroelectric.WAT | hydro | TRUE | 3828 | Cloverland Electric Co-op | 1751 | Edison Sault | MI | Chippewa | 39 | Conventional Hydroelectric | HY |  | S | 0.4 | 0.3 | 0.4 | N | 1963 |  |  | N | Electric Utility | 1 | X | WAT
Conventional Hydroelectric.WAT | hydro | TRUE | 3828 | Cloverland Electric Co-op | 1751 | Edison Sault | MI | Chippewa | 40 | Conventional Hydroelectric | HY |  | S | 0.4 | 0.3 | 0.4 | N | 1963 |  |  | N | Electric Utility | 1 | X | WAT
Conventional Hydroelectric.WAT | hydro | TRUE | 3828 | Cloverland Electric Co-op | 1751 | Edison Sault | MI | Chippewa | 41 | Conventional Hydroelectric | HY |  | S | 0.4 | 0.3 | 0.4 | N | 1901 |  |  | N | Electric Utility | 1 | X | WAT
Conventional Hydroelectric.WAT | hydro | TRUE | 3828 | Cloverland Electric Co-op | 1751 | Edison Sault | MI | Chippewa | 42 | Conventional Hydroelectric | HY |  | S | 0.4 | 0.3 | 0.4 | N | 1901 |  |  | N | Electric Utility | 1 | X | WAT
Conventional Hydroelectric.WAT | hydro | TRUE | 3828 | Cloverland Electric Co-op | 1751 | Edison Sault | MI | Chippewa | 45 | Conventional Hydroelectric | HY |  | S | 0.4 | 0.3 | 0.4 | N | 1916 |  |  | N | Electric Utility | 1 | X | WAT
Conventional Hydroelectric.WAT | hydro | TRUE | 3828 | Cloverland Electric Co-op | 1751 | Edison Sault | MI | Chippewa | 46 | Conventional Hydroelectric | HY |  | S | 0.4 | 0.4 | 0.4 | N | 1963 |  |  | N | Electric Utility | 1 | X | WAT
Conventional Hydroelectric.WAT | hydro | TRUE | 3828 | Cloverland Electric Co-op | 1751 | Edison Sault | MI | Chippewa | 47 | Conventional Hydroelectric | HY |  | S | 0.4 | 0.4 | 0.4 | N | 1963 |  |  | N | Electric Utility | 1 | X | WAT
Conventional Hydroelectric.WAT | hydro | TRUE | 3828 | Cloverland Electric Co-op | 1751 | Edison Sault | MI | Chippewa | 48 | Conventional Hydroelectric | HY |  | S | 0.4 | 0.4 | 0.4 | N | 1963 |  |  | N | Electric Utility | 1 | X | WAT
Conventional Hydroelectric.WAT | hydro | TRUE | 3828 | Cloverland Electric Co-op | 1751 | Edison Sault | MI | Chippewa | 49 | Conventional Hydroelectric | HY |  | S | 0.4 | 0.4 | 0.4 | N | 1963 |  |  | N | Electric Utility | 1 | X | WAT
Conventional Hydroelectric.WAT | hydro | TRUE | 3828 | Cloverland Electric Co-op | 1751 | Edison Sault | MI | Chippewa | 50 | Conventional Hydroelectric | HY |  | S | 0.4 | 0.4 | 0.4 | N | 1963 |  |  | N | Electric Utility | 1 | X | WAT
Conventional Hydroelectric.WAT | hydro | TRUE | 3828 | Cloverland Electric Co-op | 1751 | Edison Sault | MI | Chippewa | 51 | Conventional Hydroelectric | HY |  | S | 0.4 | 0.4 | 0.4 | N | 1963 |  |  | N | Electric Utility | 1 | X | WAT
Conventional Hydroelectric.WAT | hydro | TRUE | 3828 | Cloverland Electric Co-op | 1751 | Edison Sault | MI | Chippewa | 52 | Conventional Hydroelectric | HY |  | S | 0.4 | 0.3 | 0.4 | N | 1963 |  |  | N | Electric Utility | 1 | X | WAT
Conventional Hydroelectric.WAT | hydro | TRUE | 3828 | Cloverland Electric Co-op | 1751 | Edison Sault | MI | Chippewa | 53 | Conventional Hydroelectric | HY |  | S | 0.4 | 0.3 | 0.4 | N | 1963 |  |  | N | Electric Utility | 1 | X | WAT
Conventional Hydroelectric.WAT | hydro | TRUE | 3828 | Cloverland Electric Co-op | 1751 | Edison Sault | MI | Chippewa | 54 | Conventional Hydroelectric | HY |  | S | 0.4 | 0.3 | 0.4 | N | 1963 |  |  | N | Electric Utility | 1 | X | WAT
Conventional Hydroelectric.WAT | hydro | TRUE | 3828 | Cloverland Electric Co-op | 1751 | Edison Sault | MI | Chippewa | 55 | Conventional Hydroelectric | HY |  | S | 0.4 | 0.3 | 0.4 | N | 1963 |  |  | N | Electric Utility | 1 | X | WAT
Conventional Hydroelectric.WAT | hydro | TRUE | 3828 | Cloverland Electric Co-op | 1751 | Edison Sault | MI | Chippewa | 56 | Conventional Hydroelectric | HY |  | S | 0.4 | 0.3 | 0.4 | N | 1963 |  |  | N | Electric Utility | 1 | X | WAT
Conventional Hydroelectric.WAT | hydro | TRUE | 3828 | Cloverland Electric Co-op | 1751 | Edison Sault | MI | Chippewa | 57 | Conventional Hydroelectric | HY |  | S | 0.4 | 0.3 | 0.4 | N | 1963 |  |  | N | Electric Utility | 1 | X | WAT
Conventional Hydroelectric.WAT | hydro | TRUE | 3828 | Cloverland Electric Co-op | 1751 | Edison Sault | MI | Chippewa | 58 | Conventional Hydroelectric | HY |  | S | 0.4 | 0.3 | 0.4 | N | 1963 |  |  | N | Electric Utility | 1 | X | WAT
Conventional Hydroelectric.WAT | hydro | TRUE | 3828 | Cloverland Electric Co-op | 1751 | Edison Sault | MI | Chippewa | 59 | Conventional Hydroelectric | HY |  | S | 0.4 | 0.3 | 0.4 | N | 1963 |  |  | N | Electric Utility | 1 | X | WAT
Conventional Hydroelectric.WAT | hydro | TRUE | 3828 | Cloverland Electric Co-op | 1751 | Edison Sault | MI | Chippewa | 6 | Conventional Hydroelectric | HY |  | S | 0.4 | 0.3 | 0.4 | N | 1963 |  |  | N | Electric Utility | 1 | X | WAT
Conventional Hydroelectric.WAT | hydro | TRUE | 3828 | Cloverland Electric Co-op | 1751 | Edison Sault | MI | Chippewa | 60 | Conventional Hydroelectric | HY |  | S | 0.4 | 0.3 | 0.4 | N | 1963 |  |  | N | Electric Utility | 1 | X | WAT
Conventional Hydroelectric.WAT | hydro | TRUE | 3828 | Cloverland Electric Co-op | 1751 | Edison Sault | MI | Chippewa | 61 | Conventional Hydroelectric | HY |  | S | 0.4 | 0.3 | 0.4 | N | 1963 |  |  | N | Electric Utility | 1 | X | WAT
Conventional Hydroelectric.WAT | hydro | TRUE | 3828 | Cloverland Electric Co-op | 1751 | Edison Sault | MI | Chippewa | 62 | Conventional Hydroelectric | HY |  | S | 0.4 | 0.3 | 0.4 | N | 1916 |  |  | N | Electric Utility | 1 | X | WAT
Conventional Hydroelectric.WAT | hydro | TRUE | 3828 | Cloverland Electric Co-op | 1751 | Edison Sault | MI | Chippewa | 63 | Conventional Hydroelectric | HY |  | S | 0.4 | 0.3 | 0.4 | N | 1916 |  |  | N | Electric Utility | 1 | X | WAT
Conventional Hydroelectric.WAT | hydro | TRUE | 3828 | Cloverland Electric Co-op | 1751 | Edison Sault | MI | Chippewa | 64 | Conventional Hydroelectric | HY |  | S | 0.4 | 0.3 | 0.4 | N | 1916 |  |  | N | Electric Utility | 1 | X | WAT
Conventional Hydroelectric.WAT | hydro | TRUE | 3828 | Cloverland Electric Co-op | 1751 | Edison Sault | MI | Chippewa | 65 | Conventional Hydroelectric | HY |  | S | 0.4 | 0.3 | 0.4 | N | 1916 |  |  | N | Electric Utility | 1 | X | WAT
Conventional Hydroelectric.WAT | hydro | TRUE | 3828 | Cloverland Electric Co-op | 1751 | Edison Sault | MI | Chippewa | 66 | Conventional Hydroelectric | HY |  | S | 0.4 | 0.3 | 0.4 | N | 1916 |  |  | N | Electric Utility | 1 | X | WAT
Conventional Hydroelectric.WAT | hydro | TRUE | 3828 | Cloverland Electric Co-op | 1751 | Edison Sault | MI | Chippewa | 67 | Conventional Hydroelectric | HY |  | S | 0.4 | 0.3 | 0.4 | N | 1916 |  |  | N | Electric Utility | 1 | X | WAT
Conventional Hydroelectric.WAT | hydro | TRUE | 3828 | Cloverland Electric Co-op | 1751 | Edison Sault | MI | Chippewa | 68 | Conventional Hydroelectric | HY |  | S | 0.4 | 0.3 | 0.4 | N | 1916 |  |  | N | Electric Utility | 1 | X | WAT
Conventional Hydroelectric.WAT | hydro | TRUE | 3828 | Cloverland Electric Co-op | 1751 | Edison Sault | MI | Chippewa | 69 | Conventional Hydroelectric | HY |  | S | 0.4 | 0.3 | 0.4 | N | 1916 |  |  | N | Electric Utility | 1 | X | WAT
Conventional Hydroelectric.WAT | hydro | TRUE | 3828 | Cloverland Electric Co-op | 1751 | Edison Sault | MI | Chippewa | 7 | Conventional Hydroelectric | HY |  | S | 0.4 | 0.3 | 0.4 | N | 1963 |  |  | N | Electric Utility | 1 | X | WAT
Conventional Hydroelectric.WAT | hydro | TRUE | 3828 | Cloverland Electric Co-op | 1751 | Edison Sault | MI | Chippewa | 70 | Conventional Hydroelectric | HY |  | S | 0.4 | 0.3 | 0.4 | N | 1916 |  |  | N | Electric Utility | 1 | X | WAT
Conventional Hydroelectric.WAT | hydro | TRUE | 3828 | Cloverland Electric Co-op | 1751 | Edison Sault | MI | Chippewa | 71 | Conventional Hydroelectric | HY |  | S | 0.4 | 0.3 | 0.4 | N | 1916 |  |  | N | Electric Utility | 1 | X | WAT
Conventional Hydroelectric.WAT | hydro | TRUE | 3828 | Cloverland Electric Co-op | 1751 | Edison Sault | MI | Chippewa | 72 | Conventional Hydroelectric | HY |  | S | 0.4 | 0.3 | 0.4 | N | 1916 |  |  | N | Electric Utility | 1 | X | WAT
Conventional Hydroelectric.WAT | hydro | TRUE | 3828 | Cloverland Electric Co-op | 1751 | Edison Sault | MI | Chippewa | 73 | Conventional Hydroelectric | HY |  | S | 0.4 | 0.3 | 0.4 | N | 1916 |  |  | N | Electric Utility | 1 | X | WAT
Conventional Hydroelectric.WAT | hydro | TRUE | 3828 | Cloverland Electric Co-op | 1751 | Edison Sault | MI | Chippewa | 74 | Conventional Hydroelectric | HY |  | S | 0.4 | 0.3 | 0.4 | N | 1916 |  |  | N | Electric Utility | 1 | X | WAT
Conventional Hydroelectric.WAT | hydro | TRUE | 3828 | Cloverland Electric Co-op | 1751 | Edison Sault | MI | Chippewa | 75 | Conventional Hydroelectric | HY |  | S | 0.4 | 0.3 | 0.4 | N | 1916 |  |  | N | Electric Utility | 1 | X | WAT
Conventional Hydroelectric.WAT | hydro | TRUE | 3828 | Cloverland Electric Co-op | 1751 | Edison Sault | MI | Chippewa | 76 | Conventional Hydroelectric | HY |  | S | 0.4 | 0.3 | 0.4 | N | 1916 |  |  | N | Electric Utility | 1 | X | WAT
Conventional Hydroelectric.WAT | hydro | TRUE | 3828 | Cloverland Electric Co-op | 1751 | Edison Sault | MI | Chippewa | 77 | Conventional Hydroelectric | HY |  | S | 0.4 | 0.3 | 0.4 | N | 1916 |  |  | N | Electric Utility | 1 | X | WAT
Conventional Hydroelectric.WAT | hydro | TRUE | 3828 | Cloverland Electric Co-op | 1751 | Edison Sault | MI | Chippewa | 78 | Conventional Hydroelectric | HY |  | S | 0.4 | 0.3 | 0.4 | N | 1916 |  |  | N | Electric Utility | 1 | X | WAT
Conventional Hydroelectric.WAT | hydro | TRUE | 3828 | Cloverland Electric Co-op | 1751 | Edison Sault | MI | Chippewa | 79 | Conventional Hydroelectric | HY |  | S | 0.4 | 0.3 | 0.4 | N | 1916 |  |  | N | Electric Utility | 1 | X | WAT
Conventional Hydroelectric.WAT | hydro | TRUE | 3828 | Cloverland Electric Co-op | 1751 | Edison Sault | MI | Chippewa | 8 | Conventional Hydroelectric | HY |  | S | 0.4 | 0.3 | 0.4 | N | 1963 |  |  | N | Electric Utility | 1 | X | WAT
Conventional Hydroelectric.WAT | hydro | TRUE | 3828 | Cloverland Electric Co-op | 1751 | Edison Sault | MI | Chippewa | 80 | Conventional Hydroelectric | HY |  | S | 0.4 | 0.3 | 0.4 | N | 1916 |  |  | N | Electric Utility | 1 | X | WAT
Conventional Hydroelectric.WAT | hydro | TRUE | 3828 | Cloverland Electric Co-op | 1751 | Edison Sault | MI | Chippewa | 9 | Conventional Hydroelectric | HY |  | S | 0.4 | 0.3 | 0.4 | N | 1963 |  |  | N | Electric Utility | 1 | X | WAT
Conventional Hydroelectric.WAT | hydro | TRUE | 9324 | Indiana Michigan Power Co | 1753 | Berrien Springs | MI | Berrien | 10 | Conventional Hydroelectric | HY |  | S | 0.4 | 0.2 | 0.1 | N | 1996 |  |  | N | Electric Utility | 1 | X | WAT
Conventional Hydroelectric.WAT | hydro | TRUE | 9324 | Indiana Michigan Power Co | 1753 | Berrien Springs | MI | Berrien | 11 | Conventional Hydroelectric | HY |  | S | 0.4 | 0.2 | 0.1 | N | 1996 |  |  | N | Electric Utility | 1 | X | WAT
Conventional Hydroelectric.WAT | hydro | TRUE | 9324 | Indiana Michigan Power Co | 1753 | Berrien Springs | MI | Berrien | 12 | Conventional Hydroelectric | HY |  | S | 0.4 | 0.2 | 0.1 | N | 1996 |  |  | N | Electric Utility | 1 | X | WAT
Conventional Hydroelectric.WAT | hydro | TRUE | 9324 | Indiana Michigan Power Co | 1753 | Berrien Springs | MI | Berrien | 1A | Conventional Hydroelectric | HY |  | S | 0.4 | 0.2 | 0.1 | N | 1996 |  |  | N | Electric Utility | 1 | X | WAT
Conventional Hydroelectric.WAT | hydro | TRUE | 9324 | Indiana Michigan Power Co | 1753 | Berrien Springs | MI | Berrien | 2A | Conventional Hydroelectric | HY |  | S | 0.4 | 0.2 | 0.1 | N | 1996 |  |  | N | Electric Utility | 1 | X | WAT
Conventional Hydroelectric.WAT | hydro | TRUE | 9324 | Indiana Michigan Power Co | 1753 | Berrien Springs | MI | Berrien | 3A | Conventional Hydroelectric | HY |  | S | 0.4 | 0.2 | 0.1 | N | 1996 |  |  | N | Electric Utility | 1 | X | WAT
Conventional Hydroelectric.WAT | hydro | TRUE | 9324 | Indiana Michigan Power Co | 1753 | Berrien Springs | MI | Berrien | 4A | Conventional Hydroelectric | HY |  | S | 0.4 | 0.2 | 0.1 | N | 1996 |  |  | N | Electric Utility | 1 | X | WAT
Conventional Hydroelectric.WAT | hydro | TRUE | 9324 | Indiana Michigan Power Co | 1753 | Berrien Springs | MI | Berrien | 5 | Conventional Hydroelectric | HY |  | S | 0.4 | 0.2 | 0.1 | N | 1996 |  |  | N | Electric Utility | 1 | X | WAT
Conventional Hydroelectric.WAT | hydro | TRUE | 9324 | Indiana Michigan Power Co | 1753 | Berrien Springs | MI | Berrien | 6 | Conventional Hydroelectric | HY |  | S | 0.4 | 0.2 | 0.1 | N | 1996 |  |  | N | Electric Utility | 1 | X | WAT
Conventional Hydroelectric.WAT | hydro | TRUE | 9324 | Indiana Michigan Power Co | 1753 | Berrien Springs | MI | Berrien | 7 | Conventional Hydroelectric | HY |  | S | 0.4 | 0.2 | 0.1 | N | 1996 |  |  | N | Electric Utility | 1 | X | WAT
Conventional Hydroelectric.WAT | hydro | TRUE | 9324 | Indiana Michigan Power Co | 1753 | Berrien Springs | MI | Berrien | 8 | Conventional Hydroelectric | HY |  | S | 0.4 | 0.2 | 0.1 | N | 1996 |  |  | N | Electric Utility | 1 | X | WAT
Conventional Hydroelectric.WAT | hydro | TRUE | 9324 | Indiana Michigan Power Co | 1753 | Berrien Springs | MI | Berrien | 9 | Conventional Hydroelectric | HY |  | S | 0.4 | 0.2 | 0.1 | N | 1996 |  |  | N | Electric Utility | 1 | X | WAT
Conventional Hydroelectric.WAT | hydro | TRUE | 9324 | Indiana Michigan Power Co | 1754 | Buchanan (MI) | MI | Berrien | 1 | Conventional Hydroelectric | HY |  | S | 0.2 | 0.2 | 0.1 | N | 1919 |  |  | N | Electric Utility | 1 | X | WAT
Conventional Hydroelectric.WAT | hydro | TRUE | 9324 | Indiana Michigan Power Co | 1754 | Buchanan (MI) | MI | Berrien | 10 | Conventional Hydroelectric | HY |  | S | 0.2 | 0.2 | 0.1 | N | 1927 |  |  | N | Electric Utility | 1 | X | WAT
Conventional Hydroelectric.WAT | hydro | TRUE | 9324 | Indiana Michigan Power Co | 1754 | Buchanan (MI) | MI | Berrien | 2 | Conventional Hydroelectric | HY |  | S | 0.2 | 0.2 | 0.1 | N | 1919 |  |  | N | Electric Utility | 1 | X | WAT
Conventional Hydroelectric.WAT | hydro | TRUE | 9324 | Indiana Michigan Power Co | 1754 | Buchanan (MI) | MI | Berrien | 3 | Conventional Hydroelectric | HY |  | S | 0.2 | 0.2 | 0.1 | N | 1919 |  |  | N | Electric Utility | 1 | X | WAT
Conventional Hydroelectric.WAT | hydro | TRUE | 9324 | Indiana Michigan Power Co | 1754 | Buchanan (MI) | MI | Berrien | 4 | Conventional Hydroelectric | HY |  | S | 0.2 | 0.2 | 0.1 | N | 1919 |  |  | N | Electric Utility | 1 | X | WAT
Conventional Hydroelectric.WAT | hydro | TRUE | 9324 | Indiana Michigan Power Co | 1754 | Buchanan (MI) | MI | Berrien | 5 | Conventional Hydroelectric | HY |  | S | 0.2 | 0.2 | 0.1 | N | 1919 |  |  | N | Electric Utility | 1 | X | WAT
Conventional Hydroelectric.WAT | hydro | TRUE | 9324 | Indiana Michigan Power Co | 1754 | Buchanan (MI) | MI | Berrien | 6 | Conventional Hydroelectric | HY |  | S | 0.2 | 0.2 | 0.1 | N | 1919 |  |  | N | Electric Utility | 1 | X | WAT
Conventional Hydroelectric.WAT | hydro | TRUE | 9324 | Indiana Michigan Power Co | 1754 | Buchanan (MI) | MI | Berrien | 7 | Conventional Hydroelectric | HY |  | S | 0.2 | 0.2 | 0.1 | N | 1927 |  |  | N | Electric Utility | 1 | X | WAT
Conventional Hydroelectric.WAT | hydro | TRUE | 9324 | Indiana Michigan Power Co | 1754 | Buchanan (MI) | MI | Berrien | 8 | Conventional Hydroelectric | HY |  | S | 0.2 | 0.2 | 0.1 | N | 1927 |  |  | N | Electric Utility | 1 | X | WAT
Conventional Hydroelectric.WAT | hydro | TRUE | 9324 | Indiana Michigan Power Co | 1754 | Buchanan (MI) | MI | Berrien | 9 | Conventional Hydroelectric | HY |  | S | 0.2 | 0.2 | 0.1 | N | 1927 |  |  | N | Electric Utility | 1 | X | WAT
Conventional Hydroelectric.WAT | hydro | TRUE | 13781 | Northern States Power Co - Minnesota | 1756 | Saxon Falls | WI | Iron | 1 | Conventional Hydroelectric | HY |  | S | 0.5 | 0.5 | 0.2 | N | 1913 | 12 | 2064 | N | Electric Utility | 1 | X | WAT
Conventional Hydroelectric.WAT | hydro | TRUE | 13781 | Northern States Power Co - Minnesota | 1756 | Saxon Falls | WI | Iron | 2 | Conventional Hydroelectric | HY |  | S | 0.5 | 0.6 | 0.2 | N | 1913 | 12 | 2064 | N | Electric Utility | 1 | X | WAT
Conventional Hydroelectric.WAT | hydro | TRUE | 13781 | Northern States Power Co - Minnesota | 1757 | Superior Falls | MI | Gogebic | 1 | Conventional Hydroelectric | HY |  | S | 0.5 | 0.6 | 0.2 | N | 1917 | 12 | 2064 | N | Electric Utility | 1 | X | WAT
Conventional Hydroelectric.WAT | hydro | TRUE | 13781 | Northern States Power Co - Minnesota | 1757 | Superior Falls | MI | Gogebic | 2 | Conventional Hydroelectric | HY |  | S | 0.5 | 0.6 | 0.2 | N | 1917 | 12 | 2064 | N | Electric Utility | 1 | X | WAT
Conventional Hydroelectric.WAT | hydro | TRUE | 9324 | Indiana Michigan Power Co | 1760 | Constantine | MI | St Joseph | 1 | Conventional Hydroelectric | HY |  | S | 0.1 | 0.2 | 0.1 | N | 1923 |  |  | N | Electric Utility | 1 | X | WAT
Conventional Hydroelectric.WAT | hydro | TRUE | 9324 | Indiana Michigan Power Co | 1760 | Constantine | MI | St Joseph | 2 | Conventional Hydroelectric | HY |  | S | 0.1 | 0.2 | 0.1 | N | 1923 |  |  | N | Electric Utility | 1 | X | WAT
Conventional Hydroelectric.WAT | hydro | TRUE | 9324 | Indiana Michigan Power Co | 1760 | Constantine | MI | St Joseph | 3 | Conventional Hydroelectric | HY |  | S | 0.1 | 0.2 | 0.1 | N | 1929 |  |  | N | Electric Utility | 1 | X | WAT
Conventional Hydroelectric.WAT | hydro | TRUE | 9324 | Indiana Michigan Power Co | 1760 | Constantine | MI | St Joseph | 4 | Conventional Hydroelectric | HY |  | S | 0.1 | 0.2 | 0.1 | N | 1923 |  |  | N | Electric Utility | 1 | X | WAT
Conventional Hydroelectric.WAT | hydro | TRUE | 9324 | Indiana Michigan Power Co | 1761 | Mottville | MI | St Joseph | 1 | Conventional Hydroelectric | HY |  | S | 0.1 | 0.2 | 0.1 | N | 1923 |  |  | N | Electric Utility | 1 | X | WAT
Conventional Hydroelectric.WAT | hydro | TRUE | 9324 | Indiana Michigan Power Co | 1761 | Mottville | MI | St Joseph | 2 | Conventional Hydroelectric | HY |  | S | 0.1 | 0.2 | 0.1 | N | 1923 |  |  | N | Electric Utility | 1 | X | WAT
Conventional Hydroelectric.WAT | hydro | TRUE | 9324 | Indiana Michigan Power Co | 1761 | Mottville | MI | St Joseph | 3 | Conventional Hydroelectric | HY |  | S | 0.1 | 0.2 | 0.1 | N | 1923 |  |  | N | Electric Utility | 1 | X | WAT
Conventional Hydroelectric.WAT | hydro | TRUE | 9324 | Indiana Michigan Power Co | 1761 | Mottville | MI | St Joseph | 4 | Conventional Hydroelectric | HY |  | S | 0.1 | 0.2 | 0.1 | N | 1923 |  |  | N | Electric Utility | 1 | X | WAT
Wood/Wood Waste Biomass.WDS | biomass | TRUE | 56133 | L'Anse Warden Electric Company LLC | 1772 | John H Warden | MI | Baraga | 1 | Wood/Wood Waste Biomass | ST |  | S | 17.7 | 17.7 | 6 | N | 1959 |  |  | N | IPP Non-CHP | 2 | X | WDS | TDF
Conventional Hydroelectric.WAT | hydro | TRUE | 19578 | Upper Peninsula Power Company | 1773 | Prickett | MI | Baraga | 1 | Conventional Hydroelectric | HY |  | S | 0.4 | 0.4 | 0 | N | 1931 |  |  | N | Electric Utility | 1 | X | WAT
Conventional Hydroelectric.WAT | hydro | TRUE | 19578 | Upper Peninsula Power Company | 1773 | Prickett | MI | Baraga | 2 | Conventional Hydroelectric | HY |  | S | 0.4 | 0.4 | 0 | N | 1931 |  |  | N | Electric Utility | 1 | X | WAT
Conventional Hydroelectric.WAT | hydro | TRUE | 19578 | Upper Peninsula Power Company | 1774 | Victoria Dam | MI | Ontonagon | 1 | Conventional Hydroelectric | HY |  | S | 5.9 | 5.9 | 0 | N | 1931 |  |  | N | Electric Utility | 1 | X | WAT
Conventional Hydroelectric.WAT | hydro | TRUE | 19578 | Upper Peninsula Power Company | 1774 | Victoria Dam | MI | Ontonagon | 2 | Conventional Hydroelectric | HY |  | S | 5.9 | 5.9 | 0 | N | 1931 |  |  | N | Electric Utility | 1 | X | WAT
Conventional Hydroelectric.WAT | hydro | TRUE | 20847 | Wisconsin Electric Power Co | 1775 | Brule | WI | Florence | 1 | Conventional Hydroelectric | HY |  | S | 1.3 | 1.3 | 0.1 | N | 1919 |  |  | N | Electric Utility | 1 | X | WAT
Conventional Hydroelectric.WAT | hydro | TRUE | 20847 | Wisconsin Electric Power Co | 1775 | Brule | WI | Florence | 2 | Conventional Hydroelectric | HY |  | S | 2 | 2 | 0.1 | N | 1919 |  |  | N | Electric Utility | 1 | X | WAT
Conventional Hydroelectric.WAT | hydro | TRUE | 20847 | Wisconsin Electric Power Co | 1775 | Brule | WI | Florence | 3 | Conventional Hydroelectric | HY |  | S | 2 | 2 | 0.1 | N | 1921 |  |  | N | Electric Utility | 1 | X | WAT
Conventional Hydroelectric.WAT | hydro | TRUE | 20847 | Wisconsin Electric Power Co | 1776 | Chalk Hill | MI | Menominee | 1 | Conventional Hydroelectric | HY |  | S | 2.6 | 2.6 | 0.6 | N | 1927 |  |  | N | Electric Utility | 1 | X | WAT
Conventional Hydroelectric.WAT | hydro | TRUE | 20847 | Wisconsin Electric Power Co | 1776 | Chalk Hill | MI | Menominee | 2 | Conventional Hydroelectric | HY |  | S | 2.6 | 2.6 | 0.7 | N | 1927 |  |  | N | Electric Utility | 1 | X | WAT
Conventional Hydroelectric.WAT | hydro | TRUE | 20847 | Wisconsin Electric Power Co | 1776 | Chalk Hill | MI | Menominee | 3 | Conventional Hydroelectric | HY |  | S | 2.6 | 2.6 | 1.7 | N | 1927 |  |  | N | Electric Utility | 1 | X | WAT
Conventional Hydroelectric.WAT | hydro | TRUE | 20847 | Wisconsin Electric Power Co | 1777 | Hemlock Falls | MI | Iron | 1 | Conventional Hydroelectric | HY |  | S | 2.8 | 2.8 | 0.4 | N | 1953 |  |  | N | Electric Utility | 1 | X | WAT
Conventional Hydroelectric.WAT | hydro | TRUE | 20847 | Wisconsin Electric Power Co | 1778 | Kingsford | MI | Dickinson | 1 | Conventional Hydroelectric | HY |  | S | 2.4 | 2.4 | 0.9 | N | 1924 |  |  | N | Electric Utility | 1 | X | WAT
Conventional Hydroelectric.WAT | hydro | TRUE | 20847 | Wisconsin Electric Power Co | 1778 | Kingsford | MI | Dickinson | 2 | Conventional Hydroelectric | HY |  | S | 2.4 | 2.4 | 0.9 | N | 1924 |  |  | N | Electric Utility | 1 | X | WAT
Conventional Hydroelectric.WAT | hydro | TRUE | 20847 | Wisconsin Electric Power Co | 1778 | Kingsford | MI | Dickinson | 3 | Conventional Hydroelectric | HY |  | S | 2.4 | 2.4 | 0.9 | N | 1924 |  |  | N | Electric Utility | 1 | X | WAT
Conventional Hydroelectric.WAT | hydro | TRUE | 20847 | Wisconsin Electric Power Co | 1780 | Michigamme Falls | MI | Iron | 1 | Conventional Hydroelectric | HY |  | S | 4.8 | 4.8 | 0.6 | N | 1953 |  |  | N | Electric Utility | 1 | X | WAT
Conventional Hydroelectric.WAT | hydro | TRUE | 20847 | Wisconsin Electric Power Co | 1780 | Michigamme Falls | MI | Iron | 2 | Conventional Hydroelectric | HY |  | S | 4.8 | 4.8 | 0.5 | N | 1953 |  |  | N | Electric Utility | 1 | X | WAT
Conventional Hydroelectric.WAT | hydro | TRUE | 20847 | Wisconsin Electric Power Co | 1781 | Peavy Falls | MI | Iron | 1 | Conventional Hydroelectric | HY |  | S | 6 | 6 | 5.2 | N | 1943 |  |  | N | Electric Utility | 1 | X | WAT
Conventional Hydroelectric.WAT | hydro | TRUE | 20847 | Wisconsin Electric Power Co | 1781 | Peavy Falls | MI | Iron | 2 | Conventional Hydroelectric | HY |  | S | 6 | 6 | 5.2 | N | 1943 |  |  | N | Electric Utility | 1 | X | WAT
Conventional Hydroelectric.WAT | hydro | TRUE | 20847 | Wisconsin Electric Power Co | 1785 | Way Dam | MI | Iron | 1 | Conventional Hydroelectric | HY |  | S | 1.8 | 1.8 | 0.1 | N | 1949 |  |  | N | Electric Utility | 1 | X | WAT
Conventional Hydroelectric.WAT | hydro | TRUE | 20847 | Wisconsin Electric Power Co | 1786 | White Rapids | MI | Menominee | 1 | Conventional Hydroelectric | HY |  | S | 2.6 | 2.6 | 1.1 | N | 1927 |  |  | N | Electric Utility | 1 | X | WAT
Conventional Hydroelectric.WAT | hydro | TRUE | 20847 | Wisconsin Electric Power Co | 1786 | White Rapids | MI | Menominee | 2 | Conventional Hydroelectric | HY |  | S | 2 | 2 | 0.1 | N | 1927 |  |  | N | Electric Utility | 1 | X | WAT
Conventional Hydroelectric.WAT | hydro | TRUE | 20847 | Wisconsin Electric Power Co | 1786 | White Rapids | MI | Menominee | 3 | Conventional Hydroelectric | HY |  | S | 2.6 | 2.6 | 1.3 | N | 1927 |  |  | N | Electric Utility | 1 | X | WAT
Conventional Hydroelectric.WAT | hydro | TRUE | 20860 | Wisconsin Public Service Corp | 1787 | Grand Rapids | MI | Menominee | 1 | Conventional Hydroelectric | HY |  | S | 1.1 | 1.1 | 0 | N | 1940 |  |  | N | Electric Utility | 1 | X | WAT
Conventional Hydroelectric.WAT | hydro | TRUE | 20860 | Wisconsin Public Service Corp | 1787 | Grand Rapids | MI | Menominee | 2 | Conventional Hydroelectric | HY |  | S | 1.1 | 1.1 | 0 | N | 1941 |  |  | N | Electric Utility | 1 | X | WAT
Conventional Hydroelectric.WAT | hydro | TRUE | 20860 | Wisconsin Public Service Corp | 1787 | Grand Rapids | MI | Menominee | 3 | Conventional Hydroelectric | HY |  | S | 1.5 | 1.5 | 0 | N | 1945 |  |  | N | Electric Utility | 1 | X | WAT
Conventional Hydroelectric.WAT | hydro | TRUE | 20860 | Wisconsin Public Service Corp | 1787 | Grand Rapids | MI | Menominee | 4 | Conventional Hydroelectric | HY |  | S | 1.9 | 1.9 | 0 | N | 1918 |  |  | N | Electric Utility | 1 | X | WAT
Conventional Hydroelectric.WAT | hydro | TRUE | 20860 | Wisconsin Public Service Corp | 1787 | Grand Rapids | MI | Menominee | 5 | Conventional Hydroelectric | HY |  | S | 1.9 | 1.9 | 0 | N | 1923 |  |  | N | Electric Utility | 1 | X | WAT
Conventional Hydroelectric.WAT | hydro | TRUE | 4604 | City of Crystal Falls | 1821 | Crystal Falls | MI | Iron | 1 | Conventional Hydroelectric | HY |  | S | 0.3 | 0.3 | 0.1 | N | 1914 |  |  | N | Electric Utility | 1 | X | WAT
Conventional Hydroelectric.WAT | hydro | TRUE | 4604 | City of Crystal Falls | 1821 | Crystal Falls | MI | Iron | 2 | Conventional Hydroelectric | HY |  | S | 0.3 | 0.3 | 0.1 | N | 1924 |  |  | N | Electric Utility | 1 | X | WAT
Conventional Hydroelectric.WAT | hydro | TRUE | 4604 | City of Crystal Falls | 1821 | Crystal Falls | MI | Iron | 3 | Conventional Hydroelectric | HY |  | S | 0.4 | 0.4 | 0.1 | N | 1954 |  |  | N | Electric Utility | 1 | X | WAT
Natural Gas Internal Combustion Engine.NG | natural gas peaker | TRUE | 8205 | City of Hart Hydro - (MI) | 1827 | Hart | MI | Oceana | 4 | Natural Gas Internal Combustion Engine | IC |  | S | 1.4 | 1.4 | 0.4 | N | 1964 |  |  | N | Electric Utility | 1 | X | NG | DFO
Petroleum Liquids.DFO | petroleum | TRUE | 8205 | City of Hart Hydro - (MI) | 1827 | Hart | MI | Oceana | IC1 | Petroleum Liquids | IC |  | S | 1.7 | 1.7 | 0.4 | N | 1985 |  |  | N | Electric Utility | 1 | X | DFO | NG
Petroleum Liquids.DFO | petroleum | TRUE | 8205 | City of Hart Hydro - (MI) | 1827 | Hart | MI | Oceana | IC3 | Petroleum Liquids | IC |  | S | 2 | 2 | 0.4 | N | 1985 |  |  | N | Electric Utility | 1 | X | DFO | NG
Natural Gas Internal Combustion Engine.NG | natural gas peaker | TRUE | 8631 | Hillsdale Board of Public Wks | 1829 | Hillsdale | MI | Hillsdale | 5 | Natural Gas Internal Combustion Engine | IC |  | S | 5.6 | 5.6 | 4.5 | N | 1973 |  |  | N | Electric Utility | 1 | X | NG | DFO
Natural Gas Internal Combustion Engine.NG | natural gas peaker | TRUE | 8631 | Hillsdale Board of Public Wks | 1829 | Hillsdale | MI | Hillsdale | 6 | Natural Gas Internal Combustion Engine | IC |  | S | 6 | 6 | 4.8 | N | 1976 |  |  | N | Electric Utility | 1 | X | NG | DFO
Petroleum Liquids.DFO | petroleum | TRUE | 11701 | City of Marquette - (MI) | 1840 | Plant Four | MI | Marquette | CT1 | Petroleum Liquids | GT |  | S | 20 | 22 | 5 | N | 1979 |  |  | N | Electric Utility | 1 | X | DFO
Conventional Hydroelectric.WAT | hydro | TRUE | 11701 | City of Marquette - (MI) | 1842 | James R Smith | MI | Marquette | 1 | Conventional Hydroelectric | HY |  | S | 1.6 | 1.6 | 0.1 | N | 1919 |  |  | N | Electric Utility | 1 | X | WAT
Conventional Hydroelectric.WAT | hydro | TRUE | 11701 | City of Marquette - (MI) | 1842 | James R Smith | MI | Marquette | 2 | Conventional Hydroelectric | HY |  | S | 1.6 | 1.6 | 0.1 | N | 1922 |  |  | N | Electric Utility | 1 | X | WAT
Conventional Hydroelectric.WAT | hydro | TRUE | 11713 | City of Marshall - (MI) | 1844 | Marshall (MI) | MI | Calhoun | 1 | Conventional Hydroelectric | HY |  | S | 0.2 | 0.2 | 0.1 | N | 1928 |  |  | N | Electric Utility | 1 | X | WAT
Conventional Hydroelectric.WAT | hydro | TRUE | 11713 | City of Marshall - (MI) | 1844 | Marshall (MI) | MI | Calhoun | 3 | Conventional Hydroelectric | HY |  | S | 0.1 | 0.1 | 0.1 | N | 1929 |  |  | N | Electric Utility | 1 | X | WAT
Natural Gas Internal Combustion Engine.NG | natural gas peaker | TRUE | 11713 | City of Marshall - (MI) | 1844 | Marshall (MI) | MI | Calhoun | IC3 | Natural Gas Internal Combustion Engine | IC |  | S | 1.9 | 1.9 | 1 | N | 1973 |  |  | N | Electric Utility | 1 | X | NG | DFO
Natural Gas Internal Combustion Engine.NG | natural gas peaker | TRUE | 11713 | City of Marshall - (MI) | 1844 | Marshall (MI) | MI | Calhoun | IC5 | Natural Gas Internal Combustion Engine | IC |  | S | 1.4 | 1.4 | 0.5 | N | 1948 |  |  | N | Electric Utility | 1 | X | NG | DFO
Natural Gas Internal Combustion Engine.NG | natural gas peaker | TRUE | 11713 | City of Marshall - (MI) | 1844 | Marshall (MI) | MI | Calhoun | IC6 | Natural Gas Internal Combustion Engine | IC |  | S | 5.6 | 5.6 | 1.2 | N | 1978 |  |  | N | Electric Utility | 1 | X | NG | DFO
Conventional Hydroelectric.WAT | hydro | TRUE | 13826 | City of Norway | 1848 | Norway (MI) | MI | Dickinson | 1 | Conventional Hydroelectric | HY |  | S | 3 | 3 | 1 | N | 1905 |  |  | N | Electric Utility | 1 | X | WAT
Conventional Hydroelectric.WAT | hydro | TRUE | 13826 | City of Norway | 1848 | Norway (MI) | MI | Dickinson | 2 | Conventional Hydroelectric | HY |  | S | 1.2 | 1.2 | 0.8 | N | 1905 |  |  | N | Electric Utility | 1 | X | WAT
Conventional Hydroelectric.WAT | hydro | TRUE | 13826 | City of Norway | 1848 | Norway (MI) | MI | Dickinson | 3 | Conventional Hydroelectric | HY |  | S | 1.1 | 1.1 | 0.8 | N | 1988 |  |  | N | Electric Utility | 1 | X | WAT
Conventional Hydroelectric.WAT | hydro | TRUE | 13826 | City of Norway | 1848 | Norway (MI) | MI | Dickinson | 4 | Conventional Hydroelectric | HY |  | S | 0.9 | 0.9 | 0.8 | N | 1986 |  |  | N | Electric Utility | 1 | X | WAT
Petroleum Liquids.DFO | petroleum | TRUE | 15246 | City of Portland - (MI) | 1851 | Frank Jenkins | MI | Ionia | 4 | Petroleum Liquids | IC |  | S | 0.8 | 0.8 | 0.1 | N | 1950 |  |  | N | Electric Utility | 1 | X | DFO
Petroleum Liquids.DFO | petroleum | TRUE | 15246 | City of Portland - (MI) | 1851 | Frank Jenkins | MI | Ionia | 5 | Petroleum Liquids | IC |  | S | 1.7 | 1.7 | 0.2 | N | 1995 |  |  | N | Electric Utility | 1 | X | DFO | NG
Petroleum Liquids.DFO | petroleum | TRUE | 15246 | City of Portland - (MI) | 1851 | Frank Jenkins | MI | Ionia | 6 | Petroleum Liquids | IC |  | S | 1 | 1 | 0.1 | N | 2002 |  |  | N | Electric Utility | 1 | X | DFO | NG
Petroleum Liquids.DFO | petroleum | TRUE | 17886 | City of St Louis - (MI) | 1852 | St Louis | MI | Gratiot | 1 | Petroleum Liquids | IC |  | S | 1.3 | 1.3 | 0.1 | N | 1958 |  |  | N | Electric Utility | 1 | X | DFO | NG
Petroleum Liquids.DFO | petroleum | TRUE | 17886 | City of St Louis - (MI) | 1852 | St Louis | MI | Gratiot | 2 | Petroleum Liquids | IC |  | S | 0.6 | 0.6 | 0.1 | N | 1945 |  |  | N | Electric Utility | 1 | X | DFO
Petroleum Liquids.DFO | petroleum | TRUE | 17886 | City of St Louis - (MI) | 1852 | St Louis | MI | Gratiot | 3 | Petroleum Liquids | IC |  | S | 0.9 | 0.9 | 0.1 | N | 1951 |  |  | N | Electric Utility | 1 | X | DFO
Conventional Hydroelectric.WAT | hydro | TRUE | 17886 | City of St Louis - (MI) | 1852 | St Louis | MI | Gratiot | 5 | Conventional Hydroelectric | HY |  | S | 0.2 | 0.2 | 0.1 | N | 1919 |  |  | N | Electric Utility | 1 | X | WAT
Conventional Hydroelectric.WAT | hydro | TRUE | 17886 | City of St Louis - (MI) | 1852 | St Louis | MI | Gratiot | 6 | Conventional Hydroelectric | HY |  | S | 0.2 | 0.2 | 0.1 | N | 1919 |  |  | N | Electric Utility | 1 | X | WAT
Petroleum Liquids.DFO | petroleum | TRUE | 17886 | City of St Louis - (MI) | 1852 | St Louis | MI | Gratiot | 7 | Petroleum Liquids | IC |  | S | 1.1 | 1.1 | 0.1 | N | 1996 |  |  | N | Electric Utility | 1 | X | DFO | NG
Petroleum Liquids.DFO | petroleum | TRUE | 17886 | City of St Louis - (MI) | 1852 | St Louis | MI | Gratiot | 8 | Petroleum Liquids | IC |  | S | 1.5 | 1.5 | 0.1 | N | 2003 |  |  | N | Electric Utility | 1 | X | DFO
Petroleum Liquids.DFO | petroleum | TRUE | 17886 | City of St Louis - (MI) | 1852 | St Louis | MI | Gratiot | 9 | Petroleum Liquids | IC |  | S | 1.1 | 1.1 | 0.1 | N | 2003 |  |  | N | Electric Utility | 1 | X | DFO
Petroleum Liquids.DFO | petroleum | TRUE | 16873 | Village of Sebewaing - (MI) | 1853 | Main Street (MI) | MI | Huron | 1 | Petroleum Liquids | IC |  | S | 0.9 | 1 | 0.1 | N | 1961 |  |  | N | Electric Utility | 1 | X | DFO
Petroleum Liquids.DFO | petroleum | TRUE | 16873 | Village of Sebewaing - (MI) | 1853 | Main Street (MI) | MI | Huron | 2 | Petroleum Liquids | IC |  | S | 0.8 | 0.9 | 0.1 | N | 1947 |  |  | N | Electric Utility | 1 | X | DFO
Petroleum Liquids.DFO | petroleum | TRUE | 16873 | Village of Sebewaing - (MI) | 1853 | Main Street (MI) | MI | Huron | 3 | Petroleum Liquids | IC |  | S | 1.1 | 1.1 | 0.1 | N | 1966 |  |  | N | Electric Utility | 1 | X | DFO
Petroleum Liquids.DFO | petroleum | TRUE | 16873 | Village of Sebewaing - (MI) | 1853 | Main Street (MI) | MI | Huron | 4 | Petroleum Liquids | IC |  | S | 1.2 | 1.3 | 0.1 | N | 1966 |  |  | N | Electric Utility | 1 | X | DFO
Petroleum Liquids.DFO | petroleum | TRUE | 16873 | Village of Sebewaing - (MI) | 1853 | Main Street (MI) | MI | Huron | 5 | Petroleum Liquids | IC |  | S | 1 | 1.1 | 0.1 | N | 1979 |  |  | N | Electric Utility | 1 | X | DFO
Petroleum Liquids.DFO | petroleum | TRUE | 16873 | Village of Sebewaing - (MI) | 1853 | Main Street (MI) | MI | Huron | 6 | Petroleum Liquids | IC |  | S | 0.6 | 0.6 | 0.1 | N | 1967 |  |  | N | Electric Utility | 1 | X | DFO
Natural Gas Internal Combustion Engine.NG | natural gas peaker | TRUE | 18252 | City of Sturgis - (MI) | 1855 | Sturgis City Diesel Plant | MI | St Joseph | 6 | Natural Gas Internal Combustion Engine | IC |  | S | 6 | 6 | 3 | N | 1981 |  |  | N | Electric Utility | 1 | X | NG | DFO
Conventional Hydroelectric.WAT | hydro | TRUE | 18252 | City of Sturgis - (MI) | 1856 | Hydro Plant | MI | St Joseph | 1 | Conventional Hydroelectric | HY |  | S | 0.4 | 0.4 | 0.2 | N | 1911 |  |  | N | Electric Utility | 1 | X | WAT
Conventional Hydroelectric.WAT | hydro | TRUE | 18252 | City of Sturgis - (MI) | 1856 | Hydro Plant | MI | St Joseph | 2 | Conventional Hydroelectric | HY |  | S | 0.4 | 0.4 | 0.1 | N | 1911 |  |  | N | Electric Utility | 1 | X | WAT
Conventional Hydroelectric.WAT | hydro | TRUE | 18252 | City of Sturgis - (MI) | 1856 | Hydro Plant | MI | St Joseph | 3 | Conventional Hydroelectric | HY |  | S | 0.7 | 0.7 | 0.4 | N | 1983 |  |  | N | Electric Utility | 1 | X | WAT
Conventional Hydroelectric.WAT | hydro | TRUE | 18252 | City of Sturgis - (MI) | 1856 | Hydro Plant | MI | St Joseph | 4 | Conventional Hydroelectric | HY |  | S | 0.7 | 0.7 | 0.4 | N | 1983 |  |  | N | Electric Utility | 1 | X | WAT
Conventional Hydroelectric.WAT | hydro | TRUE | 21264 | USACE-Detroit District | 1865 | Saint Marys Falls | MI | Chippewa | 1 | Conventional Hydroelectric | HY |  | S | 5.1 | 5.1 | 1 | N | 1951 |  |  | N | Electric Utility | 1 | X | WAT
Conventional Hydroelectric.WAT | hydro | TRUE | 21264 | USACE-Detroit District | 1865 | Saint Marys Falls | MI | Chippewa | 10 | Conventional Hydroelectric | HY |  | S | 2.6 | 2.6 | 1.2 | N | 1932 |  |  | N | Electric Utility | 1 | X | WAT
Conventional Hydroelectric.WAT | hydro | TRUE | 21264 | USACE-Detroit District | 1865 | Saint Marys Falls | MI | Chippewa | 2 | Conventional Hydroelectric | HY |  | S | 5.2 | 5.2 | 1 | N | 1951 |  |  | N | Electric Utility | 1 | X | WAT
Conventional Hydroelectric.WAT | hydro | TRUE | 21264 | USACE-Detroit District | 1865 | Saint Marys Falls | MI | Chippewa | 3 | Conventional Hydroelectric | HY |  | S | 5.2 | 5.2 | 1 | N | 1952 |  |  | N | Electric Utility | 1 | X | WAT
Conventional Hydroelectric.WAT | hydro | TRUE | 21264 | USACE-Detroit District | 1865 | Saint Marys Falls | MI | Chippewa | 3A | Conventional Hydroelectric | HY |  | S | 2.5 | 2.5 | 0.5 | N | 1954 |  |  | N | Electric Utility | 1 | X | WAT
Natural Gas Steam Turbine.NG | natural gas steam turbine | TRUE | 21048 | Wyandotte Municipal Serv Comm | 1866 | Wyandotte | MI | Wayne | 4 | Natural Gas Steam Turbine | ST |  | S | 10.5 | 11.5 | 5 | N | 1948 | 10 | 2026 | N | Electric Utility | 1 | X | NG
Natural Gas Steam Turbine.NG | natural gas steam turbine | TRUE | 21048 | Wyandotte Municipal Serv Comm | 1866 | Wyandotte | MI | Wayne | 7 | Natural Gas Steam Turbine | ST |  | S | 32 | 35 | 5 | N | 1986 | 10 | 2026 | N | Electric Utility | 1 | X | NG
Petroleum Liquids.DFO | petroleum | TRUE | 21048 | Wyandotte Municipal Serv Comm | 1866 | Wyandotte | MI | Wayne | DG1 | Petroleum Liquids | IC |  | S | 1.8 | 1.8 | 1.8 | N | 2007 |  |  | N | Electric Utility | 1 | X | DFO
Petroleum Liquids.DFO | petroleum | TRUE | 21048 | Wyandotte Municipal Serv Comm | 1866 | Wyandotte | MI | Wayne | DG2 | Petroleum Liquids | IC |  | S | 1.8 | 1.8 | 1.8 | N | 2007 |  |  | N | Electric Utility | 1 | X | DFO
Petroleum Liquids.DFO | petroleum | TRUE | 21048 | Wyandotte Municipal Serv Comm | 1866 | Wyandotte | MI | Wayne | DG3 | Petroleum Liquids | IC |  | S | 1.8 | 1.8 | 1.8 | N | 2007 |  |  | N | Electric Utility | 1 | X | DFO
Natural Gas Internal Combustion Engine.NG | natural gas peaker | TRUE | 21158 | City of Zeeland - (MI) | 1867 | Zeeland | MI | Ottawa | 1 | Natural Gas Internal Combustion Engine | IC |  | S | 1.5 | 1.5 | 0.7 | N | 1966 |  |  | N | Electric Utility | 1 | X | NG | DFO
Natural Gas Internal Combustion Engine.NG | natural gas peaker | TRUE | 21158 | City of Zeeland - (MI) | 1867 | Zeeland | MI | Ottawa | 10 | Natural Gas Internal Combustion Engine | IC |  | S | 6 | 6.2 | 2.8 | N | 1974 |  |  | N | Electric Utility | 1 | X | NG | DFO
Natural Gas Internal Combustion Engine.NG | natural gas peaker | TRUE | 21158 | City of Zeeland - (MI) | 1867 | Zeeland | MI | Ottawa | 11 | Natural Gas Internal Combustion Engine | IC |  | S | 6.4 | 6.6 | 3 | N | 1980 |  |  | N | Electric Utility | 1 | X | NG | DFO
Natural Gas Internal Combustion Engine.NG | natural gas peaker | TRUE | 21158 | City of Zeeland - (MI) | 1867 | Zeeland | MI | Ottawa | 2 | Natural Gas Internal Combustion Engine | IC |  | S | 1.2 | 1.2 | 0.6 | N | 1967 |  |  | N | Electric Utility | 1 | X | NG | DFO
Natural Gas Internal Combustion Engine.NG | natural gas peaker | TRUE | 21158 | City of Zeeland - (MI) | 1867 | Zeeland | MI | Ottawa | 7 | Natural Gas Internal Combustion Engine | IC |  | S | 2 | 2 | 1 | N | 1957 |  |  | N | Electric Utility | 1 | X | NG | DFO
Natural Gas Internal Combustion Engine.NG | natural gas peaker | TRUE | 21158 | City of Zeeland - (MI) | 1867 | Zeeland | MI | Ottawa | 8 | Natural Gas Internal Combustion Engine | IC |  | S | 1.6 | 1.6 | 0.9 | N | 1963 |  |  | N | Electric Utility | 1 | X | NG | DFO
Natural Gas Internal Combustion Engine.NG | natural gas peaker | TRUE | 21158 | City of Zeeland - (MI) | 1867 | Zeeland | MI | Ottawa | 9 | Natural Gas Internal Combustion Engine | IC |  | S | 5 | 5 | 2.3 | N | 1971 |  |  | N | Electric Utility | 1 | X | NG | DFO
Petroleum Liquids.DFO | petroleum | TRUE | 3828 | Cloverland Electric Co-op | 1868 | Dafter | MI | Chippewa | 1C | Petroleum Liquids | IC |  | S | 1.8 | 1.8 | 1.8 | N | 2021 |  |  | N | Electric Utility | 1 | X | DFO
Petroleum Liquids.DFO | petroleum | TRUE | 3828 | Cloverland Electric Co-op | 1868 | Dafter | MI | Chippewa | 2C | Petroleum Liquids | IC |  | S | 1.8 | 1.8 | 1.8 | N | 2021 |  |  | N | Electric Utility | 1 | X | DFO
Petroleum Liquids.DFO | petroleum | TRUE | 3828 | Cloverland Electric Co-op | 1868 | Dafter | MI | Chippewa | 3C | Petroleum Liquids | IC |  | S | 1.8 | 1.8 | 1.8 | N | 2021 |  |  | N | Electric Utility | 1 | X | DFO
Petroleum Liquids.DFO | petroleum | TRUE | 3828 | Cloverland Electric Co-op | 1868 | Dafter | MI | Chippewa | 4 | Petroleum Liquids | IC |  | S | 2.5 | 2.5 | 2.5 | N | 1960 |  |  | N | Electric Utility | 1 | X | DFO
Petroleum Liquids.DFO | petroleum | TRUE | 3828 | Cloverland Electric Co-op | 1868 | Dafter | MI | Chippewa | 4C | Petroleum Liquids | IC |  | S | 1.8 | 1.8 | 1.8 | N | 2021 |  |  | N | Electric Utility | 1 | X | DFO
Conventional Hydroelectric.WAT | hydro | TRUE | 19037 | Tower Kleber Ltd Partnership | 1871 | Kleber | MI | Cheboygan | K1 | Conventional Hydroelectric | HY |  | S | 0.6 | 0.6 | 0.2 | N | 1949 |  |  | N | IPP Non-CHP | 2 | X | WAT
Conventional Hydroelectric.WAT | hydro | TRUE | 19037 | Tower Kleber Ltd Partnership | 1871 | Kleber | MI | Cheboygan | K2 | Conventional Hydroelectric | HY |  | S | 0.6 | 0.6 | 0.2 | N | 1949 |  |  | N | IPP Non-CHP | 2 | X | WAT
Conventional Hydroelectric.WAT | hydro | TRUE | 19037 | Tower Kleber Ltd Partnership | 1871 | Kleber | MI | Cheboygan | T1 | Conventional Hydroelectric | HY |  | S | 0.3 | 0.3 | 0.1 | N | 1925 |  |  | N | IPP Non-CHP | 2 | X | WAT
Conventional Hydroelectric.WAT | hydro | TRUE | 19037 | Tower Kleber Ltd Partnership | 1871 | Kleber | MI | Cheboygan | T2 | Conventional Hydroelectric | HY |  | S | 0.3 | 0.3 | 0.1 | N | 1925 |  |  | N | IPP Non-CHP | 2 | X | WAT
Petroleum Liquids.DFO | petroleum | TRUE | 20910 | Wolverine Power Supply Coop | 1873 | Tower | MI | Cheboygan | GT4 | Petroleum Liquids | GT |  | S | 19.3 | 24.7 | 5 | N | 1971 |  |  | N | Electric Utility | 1 | X | DFO
Petroleum Liquids.DFO | petroleum | TRUE | 18895 | Thumb Electric Coop of Mich | 1874 | Caro | MI | Tuscola | 1 | Petroleum Liquids | IC |  | S | 1 | 1 | 0.5 | N | 1949 |  |  | N | Electric Utility | 1 | X | DFO
Petroleum Liquids.DFO | petroleum | TRUE | 18895 | Thumb Electric Coop of Mich | 1874 | Caro | MI | Tuscola | 2 | Petroleum Liquids | IC |  | S | 1 | 1 | 0.5 | N | 1949 |  |  | N | Electric Utility | 1 | X | DFO
Petroleum Liquids.DFO | petroleum | TRUE | 18895 | Thumb Electric Coop of Mich | 1874 | Caro | MI | Tuscola | 3 | Petroleum Liquids | IC |  | S | 1 | 1 | 0.5 | N | 1952 |  |  | N | Electric Utility | 1 | X | DFO
Petroleum Liquids.DFO | petroleum | TRUE | 18895 | Thumb Electric Coop of Mich | 1874 | Caro | MI | Tuscola | 4 | Petroleum Liquids | IC |  | S | 1.5 | 1.5 | 0.8 | N | 1984 |  |  | N | Electric Utility | 1 | X | DFO
Petroleum Liquids.DFO | petroleum | TRUE | 18895 | Thumb Electric Coop of Mich | 1874 | Caro | MI | Tuscola | 5 | Petroleum Liquids | IC |  | S | 2 | 2 | 1 | N | 1999 |  |  | N | Electric Utility | 1 | X | DFO
Petroleum Liquids.DFO | petroleum | TRUE | 18895 | Thumb Electric Coop of Mich | 1874 | Caro | MI | Tuscola | 6 | Petroleum Liquids | IC |  | S | 2 | 2 | 1 | N | 2000 |  |  | N | Electric Utility | 1 | X | DFO
Petroleum Liquids.DFO | petroleum | TRUE | 18895 | Thumb Electric Coop of Mich | 1875 | Ubly | MI | Huron | 1 | Petroleum Liquids | IC |  | S | 0.6 | 0.6 | 0.3 | N | 1938 |  |  | N | Electric Utility | 1 | X | DFO
Petroleum Liquids.DFO | petroleum | TRUE | 18895 | Thumb Electric Coop of Mich | 1875 | Ubly | MI | Huron | 2 | Petroleum Liquids | IC |  | S | 0.6 | 0.6 | 0.3 | N | 1938 |  |  | N | Electric Utility | 1 | X | DFO
Petroleum Liquids.DFO | petroleum | TRUE | 18895 | Thumb Electric Coop of Mich | 1875 | Ubly | MI | Huron | 3 | Petroleum Liquids | IC |  | S | 0.7 | 0.7 | 0.4 | N | 1938 |  |  | N | Electric Utility | 1 | X | DFO
Petroleum Liquids.DFO | petroleum | TRUE | 18895 | Thumb Electric Coop of Mich | 1875 | Ubly | MI | Huron | 4 | Petroleum Liquids | IC |  | S | 0.9 | 0.9 | 0.5 | N | 1947 |  |  | N | Electric Utility | 1 | X | DFO
Petroleum Liquids.DFO | petroleum | TRUE | 18895 | Thumb Electric Coop of Mich | 1875 | Ubly | MI | Huron | 5 | Petroleum Liquids | IC |  | S | 1.5 | 1.5 | 0.8 | N | 1987 |  |  | N | Electric Utility | 1 | X | DFO
Petroleum Liquids.DFO | petroleum | TRUE | 18895 | Thumb Electric Coop of Mich | 1875 | Ubly | MI | Huron | 6 | Petroleum Liquids | IC |  | S | 1.5 | 1.5 | 0.8 | N | 1993 |  |  | N | Electric Utility | 1 | X | DFO | NG
Petroleum Liquids.DFO | petroleum | TRUE | 18895 | Thumb Electric Coop of Mich | 1875 | Ubly | MI | Huron | 7 | Petroleum Liquids | IC |  | S | 2.5 | 2.5 | 1.8 | N | 2000 |  |  | N | Electric Utility | 1 | X | DFO
Petroleum Liquids.DFO | petroleum | TRUE | 18895 | Thumb Electric Coop of Mich | 1875 | Ubly | MI | Huron | 8 | Petroleum Liquids | IC |  | S | 2.5 | 2.5 | 1.8 | N | 2001 |  |  | N | Electric Utility | 1 | X | DFO | NG
Petroleum Liquids.DFO | petroleum | TRUE | 18895 | Thumb Electric Coop of Mich | 1875 | Ubly | MI | Huron | 9 | Petroleum Liquids | IC |  | S | 1.5 | 1.5 | 0.8 | N | 2002 |  |  | N | Electric Utility | 1 | X | DFO | NG
Natural Gas Fired Combustion Turbine.NG | natural gas peaker | TRUE | 20910 | Wolverine Power Supply Coop | 1877 | George Johnson | MI | Osceola | 10 | Natural Gas Fired Combustion Turbine | GT |  | S | 24.3 | 30.4 | 19 | N | 2000 |  |  | N | Electric Utility | 1 | X | NG
Petroleum Liquids.DFO | petroleum | TRUE | 20910 | Wolverine Power Supply Coop | 1877 | George Johnson | MI | Osceola | 11 | Petroleum Liquids | IC |  | S | 1 | 1 | 0.6 | N | 1993 |  |  | N | Electric Utility | 1 | X | DFO
Natural Gas Fired Combustion Turbine.NG | natural gas peaker | TRUE | 20910 | Wolverine Power Supply Coop | 1877 | George Johnson | MI | Osceola | 9 | Natural Gas Fired Combustion Turbine | GT |  | S | 24.4 | 29.7 | 19 | N | 2000 |  |  | N | Electric Utility | 1 | X | NG
Natural Gas Fired Combustion Turbine.NG | natural gas peaker | TRUE | 20910 | Wolverine Power Supply Coop | 1880 | Claude Vandyke | MI | Allegan | 8 | Natural Gas Fired Combustion Turbine | GT |  | S | 20.2 | 27.3 | 17.4 | N | 2001 |  |  | N | Electric Utility | 1 | X | NG
Natural Gas Fired Combustion Turbine.NG | natural gas peaker | TRUE | 20910 | Wolverine Power Supply Coop | 1881 | Vestaburg | MI | Montcalm | 8 | Natural Gas Fired Combustion Turbine | GT |  | S | 18.5 | 25.5 | 5 | N | 1972 |  |  | N | Electric Utility | 1 | X | NG | DFO
Natural Gas Steam Turbine.NG | natural gas steam turbine | TRUE | 12647 | ALLETE, Inc. | 1891 | Syl Laskin | MN | St Louis | 1 | Natural Gas Steam Turbine | ST |  | S | 49 | 49 | 17 | N | 1953 |  |  | N | Electric Utility | 1 | X | NG
Natural Gas Steam Turbine.NG | natural gas steam turbine | TRUE | 12647 | ALLETE, Inc. | 1891 | Syl Laskin | MN | St Louis | 2 | Natural Gas Steam Turbine | ST |  | S | 49 | 49 | 17 | N | 1953 |  |  | N | Electric Utility | 1 | X | NG
Conventional Hydroelectric.WAT | hydro | TRUE | 12647 | ALLETE, Inc. | 1892 | Blanchard | MN | Morrison | 1 | Conventional Hydroelectric | HY |  | S | 5.4 | 5.4 | 0.8 | N | 1925 |  |  | N | Electric Utility | 1 | X | WAT
Conventional Hydroelectric.WAT | hydro | TRUE | 12647 | ALLETE, Inc. | 1892 | Blanchard | MN | Morrison | 2 | Conventional Hydroelectric | HY |  | S | 5.4 | 5.4 | 0.8 | N | 1925 |  |  | N | Electric Utility | 1 | X | WAT
Conventional Hydroelectric.WAT | hydro | TRUE | 12647 | ALLETE, Inc. | 1892 | Blanchard | MN | Morrison | 3 | Conventional Hydroelectric | HY |  | S | 5.4 | 5.4 | 0.8 | N | 1988 |  |  | N | Electric Utility | 1 | X | WAT
Conventional Steam Coal.SUB | hard coal | TRUE | 12647 | ALLETE, Inc. | 1893 | Clay Boswell | MN | Itasca | 3 | Conventional Steam Coal | ST |  | S | 352 | 352 | 75 | N | 1973 |  |  | N | Electric Utility | 1 | X | SUB | NG | RC
Conventional Steam Coal.SUB | hard coal | TRUE | 12647 | ALLETE, Inc. | 1893 | Clay Boswell | MN | Itasca | 4 | Conventional Steam Coal | ST |  | J | 585 | 585 | 185 | N | 1980 |  |  | N | Electric Utility | 1 | X | SUB | NG | RC
Petroleum Liquids.DFO | petroleum | TRUE | 12647 | ALLETE, Inc. | 1893 | Clay Boswell | MN | Itasca | D4 | Petroleum Liquids | IC |  | J | 0.8 | 0.8 | 0.8 | N | 1980 |  |  | N | Electric Utility | 1 | X | DFO
Conventional Hydroelectric.WAT | hydro | TRUE | 12647 | ALLETE, Inc. | 1894 | Fond Du Lac | MN | St Louis | 1 | Conventional Hydroelectric | HY |  | S | 13.1 | 13.1 | 0.5 | N | 1924 |  |  | N | Electric Utility | 1 | X | WAT
Conventional Hydroelectric.WAT | hydro | TRUE | 12647 | ALLETE, Inc. | 1895 | Knife Falls | MN | Carlton | 1 | Conventional Hydroelectric | HY |  | S | 0.8 | 0.8 | 0.1 | N | 1922 |  |  | N | Electric Utility | 1 | X | WAT
Conventional Hydroelectric.WAT | hydro | TRUE | 12647 | ALLETE, Inc. | 1895 | Knife Falls | MN | Carlton | 2 | Conventional Hydroelectric | HY |  | S | 0.8 | 0.8 | 0.1 | N | 1922 |  |  | N | Electric Utility | 1 | X | WAT
Conventional Hydroelectric.WAT | hydro | TRUE | 12647 | ALLETE, Inc. | 1895 | Knife Falls | MN | Carlton | 3 | Conventional Hydroelectric | HY |  | S | 0.7 | 0.7 | 0.1 | N | 1922 |  |  | N | Electric Utility | 1 | X | WAT
Conventional Hydroelectric.WAT | hydro | TRUE | 12647 | ALLETE, Inc. | 1896 | Little Falls (MN) | MN | Morrison | 1 | Conventional Hydroelectric | HY |  | S | 0.9 | 0.9 | 0.1 | N | 1919 |  |  | N | Electric Utility | 1 | X | WAT
Conventional Hydroelectric.WAT | hydro | TRUE | 12647 | ALLETE, Inc. | 1896 | Little Falls (MN) | MN | Morrison | 2 | Conventional Hydroelectric | HY |  | S | 0.9 | 0.9 | 0.1 | N | 1919 |  |  | N | Electric Utility | 1 | X | WAT
Conventional Hydroelectric.WAT | hydro | TRUE | 12647 | ALLETE, Inc. | 1896 | Little Falls (MN) | MN | Morrison | 3 | Conventional Hydroelectric | HY |  | S | 1 | 1 | 0.3 | N | 1920 |  |  | N | Electric Utility | 1 | X | WAT
Conventional Hydroelectric.WAT | hydro | TRUE | 12647 | ALLETE, Inc. | 1896 | Little Falls (MN) | MN | Morrison | 4 | Conventional Hydroelectric | HY |  | S | 1.3 | 1.3 | 0.5 | N | 1979 |  |  | N | Electric Utility | 1 | X | WAT
Conventional Hydroelectric.WAT | hydro | TRUE | 12647 | ALLETE, Inc. | 1896 | Little Falls (MN) | MN | Morrison | 5 | Conventional Hydroelectric | HY |  | S | 0.5 | 0.5 | 0.1 | N | 1906 |  |  | N | Electric Utility | 1 | X | WAT
Conventional Hydroelectric.WAT | hydro | TRUE | 12647 | ALLETE, Inc. | 1896 | Little Falls (MN) | MN | Morrison | 6 | Conventional Hydroelectric | HY |  | S | 0.5 | 0.5 | 0.1 | N | 1906 |  |  | N | Electric Utility | 1 | X | WAT
Wood/Wood Waste Biomass.WDS | biomass | FALSE | 12647 | ALLETE, Inc. | 1897 | M L Hibbard | MN | St Louis | 3 | Wood/Wood Waste Biomass | ST |  | S | 30 | 30 | 10 | N | 1949 |  |  | Y | Commercial CHP | 5 | T | WDS | SUB | NG
Wood/Wood Waste Biomass.WDS | biomass | FALSE | 12647 | ALLETE, Inc. | 1897 | M L Hibbard | MN | St Louis | 4 | Wood/Wood Waste Biomass | ST |  | S | 30 | 30 | 10 | N | 1951 |  |  | Y | Commercial CHP | 5 | T | WDS | SUB | NG
Conventional Hydroelectric.WAT | hydro | TRUE | 12647 | ALLETE, Inc. | 1898 | Pillager | MN | Cass | 1 | Conventional Hydroelectric | HY |  | S | 0.9 | 0.9 | 0.1 | N | 1917 |  |  | N | Electric Utility | 1 | X | WAT
Conventional Hydroelectric.WAT | hydro | TRUE | 12647 | ALLETE, Inc. | 1898 | Pillager | MN | Cass | 2 | Conventional Hydroelectric | HY |  | S | 0.8 | 0.8 | 0.1 | N | 1917 |  |  | N | Electric Utility | 1 | X | WAT
Conventional Hydroelectric.WAT | hydro | TRUE | 12647 | ALLETE, Inc. | 1899 | Scanlon | MN | Carlton | 1 | Conventional Hydroelectric | HY |  | S | 0.4 | 0.4 | 0.1 | N | 1923 |  |  | N | Electric Utility | 1 | X | WAT
Conventional Hydroelectric.WAT | hydro | TRUE | 12647 | ALLETE, Inc. | 1899 | Scanlon | MN | Carlton | 2 | Conventional Hydroelectric | HY |  | S | 0.4 | 0.4 | 0.1 | N | 1923 |  |  | N | Electric Utility | 1 | X | WAT
Conventional Hydroelectric.WAT | hydro | TRUE | 12647 | ALLETE, Inc. | 1899 | Scanlon | MN | Carlton | 3 | Conventional Hydroelectric | HY |  | S | 0.4 | 0.4 | 0.1 | N | 1923 |  |  | N | Electric Utility | 1 | X | WAT
Conventional Hydroelectric.WAT | hydro | TRUE | 12647 | ALLETE, Inc. | 1899 | Scanlon | MN | Carlton | 4 | Conventional Hydroelectric | HY |  | S | 0.4 | 0.4 | 0.1 | N | 1923 |  |  | N | Electric Utility | 1 | X | WAT
Conventional Hydroelectric.WAT | hydro | TRUE | 12647 | ALLETE, Inc. | 1900 | Sylvan | MN | Cass | 1 | Conventional Hydroelectric | HY |  | S | 0.6 | 0.6 | 0.1 | N | 1913 |  |  | N | Electric Utility | 1 | X | WAT
Conventional Hydroelectric.WAT | hydro | TRUE | 12647 | ALLETE, Inc. | 1900 | Sylvan | MN | Cass | 2 | Conventional Hydroelectric | HY |  | S | 0.6 | 0.6 | 0.1 | N | 1913 |  |  | N | Electric Utility | 1 | X | WAT
Conventional Hydroelectric.WAT | hydro | TRUE | 12647 | ALLETE, Inc. | 1900 | Sylvan | MN | Cass | 3 | Conventional Hydroelectric | HY |  | S | 0.6 | 0.6 | 0.1 | N | 1915 |  |  | N | Electric Utility | 1 | X | WAT
Conventional Hydroelectric.WAT | hydro | TRUE | 12647 | ALLETE, Inc. | 1901 | Thomson | MN | Carlton | 1 | Conventional Hydroelectric | HY |  | S | 12.5 | 12.5 | 0.5 | N | 1907 |  |  | N | Electric Utility | 1 | X | WAT
Conventional Hydroelectric.WAT | hydro | TRUE | 12647 | ALLETE, Inc. | 1901 | Thomson | MN | Carlton | 2 | Conventional Hydroelectric | HY |  | S | 12.5 | 12.5 | 0.5 | N | 1907 |  |  | N | Electric Utility | 1 | X | WAT
Conventional Hydroelectric.WAT | hydro | TRUE | 12647 | ALLETE, Inc. | 1901 | Thomson | MN | Carlton | 3 | Conventional Hydroelectric | HY |  | S | 12.5 | 12.5 | 0.5 | N | 1907 |  |  | N | Electric Utility | 1 | X | WAT
Conventional Hydroelectric.WAT | hydro | TRUE | 12647 | ALLETE, Inc. | 1901 | Thomson | MN | Carlton | 4 | Conventional Hydroelectric | HY |  | S | 12.1 | 12.1 | 0.5 | N | 1914 |  |  | N | Electric Utility | 1 | X | WAT
Conventional Hydroelectric.WAT | hydro | TRUE | 12647 | ALLETE, Inc. | 1901 | Thomson | MN | Carlton | 5 | Conventional Hydroelectric | HY |  | S | 11.9 | 11.9 | 0.5 | N | 1919 |  |  | N | Electric Utility | 1 | X | WAT
Conventional Hydroelectric.WAT | hydro | TRUE | 12647 | ALLETE, Inc. | 1901 | Thomson | MN | Carlton | 6 | Conventional Hydroelectric | HY |  | S | 14.7 | 14.7 | 0.5 | N | 1949 |  |  | N | Electric Utility | 1 | X | WAT
Conventional Hydroelectric.WAT | hydro | TRUE | 12647 | ALLETE, Inc. | 1902 | Winton | MN | Lake | 2 | Conventional Hydroelectric | HY |  | S | 2.1 | 2.1 | 0.3 | N | 1923 |  |  | N | Electric Utility | 1 | X | WAT
Conventional Hydroelectric.WAT | hydro | TRUE | 12647 | ALLETE, Inc. | 1902 | Winton | MN | Lake | 3 | Conventional Hydroelectric | HY |  | S | 2 | 2 | 0.3 | N | 1923 |  |  | N | Electric Utility | 1 | X | WAT
Natural Gas Fired Combined Cycle.NG | natural gas combined cycle | TRUE | 13781 | Northern States Power Co - Minnesota | 1904 | Black Dog | MN | Dakota | 2 | Natural Gas Fired Combined Cycle | CA | BDS0 | S | 117 | 117 | 66 | N | 1954 | 12 | 2031 | N | Electric Utility | 1 | X | NG
Natural Gas Fired Combined Cycle.NG | natural gas combined cycle | TRUE | 13781 | Northern States Power Co - Minnesota | 1904 | Black Dog | MN | Dakota | 5 | Natural Gas Fired Combined Cycle | CT | BDS0 | S | 165 | 181 | 94 | N | 2002 | 12 | 2031 | N | Electric Utility | 1 | X | NG
Natural Gas Fired Combustion Turbine.NG | natural gas peaker | TRUE | 13781 | Northern States Power Co - Minnesota | 1904 | Black Dog | MN | Dakota | 6-1 | Natural Gas Fired Combustion Turbine | GT |  | S | 212 | 228 | 60 | N | 2018 | 12 | 2058 | N | Electric Utility | 1 | X | NG
Conventional Hydroelectric.WAT | hydro | TRUE | 13781 | Northern States Power Co - Minnesota | 1911 | Hennepin Island | MN | Hennepin | 1 | Conventional Hydroelectric | HY |  | S | 1.2 | 1.4 | 0.6 | N | 1954 |  |  | N | Electric Utility | 1 | X | WAT
Conventional Hydroelectric.WAT | hydro | TRUE | 13781 | Northern States Power Co - Minnesota | 1911 | Hennepin Island | MN | Hennepin | 2 | Conventional Hydroelectric | HY |  | S | 1.2 | 1.4 | 0.6 | N | 1955 |  |  | N | Electric Utility | 1 | X | WAT
Conventional Hydroelectric.WAT | hydro | TRUE | 13781 | Northern States Power Co - Minnesota | 1911 | Hennepin Island | MN | Hennepin | 3 | Conventional Hydroelectric | HY |  | S | 1.2 | 1.4 | 0.6 | N | 1955 |  |  | N | Electric Utility | 1 | X | WAT
Conventional Hydroelectric.WAT | hydro | TRUE | 13781 | Northern States Power Co - Minnesota | 1911 | Hennepin Island | MN | Hennepin | 4 | Conventional Hydroelectric | HY |  | S | 1.2 | 1.4 | 0.6 | N | 1954 |  |  | N | Electric Utility | 1 | X | WAT
Conventional Hydroelectric.WAT | hydro | TRUE | 13781 | Northern States Power Co - Minnesota | 1911 | Hennepin Island | MN | Hennepin | 5 | Conventional Hydroelectric | HY |  | S | 1.3 | 1.5 | 0.6 | N | 1955 |  |  | N | Electric Utility | 1 | X | WAT
Natural Gas Fired Combined Cycle.NG | natural gas combined cycle | TRUE | 13781 | Northern States Power Co - Minnesota | 1912 | High Bridge | MN | Ramsey | 7 | Natural Gas Fired Combined Cycle | CT | HBR0 | S | 152 | 185 | 88 | N | 2008 |  |  | N | Electric Utility | 1 | X | NG
Natural Gas Fired Combined Cycle.NG | natural gas combined cycle | TRUE | 13781 | Northern States Power Co - Minnesota | 1912 | High Bridge | MN | Ramsey | 8 | Natural Gas Fired Combined Cycle | CT | HBR0 | S | 152 | 185 | 88 | N | 2008 |  |  | N | Electric Utility | 1 | X | NG
Natural Gas Fired Combined Cycle.NG | natural gas combined cycle | TRUE | 13781 | Northern States Power Co - Minnesota | 1912 | High Bridge | MN | Ramsey | 9 | Natural Gas Fired Combined Cycle | CA | HBR0 | S | 226 | 236 | 162 | N | 2008 |  |  | N | Electric Utility | 1 | X | NG
Natural Gas Fired Combustion Turbine.NG | natural gas peaker | TRUE | 13781 | Northern States Power Co - Minnesota | 1913 | Inver Hills | MN | Dakota | 1 | Natural Gas Fired Combustion Turbine | GT |  | S | 47 | 62 | 10 | N | 1972 | 12 | 2026 | N | Electric Utility | 1 | X | NG | DFO
Natural Gas Fired Combustion Turbine.NG | natural gas peaker | TRUE | 13781 | Northern States Power Co - Minnesota | 1913 | Inver Hills | MN | Dakota | 2 | Natural Gas Fired Combustion Turbine | GT |  | S | 47 | 62 | 10 | N | 1972 | 12 | 2026 | N | Electric Utility | 1 | X | NG | DFO
Natural Gas Fired Combustion Turbine.NG | natural gas peaker | TRUE | 13781 | Northern States Power Co - Minnesota | 1913 | Inver Hills | MN | Dakota | 3 | Natural Gas Fired Combustion Turbine | GT |  | S | 47 | 62 | 10 | N | 1972 | 12 | 2026 | N | Electric Utility | 1 | X | NG | DFO
Natural Gas Fired Combustion Turbine.NG | natural gas peaker | TRUE | 13781 | Northern States Power Co - Minnesota | 1913 | Inver Hills | MN | Dakota | 4 | Natural Gas Fired Combustion Turbine | GT |  | S | 47 | 62 | 10 | N | 1972 | 12 | 2026 | N | Electric Utility | 1 | X | NG | DFO
Natural Gas Fired Combustion Turbine.NG | natural gas peaker | TRUE | 13781 | Northern States Power Co - Minnesota | 1913 | Inver Hills | MN | Dakota | 5 | Natural Gas Fired Combustion Turbine | GT |  | S | 47 | 61 | 10 | N | 1972 | 12 | 2026 | N | Electric Utility | 1 | X | NG | DFO
Natural Gas Fired Combustion Turbine.NG | natural gas peaker | TRUE | 13781 | Northern States Power Co - Minnesota | 1913 | Inver Hills | MN | Dakota | 6 | Natural Gas Fired Combustion Turbine | GT |  | S | 47 | 62 | 10 | N | 1972 | 12 | 2026 | N | Electric Utility | 1 | X | NG | DFO
Petroleum Liquids.DFO | petroleum | TRUE | 13781 | Northern States Power Co - Minnesota | 1913 | Inver Hills | MN | Dakota | 7 | Petroleum Liquids | GT |  | S | 1.8 | 1.8 | 0.8 | N | 1997 | 12 | 2026 | N | Electric Utility | 1 | X | DFO
Petroleum Liquids.DFO | petroleum | TRUE | 13781 | Northern States Power Co - Minnesota | 1913 | Inver Hills | MN | Dakota | 8 | Petroleum Liquids | GT |  | S | 1.8 | 1.8 | 0.8 | N | 1997 | 12 | 2026 | N | Electric Utility | 1 | X | DFO
Conventional Steam Coal.SUB | hard coal | TRUE | 13781 | Northern States Power Co - Minnesota | 1915 | Allen S King | MN | Washington | 1 | Conventional Steam Coal | ST |  | S | 511 | 511 | 345 | N | 1958 | 1 | 2028 | N | Electric Utility | 1 | X | SUB | NG | DFO
Nuclear.NUC | nuclear | TRUE | 13781 | Northern States Power Co - Minnesota | 1922 | Monticello Nuclear Facility | MN | Wright | 1 | Nuclear | ST |  | S | 617 | 646 | 500 | N | 1971 |  |  | N | Electric Utility | 1 | X | NUC
Nuclear.NUC | nuclear | TRUE | 13781 | Northern States Power Co - Minnesota | 1925 | Prairie Island | MN | Goodhue | 1 | Nuclear | ST |  | S | 521 | 546 | 500 | N | 1974 |  |  | N | Electric Utility | 1 | X | NUC
Nuclear.NUC | nuclear | TRUE | 13781 | Northern States Power Co - Minnesota | 1925 | Prairie Island | MN | Goodhue | 2 | Nuclear | ST |  | S | 519 | 546 | 500 | N | 1974 |  |  | N | Electric Utility | 1 | X | NUC
Municipal Solid Waste.MSW | municipal solid waste | TRUE | 13781 | Northern States Power Co - Minnesota | 1926 | Red Wing | MN | Goodhue | 1 | Municipal Solid Waste | ST |  | S | 9 | 9 | 6 | N | 1949 | 12 | 2027 | N | Electric Utility | 1 | X | MSW | WDS | NG
Municipal Solid Waste.MSW | municipal solid waste | TRUE | 13781 | Northern States Power Co - Minnesota | 1926 | Red Wing | MN | Goodhue | 2 | Municipal Solid Waste | ST |  | S | 9 | 9 | 6 | N | 1949 | 12 | 2027 | N | Electric Utility | 1 | X | MSW | WDS | NG
Natural Gas Fired Combined Cycle.NG | natural gas combined cycle | TRUE | 13781 | Northern States Power Co - Minnesota | 1927 | Riverside (MN) | MN | Hennepin | 10 | Natural Gas Fired Combined Cycle | CT | RIV0 | S | 147 | 171 | 79 | N | 2009 |  |  | N | Electric Utility | 1 | X | NG | DFO
Natural Gas Fired Combined Cycle.NG | natural gas combined cycle | TRUE | 13781 | Northern States Power Co - Minnesota | 1927 | Riverside (MN) | MN | Hennepin | 9 | Natural Gas Fired Combined Cycle | CT | RIV0 | S | 147 | 171 | 79 | N | 2009 |  |  | N | Electric Utility | 1 | X | NG | DFO
Natural Gas Fired Combined Cycle.NG | natural gas combined cycle | TRUE | 13781 | Northern States Power Co - Minnesota | 1927 | Riverside (MN) | MN | Hennepin | ST7 | Natural Gas Fired Combined Cycle | CA | RIV0 | S | 160 | 158 | 76 | N | 1987 |  |  | N | Electric Utility | 1 | X | NG
Petroleum Liquids.DFO | petroleum | TRUE | 17876 | City of St James - (MN) | 1929 | St James | MN | Watonwan | 1 | Petroleum Liquids | IC |  | S | 2 | 2 | 1.5 | N | 2002 |  |  | N | Electric Utility | 1 | X | DFO
Petroleum Liquids.DFO | petroleum | TRUE | 17876 | City of St James - (MN) | 1929 | St James | MN | Watonwan | 2 | Petroleum Liquids | IC |  | S | 2 | 2 | 1.5 | N | 2002 |  |  | N | Electric Utility | 1 | X | DFO
Petroleum Liquids.DFO | petroleum | TRUE | 17876 | City of St James - (MN) | 1929 | St James | MN | Watonwan | 3 | Petroleum Liquids | IC |  | S | 2 | 2 | 1.5 | N | 2002 |  |  | N | Electric Utility | 1 | X | DFO
Petroleum Liquids.DFO | petroleum | TRUE | 17876 | City of St James - (MN) | 1929 | St James | MN | Watonwan | 4 | Petroleum Liquids | IC |  | S | 2 | 2 | 1.5 | N | 2002 |  |  | N | Electric Utility | 1 | X | DFO
Petroleum Liquids.DFO | petroleum | TRUE | 17876 | City of St James - (MN) | 1929 | St James | MN | Watonwan | 5 | Petroleum Liquids | IC |  | S | 2 | 2 | 1.5 | N | 2002 |  |  | N | Electric Utility | 1 | X | DFO
Petroleum Liquids.DFO | petroleum | TRUE | 17876 | City of St James - (MN) | 1929 | St James | MN | Watonwan | 6 | Petroleum Liquids | IC |  | S | 2 | 2 | 1.5 | N | 2002 |  |  | N | Electric Utility | 1 | X | DFO
Municipal Solid Waste.MSW | municipal solid waste | TRUE | 13781 | Northern States Power Co - Minnesota | 1934 | Wilmarth | MN | Blue Earth | 1 | Municipal Solid Waste | ST |  | S | 9 | 9 | 1 | N | 1948 | 12 | 2027 | N | Electric Utility | 1 | X | MSW | NG
Municipal Solid Waste.MSW | municipal solid waste | TRUE | 13781 | Northern States Power Co - Minnesota | 1934 | Wilmarth | MN | Blue Earth | 2 | Municipal Solid Waste | ST |  | S | 9 | 9 | 1 | N | 1951 | 12 | 2027 | N | Electric Utility | 1 | X | MSW | NG
Conventional Hydroelectric.WAT | hydro | TRUE | 14232 | Otter Tail Power Co | 1943 | Hoot Lake | MN | Otter Tail | H1 | Conventional Hydroelectric | HY |  | S | 0.8 | 0.8 | 0 | N | 1914 |  |  | N | Electric Utility | 1 | X | WAT
Petroleum Liquids.DFO | petroleum | TRUE | 150 | Adrian Public Utilities Comm | 1956 | Adrian | MN | Nobles | 5 | Petroleum Liquids | IC |  | S | 2 | 2 | 0.8 | N | 2005 |  |  | N | Electric Utility | 1 | X | DFO
Petroleum Liquids.DFO | petroleum | TRUE | 295 | City of Alexandria - (MN) | 1958 | Alexandria | MN | Douglas | IC1 | Petroleum Liquids | IC |  | S | 1 | 1 | 0.1 | N | 1948 |  |  | N | Electric Utility | 1 | X | DFO
Petroleum Liquids.DFO | petroleum | TRUE | 295 | City of Alexandria - (MN) | 1958 | Alexandria | MN | Douglas | IC2 | Petroleum Liquids | IC |  | S | 3.6 | 3.6 | 0.1 | N | 1967 |  |  | N | Electric Utility | 1 | X | DFO
Petroleum Liquids.DFO | petroleum | TRUE | 295 | City of Alexandria - (MN) | 1958 | Alexandria | MN | Douglas | IC3 | Petroleum Liquids | IC |  | S | 3.6 | 3.6 | 0.1 | N | 1967 |  |  | N | Electric Utility | 1 | X | DFO
Petroleum Liquids.DFO | petroleum | TRUE | 1573 | City of Benson - (MN) | 1964 | Benson City of | MN | Swift | 10 | Petroleum Liquids | IC |  | S | 1.8 | 1.8 | 0.4 | N | 2002 |  |  | N | Electric Utility | 1 | X | DFO
Petroleum Liquids.DFO | petroleum | TRUE | 1573 | City of Benson - (MN) | 1964 | Benson City of | MN | Swift | 11 | Petroleum Liquids | IC |  | S | 1.8 | 1.8 | 0.4 | N | 2002 |  |  | N | Electric Utility | 1 | X | DFO
Petroleum Liquids.DFO | petroleum | TRUE | 1573 | City of Benson - (MN) | 1964 | Benson City of | MN | Swift | 7 | Petroleum Liquids | IC |  | S | 1.8 | 1.8 | 0.4 | N | 2002 |  |  | N | Electric Utility | 1 | X | DFO
Petroleum Liquids.DFO | petroleum | TRUE | 1573 | City of Benson - (MN) | 1964 | Benson City of | MN | Swift | 8 | Petroleum Liquids | IC |  | S | 1.8 | 1.8 | 0.4 | N | 2002 |  |  | N | Electric Utility | 1 | X | DFO
Petroleum Liquids.DFO | petroleum | TRUE | 1573 | City of Benson - (MN) | 1964 | Benson City of | MN | Swift | 9 | Petroleum Liquids | IC |  | S | 1.8 | 1.8 | 0.4 | N | 2002 |  |  | N | Electric Utility | 1 | X | DFO
Petroleum Liquids.DFO | petroleum | TRUE | 1871 | City of Blooming Prairie - (MN) | 1966 | Blooming Prairie | MN | Steele | 4 | Petroleum Liquids | IC |  | S | 1.3 | 1.3 | 0.8 | N | 1974 |  |  | N | Electric Utility | 1 | X | DFO
Petroleum Liquids.DFO | petroleum | TRUE | 1871 | City of Blooming Prairie - (MN) | 1966 | Blooming Prairie | MN | Steele | 5 | Petroleum Liquids | IC |  | S | 2 | 2 | 1 | N | 2003 |  |  | N | Electric Utility | 1 | X | DFO
Petroleum Liquids.DFO | petroleum | TRUE | 1871 | City of Blooming Prairie - (MN) | 1966 | Blooming Prairie | MN | Steele | 6 | Petroleum Liquids | IC |  | S | 1.9 | 1.9 | 1 | N | 2009 |  |  | N | Electric Utility | 1 | X | DFO
Petroleum Liquids.DFO | petroleum | TRUE | 1871 | City of Blooming Prairie - (MN) | 1966 | Blooming Prairie | MN | Steele | 7 | Petroleum Liquids | IC |  | S | 1.3 | 1.3 | 1.3 | N | 2012 |  |  | N | Electric Utility | 1 | X | DFO
Petroleum Liquids.DFO | petroleum | TRUE | 1871 | City of Blooming Prairie - (MN) | 1966 | Blooming Prairie | MN | Steele | 8 | Petroleum Liquids | IC |  | S | 1.8 | 1.8 | 1.3 | N | 2023 |  |  | N | Electric Utility | 1 | X | DFO
Petroleum Liquids.DFO | petroleum | TRUE | 1883 | Blue Earth Light & Water | 1967 | Blue Earth | MN | Faribault | IC1 | Petroleum Liquids | IC |  | S | 1.5 | 1.5 | 0.5 | N | 1960 |  |  | N | Electric Utility | 1 | X | DFO
Petroleum Liquids.DFO | petroleum | TRUE | 1883 | Blue Earth Light & Water | 1967 | Blue Earth | MN | Faribault | IC3 | Petroleum Liquids | IC |  | S | 1.6 | 1.6 | 0.5 | N | 1993 |  |  | N | Electric Utility | 1 | X | DFO
Petroleum Liquids.DFO | petroleum | TRUE | 1883 | Blue Earth Light & Water | 1967 | Blue Earth | MN | Faribault | IC4 | Petroleum Liquids | IC |  | S | 1.6 | 1.6 | 0.5 | N | 1993 |  |  | N | Electric Utility | 1 | X | DFO
Petroleum Liquids.DFO | petroleum | TRUE | 1883 | Blue Earth Light & Water | 1967 | Blue Earth | MN | Faribault | IC5 | Petroleum Liquids | IC |  | S | 1.6 | 1.6 | 0.5 | N | 1993 |  |  | N | Electric Utility | 1 | X | DFO
Petroleum Liquids.DFO | petroleum | TRUE | 1883 | Blue Earth Light & Water | 1967 | Blue Earth | MN | Faribault | IC6 | Petroleum Liquids | IC |  | S | 1.8 | 1.8 | 0.5 | N | 1996 |  |  | N | Electric Utility | 1 | X | DFO
Petroleum Liquids.DFO | petroleum | TRUE | 1883 | Blue Earth Light & Water | 1967 | Blue Earth | MN | Faribault | IC7 | Petroleum Liquids | IC |  | S | 1.1 | 1.1 | 0.5 | N | 2015 |  |  | N | Electric Utility | 1 | X | DFO
Petroleum Liquids.DFO | petroleum | TRUE | 1883 | Blue Earth Light & Water | 1967 | Blue Earth | MN | Faribault | IC8 | Petroleum Liquids | IC |  | S | 1.8 | 1.8 | 0.5 | N | 2015 |  |  | N | Electric Utility | 1 | X | DFO
Petroleum Liquids.DFO | petroleum | TRUE | 5015 | Delano Municipal Utilities | 1969 | Delano | MN | Wright | 10 | Petroleum Liquids | IC |  | W | 2 | 2 | 0.5 | N | 2022 |  |  | N | Electric Utility | 1 | X | DFO
Petroleum Liquids.DFO | petroleum | TRUE | 5015 | Delano Municipal Utilities | 1969 | Delano | MN | Wright | 11 | Petroleum Liquids | IC |  | W | 2 | 2 | 0.5 | N | 2022 |  |  | N | Electric Utility | 1 | X | DFO
Petroleum Liquids.DFO | petroleum | TRUE | 5015 | Delano Municipal Utilities | 1969 | Delano | MN | Wright | 2 | Petroleum Liquids | IC |  | S | 1.1 | 1.1 | 0.3 | N | 1972 |  |  | N | Electric Utility | 1 | X | DFO
Petroleum Liquids.DFO | petroleum | TRUE | 5015 | Delano Municipal Utilities | 1969 | Delano | MN | Wright | 3 | Petroleum Liquids | IC |  | S | 1.3 | 1.3 | 0.4 | N | 1973 |  |  | N | Electric Utility | 1 | X | DFO
Petroleum Liquids.DFO | petroleum | TRUE | 5015 | Delano Municipal Utilities | 1969 | Delano | MN | Wright | 5 | Petroleum Liquids | IC |  | S | 0.8 | 0.8 | 0.3 | N | 1946 |  |  | N | Electric Utility | 1 | X | DFO
Petroleum Liquids.DFO | petroleum | TRUE | 5015 | Delano Municipal Utilities | 1969 | Delano | MN | Wright | 6 | Petroleum Liquids | IC |  | S | 1.2 | 1.2 | 0.4 | N | 1989 |  |  | N | Electric Utility | 1 | X | DFO
Petroleum Liquids.DFO | petroleum | TRUE | 5015 | Delano Municipal Utilities | 1969 | Delano | MN | Wright | 7 | Petroleum Liquids | IC |  | S | 3 | 3 | 0.9 | N | 1994 |  |  | N | Electric Utility | 1 | X | DFO
Petroleum Liquids.DFO | petroleum | TRUE | 5015 | Delano Municipal Utilities | 1969 | Delano | MN | Wright | 8 | Petroleum Liquids | IC |  | S | 3.1 | 3.1 | 0.9 | N | 1999 |  |  | N | Electric Utility | 1 | X | DFO
Petroleum Liquids.DFO | petroleum | TRUE | 5111 | City of Detroit Lakes - (MN) | 1970 | Detroit Lakes | MN | Becker | 1 | Petroleum Liquids | GT |  | S | 9.6 | 10.6 | 5 | N | 1968 |  |  | N | Electric Utility | 1 | X | DFO
Petroleum Liquids.DFO | petroleum | TRUE | 5773 | City of Elk River | 1971 | Elk River City of | MN | Sherburne | 1 | Petroleum Liquids | IC |  | S | 0.5 | 0.5 | 0.4 | N | 1948 |  |  | N | Electric Utility | 1 | X | DFO
Petroleum Liquids.DFO | petroleum | TRUE | 5773 | City of Elk River | 1971 | Elk River City of | MN | Sherburne | 2 | Petroleum Liquids | IC |  | S | 0.5 | 0.5 | 0.4 | N | 1948 |  |  | N | Electric Utility | 1 | X | DFO
Petroleum Liquids.DFO | petroleum | TRUE | 5773 | City of Elk River | 1971 | Elk River City of | MN | Sherburne | 3 | Petroleum Liquids | IC |  | S | 3 | 3 | 2.8 | N | 1962 |  |  | N | Electric Utility | 1 | X | DFO | NG
Petroleum Liquids.DFO | petroleum | TRUE | 5773 | City of Elk River | 1971 | Elk River City of | MN | Sherburne | 4 | Petroleum Liquids | IC |  | S | 5 | 5 | 4.3 | N | 1972 |  |  | N | Electric Utility | 1 | X | DFO | NG
Petroleum Liquids.DFO | petroleum | TRUE | 6138 | City of Fairfax - (MN) | 1972 | Fairfax | MN | Renville | 2A | Petroleum Liquids | IC |  | S | 1.9 | 1.9 | 1.5 | N | 2001 |  |  | N | Electric Utility | 1 | X | DFO
Natural Gas Internal Combustion Engine.NG | natural gas peaker | TRUE | 40580 | Southern Minnesota Mun P Agny | 1973 | Fairmont (MN) | MN | Martin | 10 | Natural Gas Internal Combustion Engine | IC |  | S | 6.5 | 6.5 | 3 | N | 2014 |  |  | N | Electric Utility | 1 | X | NG
Natural Gas Internal Combustion Engine.NG | natural gas peaker | TRUE | 40580 | Southern Minnesota Mun P Agny | 1973 | Fairmont (MN) | MN | Martin | 11 | Natural Gas Internal Combustion Engine | IC |  | S | 6.5 | 6.5 | 3 | N | 2014 |  |  | N | Electric Utility | 1 | X | NG
Natural Gas Internal Combustion Engine.NG | natural gas peaker | TRUE | 40580 | Southern Minnesota Mun P Agny | 1973 | Fairmont (MN) | MN | Martin | 12 | Natural Gas Internal Combustion Engine | IC |  | S | 6.5 | 6.5 | 3 | N | 2014 |  |  | N | Electric Utility | 1 | X | NG
Petroleum Liquids.DFO | petroleum | TRUE | 40580 | Southern Minnesota Mun P Agny | 1973 | Fairmont (MN) | MN | Martin | 6 | Petroleum Liquids | IC |  | S | 6 | 6 | 3.5 | N | 1975 |  |  | N | Electric Utility | 1 | X | DFO | NG
Petroleum Liquids.DFO | petroleum | TRUE | 40580 | Southern Minnesota Mun P Agny | 1973 | Fairmont (MN) | MN | Martin | 7 | Petroleum Liquids | IC |  | S | 6 | 6 | 3.5 | N | 1975 |  |  | N | Electric Utility | 1 | X | DFO | NG
Natural Gas Internal Combustion Engine.NG | natural gas peaker | TRUE | 40580 | Southern Minnesota Mun P Agny | 1973 | Fairmont (MN) | MN | Martin | 9 | Natural Gas Internal Combustion Engine | IC |  | S | 6.5 | 6.5 | 3 | N | 2014 |  |  | N | Electric Utility | 1 | X | NG
Petroleum Liquids.DFO | petroleum | TRUE | 7292 | Glencoe Light & Power Comm | 1975 | Glencoe | MN | McLeod | 10 | Petroleum Liquids | IC |  | S | 5.6 | 5.6 | 3 | N | 1985 |  |  | N | Electric Utility | 1 | X | DFO
Petroleum Liquids.DFO | petroleum | TRUE | 7292 | Glencoe Light & Power Comm | 1975 | Glencoe | MN | McLeod | 11 | Petroleum Liquids | IC |  | S | 4.8 | 4.8 | 2 | N | 1998 |  |  | N | Electric Utility | 1 | X | DFO
Petroleum Liquids.DFO | petroleum | TRUE | 7292 | Glencoe Light & Power Comm | 1975 | Glencoe | MN | McLeod | 12 | Petroleum Liquids | IC |  | S | 4.8 | 4.8 | 2 | N | 1998 |  |  | N | Electric Utility | 1 | X | DFO
Petroleum Liquids.DFO | petroleum | TRUE | 7292 | Glencoe Light & Power Comm | 1975 | Glencoe | MN | McLeod | 14 | Petroleum Liquids | IC |  | S | 4.8 | 4.8 | 2 | N | 2006 |  |  | N | Electric Utility | 1 | X | DFO
Petroleum Liquids.DFO | petroleum | TRUE | 7292 | Glencoe Light & Power Comm | 1975 | Glencoe | MN | McLeod | 5 | Petroleum Liquids | IC |  | S | 1 | 1 | 0.5 | N | 1957 |  |  | N | Electric Utility | 1 | X | DFO | NG
Petroleum Liquids.DFO | petroleum | TRUE | 7292 | Glencoe Light & Power Comm | 1975 | Glencoe | MN | McLeod | 7 | Petroleum Liquids | IC |  | S | 3.2 | 3.2 | 2 | N | 1966 |  |  | N | Electric Utility | 1 | X | DFO | NG
Petroleum Liquids.DFO | petroleum | TRUE | 7292 | Glencoe Light & Power Comm | 1975 | Glencoe | MN | McLeod | 8 | Petroleum Liquids | IC |  | S | 5.4 | 5.4 | 2 | N | 1969 |  |  | N | Electric Utility | 1 | X | DFO | NG
Petroleum Liquids.DFO | petroleum | TRUE | 7292 | Glencoe Light & Power Comm | 1975 | Glencoe | MN | McLeod | 9 | Petroleum Liquids | IC |  | S | 6.1 | 6.1 | 3 | N | 1973 |  |  | N | Electric Utility | 1 | X | DFO | NG
Petroleum Liquids.DFO | petroleum | TRUE | 7487 | City of Grand Marais - (MN) | 1976 | Grand Marais | MN | Cook | 7 | Petroleum Liquids | IC |  | S | 2.5 | 2.5 | 1.8 | N | 2004 |  |  | N | Electric Utility | 1 | X | DFO
Petroleum Liquids.DFO | petroleum | TRUE | 7487 | City of Grand Marais - (MN) | 1976 | Grand Marais | MN | Cook | 8 | Petroleum Liquids | IC |  | S | 1.8 | 1.8 | 1.8 | N | 2004 |  |  | N | Electric Utility | 1 | X | DFO
Petroleum Liquids.DFO | petroleum | TRUE | 7487 | City of Grand Marais - (MN) | 1976 | Grand Marais | MN | Cook | 9 | Petroleum Liquids | IC |  | S | 1.8 | 1.8 | 1.8 | N | 2004 |  |  | N | Electric Utility | 1 | X | DFO
Conventional Hydroelectric.WAT | hydro | TRUE | 7494 | City of Granite Falls - (MN) | 1977 | Granite Falls | MN | Chippewa | 1 | Conventional Hydroelectric | HY |  | S | 0.2 | 0.2 | 0.2 | N | 1940 |  |  | N | Electric Utility | 1 | X | WAT
Conventional Hydroelectric.WAT | hydro | TRUE | 7494 | City of Granite Falls - (MN) | 1977 | Granite Falls | MN | Chippewa | 2 | Conventional Hydroelectric | HY |  | S | 0.2 | 0.2 | 0.2 | N | 1932 |  |  | N | Electric Utility | 1 | X | WAT
Conventional Hydroelectric.WAT | hydro | TRUE | 7494 | City of Granite Falls - (MN) | 1977 | Granite Falls | MN | Chippewa | HC3 | Conventional Hydroelectric | HY |  | S | 0.7 | 0.7 | 0.7 | N | 1986 |  |  | N | Electric Utility | 1 | X | WAT
Natural Gas Steam Turbine.NG | natural gas steam turbine | TRUE | 8543 | Hibbing Public Utilities Comm | 1979 | Hibbing | MN | St Louis | 3 | Natural Gas Steam Turbine | ST |  | S | 11.6 | 11.6 | 4 | N | 1965 |  |  | Y | Electric Utility | 1 | T | NG | WDS | BIT | LIG
Natural Gas Steam Turbine.NG | natural gas steam turbine | TRUE | 8543 | Hibbing Public Utilities Comm | 1979 | Hibbing | MN | St Louis | 5 | Natural Gas Steam Turbine | ST |  | S | 19.5 | 19.5 | 5 | N | 1985 |  |  | Y | Electric Utility | 1 | T | NG | WDS | BIT | LIG
Natural Gas Steam Turbine.NG | natural gas steam turbine | TRUE | 8543 | Hibbing Public Utilities Comm | 1979 | Hibbing | MN | St Louis | 6 | Natural Gas Steam Turbine | ST |  | S | 1 | 6.4 | 1 | N | 1996 |  |  | Y | Electric Utility | 1 | T | NG | WDS | BIT | LIG
Natural Gas Internal Combustion Engine.NG | natural gas peaker | TRUE | 9130 | Hutchinson Utilities Comm | 1980 | Hutchinson Plant #1 | MN | McLeod | 10 | Natural Gas Internal Combustion Engine | IC |  | S | 9.3 | 9.3 | 1 | N | 2013 |  |  | N | Electric Utility | 1 | X | NG
Natural Gas Internal Combustion Engine.NG | natural gas peaker | TRUE | 9130 | Hutchinson Utilities Comm | 1980 | Hutchinson Plant #1 | MN | McLeod | 11 | Natural Gas Internal Combustion Engine | IC |  | S | 9.8 | 9.8 | 1 | N | 2019 |  |  | N | Electric Utility | 1 | X | NG
Natural Gas Internal Combustion Engine.NG | natural gas peaker | TRUE | 9130 | Hutchinson Utilities Comm | 1980 | Hutchinson Plant #1 | MN | McLeod | 12 | Natural Gas Internal Combustion Engine | IC |  | S | 9.8 | 9.8 | 1 | N | 2019 |  |  | N | Electric Utility | 1 | X | NG
Petroleum Liquids.DFO | petroleum | TRUE | 9650 | City of Janesville - (MN) | 1982 | Janesville | MN | Waseca | 1 | Petroleum Liquids | IC |  | S | 0.9 | 1 | 0.5 | N | 1965 |  |  | N | Electric Utility | 1 | X | DFO | NG
Petroleum Liquids.DFO | petroleum | TRUE | 9650 | City of Janesville - (MN) | 1982 | Janesville | MN | Waseca | 2 | Petroleum Liquids | IC |  | S | 1.1 | 1.2 | 0.6 | N | 1972 |  |  | N | Electric Utility | 1 | X | DFO | NG
Petroleum Liquids.DFO | petroleum | TRUE | 9650 | City of Janesville - (MN) | 1982 | Janesville | MN | Waseca | 3 | Petroleum Liquids | IC |  | S | 0.5 | 0.6 | 0.3 | N | 1955 |  |  | N | Electric Utility | 1 | X | DFO | NG
Petroleum Liquids.DFO | petroleum | TRUE | 9650 | City of Janesville - (MN) | 1982 | Janesville | MN | Waseca | 4 | Petroleum Liquids | IC |  | S | 1.8 | 1.8 | 0.9 | N | 1998 |  |  | N | Electric Utility | 1 | X | DFO
Petroleum Liquids.DFO | petroleum | TRUE | 10179 | Kenyon Municipal Utilities | 1983 | Kenyon Municipal | MN | Goodhue | 5 | Petroleum Liquids | IC |  | S | 1.8 | 1.8 | 0 | N | 1997 |  |  | N | Electric Utility | 1 | X | DFO
Petroleum Liquids.DFO | petroleum | TRUE | 10179 | Kenyon Municipal Utilities | 1983 | Kenyon Municipal | MN | Goodhue | 6 | Petroleum Liquids | IC |  | S | 1.8 | 1.8 | 0 | N | 1997 |  |  | N | Electric Utility | 1 | X | DFO
Petroleum Liquids.DFO | petroleum | TRUE | 10179 | Kenyon Municipal Utilities | 1983 | Kenyon Municipal | MN | Goodhue | 7 | Petroleum Liquids | IC |  | S | 1.8 | 1.8 | 0 | N | 1997 |  |  | N | Electric Utility | 1 | X | DFO
Petroleum Liquids.DFO | petroleum | TRUE | 10596 | City of Lake Crystal - (MN) | 1985 | Lake Crystal | MN | Blue Earth | 1 | Petroleum Liquids | IC |  | S | 0.6 | 0.6 | 0.6 | N | 1952 |  |  | N | Electric Utility | 1 | X | DFO
Petroleum Liquids.DFO | petroleum | TRUE | 10596 | City of Lake Crystal - (MN) | 1985 | Lake Crystal | MN | Blue Earth | 3 | Petroleum Liquids | IC |  | S | 2 | 2 | 2 | N | 1971 |  |  | N | Electric Utility | 1 | X | DFO
Petroleum Liquids.DFO | petroleum | TRUE | 10596 | City of Lake Crystal - (MN) | 1985 | Lake Crystal | MN | Blue Earth | 4 | Petroleum Liquids | IC |  | S | 1.2 | 1.2 | 1.2 | N | 1955 |  |  | N | Electric Utility | 1 | X | DFO
Petroleum Liquids.DFO | petroleum | TRUE | 10596 | City of Lake Crystal - (MN) | 1985 | Lake Crystal | MN | Blue Earth | 5 | Petroleum Liquids | IC |  | S | 2 | 2 | 2 | N | 1999 |  |  | N | Electric Utility | 1 | X | DFO
Conventional Hydroelectric.WAT | hydro | TRUE | 10685 | Lanesboro Public Utility Comm | 1987 | Lanesboro | MN | Fillmore | 2 | Conventional Hydroelectric | HY |  | S | 0.2 | 0.2 | 0.1 | N | 1923 |  |  | N | Electric Utility | 1 | X | WAT
Petroleum Liquids.DFO | petroleum | TRUE | 10685 | Lanesboro Public Utility Comm | 1987 | Lanesboro | MN | Fillmore | 4 | Petroleum Liquids | IC |  | S | 2.1 | 2.1 | 1 | N | 2004 |  |  | N | Electric Utility | 1 | X | DFO
Petroleum Liquids.DFO | petroleum | TRUE | 11064 | Litchfield Public Utilities | 1989 | Litchfield | MN | Meeker | 5 | Petroleum Liquids | IC |  | S | 2.1 | 2.1 | 1 | N | 1963 |  |  | N | Electric Utility | 1 | X | DFO | NG
Petroleum Liquids.DFO | petroleum | TRUE | 11064 | Litchfield Public Utilities | 1989 | Litchfield | MN | Meeker | 6 | Petroleum Liquids | IC |  | S | 2.1 | 2.1 | 1 | N | 1963 |  |  | N | Electric Utility | 1 | X | DFO | NG
Petroleum Liquids.DFO | petroleum | TRUE | 11064 | Litchfield Public Utilities | 1989 | Litchfield | MN | Meeker | QS 1 | Petroleum Liquids | IC |  | S | 2.3 | 2.3 | 1 | N | 2010 |  |  | N | Electric Utility | 1 | X | DFO
Petroleum Liquids.DFO | petroleum | TRUE | 11064 | Litchfield Public Utilities | 1989 | Litchfield | MN | Meeker | QS 2 | Petroleum Liquids | IC |  | S | 2.3 | 2.3 | 1 | N | 2010 |  |  | N | Electric Utility | 1 | X | DFO
Petroleum Liquids.DFO | petroleum | TRUE | 11064 | Litchfield Public Utilities | 1989 | Litchfield | MN | Meeker | QS 3 | Petroleum Liquids | IC |  | S | 2.3 | 2.3 | 1 | N | 2010 |  |  | N | Electric Utility | 1 | X | DFO
Petroleum Liquids.DFO | petroleum | TRUE | 11064 | Litchfield Public Utilities | 1989 | Litchfield | MN | Meeker | QS 4 | Petroleum Liquids | IC |  | S | 2.3 | 2.3 | 1 | N | 2010 |  |  | N | Electric Utility | 1 | X | DFO
Petroleum Liquids.DFO | petroleum | TRUE | 11064 | Litchfield Public Utilities | 1989 | Litchfield | MN | Meeker | QS 5 | Petroleum Liquids | IC |  | S | 2.3 | 2.3 | 1 | N | 2010 |  |  | N | Electric Utility | 1 | X | DFO
Petroleum Liquids.DFO | petroleum | TRUE | 11064 | Litchfield Public Utilities | 1989 | Litchfield | MN | Meeker | QS6 | Petroleum Liquids | IC |  | S | 3.1 | 3.1 | 1 | N | 2021 |  |  | N | Electric Utility | 1 | X | DFO
Petroleum Liquids.DFO | petroleum | TRUE | 11064 | Litchfield Public Utilities | 1989 | Litchfield | MN | Meeker | QS7 | Petroleum Liquids | IC |  | S | 3.1 | 3.1 | 1 | N | 2021 |  |  | N | Electric Utility | 1 | X | DFO
Petroleum Liquids.DFO | petroleum | TRUE | 11332 | City of Luverne - (MN) | 1990 | Luverne | MN | Rock | 4C | Petroleum Liquids | IC |  | S | 3.5 | 3.5 | 2.5 | N | 1967 |  |  | N | Electric Utility | 1 | X | DFO
Petroleum Liquids.DFO | petroleum | TRUE | 11332 | City of Luverne - (MN) | 1990 | Luverne | MN | Rock | 5A | Petroleum Liquids | IC |  | S | 3.1 | 3.1 | 1 | N | 2022 |  |  | N | Electric Utility | 1 | X | DFO
Petroleum Liquids.DFO | petroleum | TRUE | 11332 | City of Luverne - (MN) | 1990 | Luverne | MN | Rock | 5B | Petroleum Liquids | IC |  | S | 3.1 | 3.1 | 1 | N | 2022 |  |  | N | Electric Utility | 1 | X | DFO
Petroleum Liquids.DFO | petroleum | TRUE | 11731 | City of Marshall - (MN) | 1993 | Marshall (MN) | MN | Lyon | 6 | Petroleum Liquids | GT |  | S | 14.5 | 19.6 | 4 | Y | 1969 |  |  | N | Electric Utility | 1 | X | DFO
Petroleum Liquids.DFO | petroleum | TRUE | 12286 | Melrose Public Utilities | 1994 | Melrose | MN | Stearns | 1 | Petroleum Liquids | IC |  | S | 0.8 | 0.8 | 0.8 | N | 1945 |  |  | N | Electric Utility | 1 | X | DFO
Petroleum Liquids.DFO | petroleum | TRUE | 12286 | Melrose Public Utilities | 1994 | Melrose | MN | Stearns | 2 | Petroleum Liquids | IC |  | S | 1.1 | 1.1 | 0.8 | N | 1948 |  |  | N | Electric Utility | 1 | X | DFO
Petroleum Liquids.DFO | petroleum | TRUE | 12286 | Melrose Public Utilities | 1994 | Melrose | MN | Stearns | 3 | Petroleum Liquids | IC |  | S | 3.1 | 3.1 | 2.5 | N | 1969 |  |  | N | Electric Utility | 1 | X | DFO
Petroleum Liquids.DFO | petroleum | TRUE | 12286 | Melrose Public Utilities | 1994 | Melrose | MN | Stearns | 4 | Petroleum Liquids | IC |  | S | 3.1 | 3.1 | 2.5 | N | 1969 |  |  | N | Electric Utility | 1 | X | DFO
Petroleum Liquids.DFO | petroleum | TRUE | 12897 | Moose Lake Water & Light Comm | 1996 | Moose Lake | MN | Carlton | 1 | Petroleum Liquids | IC |  | S | 1.3 | 1.3 | 1.3 | N | 1973 |  |  | N | Electric Utility | 1 | X | DFO
Petroleum Liquids.DFO | petroleum | TRUE | 12897 | Moose Lake Water & Light Comm | 1996 | Moose Lake | MN | Carlton | 5 | Petroleum Liquids | IC |  | S | 2.3 | 2.3 | 2.1 | N | 2005 |  |  | N | Electric Utility | 1 | X | DFO
Petroleum Liquids.DFO | petroleum | TRUE | 12897 | Moose Lake Water & Light Comm | 1996 | Moose Lake | MN | Carlton | 6 | Petroleum Liquids | IC |  | S | 2.3 | 2.3 | 2.1 | N | 2005 |  |  | N | Electric Utility | 1 | X | DFO
Petroleum Liquids.DFO | petroleum | TRUE | 12897 | Moose Lake Water & Light Comm | 1996 | Moose Lake | MN | Carlton | 7 | Petroleum Liquids | IC |  | S | 2.3 | 2.3 | 2.1 | N | 2005 |  |  | N | Electric Utility | 1 | X | DFO
Natural Gas Internal Combustion Engine.NG | natural gas peaker | TRUE | 12897 | Moose Lake Water & Light Comm | 1996 | Moose Lake | MN | Carlton | 8NG | Natural Gas Internal Combustion Engine | IC |  | S | 2 | 2 | 2 | N | 2019 |  |  | N | Electric Utility | 1 | X | NG
Natural Gas Internal Combustion Engine.NG | natural gas peaker | TRUE | 12900 | City of Mora - (MN) | 1997 | Mora | MN | Kanabec | 2 | Natural Gas Internal Combustion Engine | IC |  | S | 1.2 | 1.2 | 0.2 | N | 1957 |  |  | N | Electric Utility | 1 | X | NG | DFO
Natural Gas Internal Combustion Engine.NG | natural gas peaker | TRUE | 12900 | City of Mora - (MN) | 1997 | Mora | MN | Kanabec | 5 | Natural Gas Internal Combustion Engine | IC |  | S | 5.7 | 5.7 | 0.5 | N | 1972 |  |  | N | Electric Utility | 1 | X | NG | DFO
Petroleum Liquids.DFO | petroleum | TRUE | 12900 | City of Mora - (MN) | 1997 | Mora | MN | Kanabec | 6 | Petroleum Liquids | IC |  | S | 6.3 | 6.3 | 0.5 | N | 1975 |  |  | N | Electric Utility | 1 | X | DFO | NG
Natural Gas Internal Combustion Engine.NG | natural gas peaker | TRUE | 13048 | City of Mountain Lake - (MN) | 1998 | Mountain Lake | MN | Cottonwood | 2 | Natural Gas Internal Combustion Engine | IC |  | S | 0.9 | 1.1 | 0.9 | N | 1954 |  |  | N | Electric Utility | 1 | X | NG | DFO
Petroleum Liquids.DFO | petroleum | TRUE | 13048 | City of Mountain Lake - (MN) | 1998 | Mountain Lake | MN | Cottonwood | 4 | Petroleum Liquids | IC |  | S | 1.8 | 1.9 | 1.8 | N | 1968 |  |  | N | Electric Utility | 1 | X | DFO
Natural Gas Internal Combustion Engine.NG | natural gas peaker | TRUE | 13048 | City of Mountain Lake - (MN) | 1998 | Mountain Lake | MN | Cottonwood | 5 | Natural Gas Internal Combustion Engine | IC |  | S | 1.2 | 1.3 | 1.2 | N | 1959 |  |  | N | Electric Utility | 1 | X | NG | DFO
Petroleum Liquids.DFO | petroleum | TRUE | 13048 | City of Mountain Lake - (MN) | 1998 | Mountain Lake | MN | Cottonwood | 6 | Petroleum Liquids | IC |  | S | 1.8 | 1.8 | 1.8 | N | 1998 |  |  | N | Electric Utility | 1 | X | DFO
Petroleum Liquids.DFO | petroleum | TRUE | 13048 | City of Mountain Lake - (MN) | 1998 | Mountain Lake | MN | Cottonwood | 7 | Petroleum Liquids | IC |  | S | 1.8 | 1.8 | 1.8 | N | 1998 |  |  | N | Electric Utility | 1 | X | DFO
Onshore Wind Turbine.WND | onshore wind | TRUE | 13048 | City of Mountain Lake - (MN) | 1998 | Mountain Lake | MN | Cottonwood | 8 | Onshore Wind Turbine | WT |  | S | 1.2 | 1.2 | 1.2 | N | 2007 |  |  | N | Electric Utility | 1 | X | WND
Natural Gas Internal Combustion Engine.NG | natural gas peaker | TRUE | 13480 | New Prague Utilities Comm | 1999 | New Prague | MN | Le Sueur | 2 | Natural Gas Internal Combustion Engine | IC |  | S | 4.4 | 4.4 | 4 | N | 1974 |  |  | N | Electric Utility | 1 | X | NG | DFO
Natural Gas Internal Combustion Engine.NG | natural gas peaker | TRUE | 13480 | New Prague Utilities Comm | 1999 | New Prague | MN | Le Sueur | 3 | Natural Gas Internal Combustion Engine | IC |  | S | 2.4 | 2.4 | 2 | N | 1962 |  |  | N | Electric Utility | 1 | X | NG | DFO
Natural Gas Internal Combustion Engine.NG | natural gas peaker | TRUE | 13480 | New Prague Utilities Comm | 1999 | New Prague | MN | Le Sueur | 4 | Natural Gas Internal Combustion Engine | IC |  | S | 3.5 | 3.5 | 3 | N | 1968 |  |  | N | Electric Utility | 1 | X | NG | DFO
Natural Gas Internal Combustion Engine.NG | natural gas peaker | TRUE | 13480 | New Prague Utilities Comm | 1999 | New Prague | MN | Le Sueur | 5 | Natural Gas Internal Combustion Engine | IC |  | S | 0.6 | 0.6 | 0.6 | N | 1944 |  |  | N | Electric Utility | 1 | X | NG
Natural Gas Internal Combustion Engine.NG | natural gas peaker | TRUE | 13480 | New Prague Utilities Comm | 1999 | New Prague | MN | Le Sueur | 6 | Natural Gas Internal Combustion Engine | IC |  | S | 5.9 | 5.9 | 4.5 | N | 1982 |  |  | N | Electric Utility | 1 | X | NG | DFO
Natural Gas Steam Turbine.NG | natural gas steam turbine | TRUE | 13488 | New Ulm Public Utilities Comm | 2001 | New Ulm | MN | Brown | 3 | Natural Gas Steam Turbine | ST |  | S | 4.7 | 4.7 | 1 | N | 1957 |  |  | Y | Electric Utility | 1 | T | NG
Natural Gas Steam Turbine.NG | natural gas steam turbine | TRUE | 13488 | New Ulm Public Utilities Comm | 2001 | New Ulm | MN | Brown | 4 | Natural Gas Steam Turbine | ST |  | S | 13.2 | 13.2 | 2 | N | 1965 |  |  | Y | Electric Utility | 1 | T | NG
Petroleum Liquids.DFO | petroleum | TRUE | 13488 | New Ulm Public Utilities Comm | 2001 | New Ulm | MN | Brown | 5 | Petroleum Liquids | GT |  | S | 23 | 25 | 2.5 | N | 1975 |  |  | N | Electric Utility | 1 | X | DFO
Natural Gas Steam Turbine.NG | natural gas steam turbine | TRUE | 13488 | New Ulm Public Utilities Comm | 2001 | New Ulm | MN | Brown | 6 | Natural Gas Steam Turbine | ST |  | S | 4.7 | 4.7 | 1 | N | 1997 |  |  | Y | Electric Utility | 1 | T | NG
Petroleum Liquids.DFO | petroleum | TRUE | 13488 | New Ulm Public Utilities Comm | 2001 | New Ulm | MN | Brown | 7 | Petroleum Liquids | GT |  | S | 25 | 25 | 8 | N | 2001 |  |  | N | Electric Utility | 1 | X | DFO
Petroleum Liquids.DFO | petroleum | TRUE | 13681 | North Branch Water & Light Comm | 2002 | North Branch (MN) | MN | Chisago | 3 | Petroleum Liquids | IC |  | S | 2 | 2 | 2 | N | 2003 |  |  | N | Electric Utility | 1 | X | DFO
Petroleum Liquids.DFO | petroleum | TRUE | 13681 | North Branch Water & Light Comm | 2002 | North Branch (MN) | MN | Chisago | 4 | Petroleum Liquids | IC |  | S | 2 | 2 | 2 | N | 2003 |  |  | N | Electric Utility | 1 | X | DFO
Petroleum Liquids.DFO | petroleum | TRUE | 13681 | North Branch Water & Light Comm | 2002 | North Branch (MN) | MN | Chisago | 5 | Petroleum Liquids | IC |  | S | 2 | 2 | 2 | N | 2011 |  |  | N | Electric Utility | 1 | X | DFO
Petroleum Liquids.DFO | petroleum | TRUE | 13681 | North Branch Water & Light Comm | 2002 | North Branch (MN) | MN | Chisago | 6 | Petroleum Liquids | IC |  | S | 2 | 2 | 2 | N | 2011 |  |  | N | Electric Utility | 1 | X | DFO
Petroleum Liquids.DFO | petroleum | TRUE | 13681 | North Branch Water & Light Comm | 2002 | North Branch (MN) | MN | Chisago | 7 | Petroleum Liquids | IC |  | S | 2 | 2 | 2 | N | 2011 |  |  | N | Electric Utility | 1 | X | DFO
Natural Gas Fired Combustion Turbine.NG | natural gas peaker | TRUE | 14246 | City of Owatonna - (MN) | 2003 | Owatonna | MN | Steele | 7 | Natural Gas Fired Combustion Turbine | GT |  | S | 16.6 | 16.6 | 7 | N | 1982 |  |  | N | Electric Utility | 1 | X | NG
Petroleum Liquids.DFO | petroleum | TRUE | 15348 | Preston Public Utilities Comm | 2004 | Preston (MN) | MN | Fillmore | 4 | Petroleum Liquids | IC |  | S | 0.8 | 0.8 | 0.5 | N | 1949 |  |  | N | Electric Utility | 1 | X | DFO
Natural Gas Internal Combustion Engine.NG | natural gas peaker | TRUE | 15348 | Preston Public Utilities Comm | 2004 | Preston (MN) | MN | Fillmore | 5 | Natural Gas Internal Combustion Engine | IC |  | S | 1.1 | 1.1 | 0.8 | N | 1954 |  |  | N | Electric Utility | 1 | X | NG | DFO
Natural Gas Internal Combustion Engine.NG | natural gas peaker | TRUE | 15348 | Preston Public Utilities Comm | 2004 | Preston (MN) | MN | Fillmore | 6 | Natural Gas Internal Combustion Engine | IC |  | S | 2.2 | 2.2 | 1.5 | N | 1974 |  |  | N | Electric Utility | 1 | X | NG | DFO
Petroleum Liquids.DFO | petroleum | TRUE | 15387 | Princeton Public Utils Comm | 2005 | Princeton (MN) | MN | Mille Lacs | 3 | Petroleum Liquids | IC |  | S | 2.6 | 2.6 | 2 | N | 1978 |  |  | N | Electric Utility | 1 | X | DFO
Petroleum Liquids.DFO | petroleum | TRUE | 15387 | Princeton Public Utils Comm | 2005 | Princeton (MN) | MN | Mille Lacs | 4 | Petroleum Liquids | IC |  | S | 1.3 | 1.3 | 1 | N | 1967 |  |  | N | Electric Utility | 1 | X | DFO
Petroleum Liquids.DFO | petroleum | TRUE | 15387 | Princeton Public Utils Comm | 2005 | Princeton (MN) | MN | Mille Lacs | 5 | Petroleum Liquids | IC |  | S | 1 | 1 | 1 | N | 1953 |  |  | N | Electric Utility | 1 | X | DFO
Petroleum Liquids.DFO | petroleum | TRUE | 15387 | Princeton Public Utils Comm | 2005 | Princeton (MN) | MN | Mille Lacs | 6 | Petroleum Liquids | IC |  | S | 2.9 | 2.9 | 2 | N | 1963 |  |  | N | Electric Utility | 1 | X | DFO
Petroleum Liquids.DFO | petroleum | TRUE | 15387 | Princeton Public Utils Comm | 2005 | Princeton (MN) | MN | Mille Lacs | 7 | Petroleum Liquids | IC |  | S | 5 | 5 | 4 | N | 2003 |  |  | N | Electric Utility | 1 | X | DFO
Conventional Hydroelectric.WAT | hydro | TRUE | 16181 | Rochester Public Utilities | 2007 | Rochester Hydro | MN | Wabasha | 1 | Conventional Hydroelectric | HY |  | S | 1.3 | 1.3 | 0.5 | N | 1984 |  |  | N | Electric Utility | 1 | X | WAT
Conventional Hydroelectric.WAT | hydro | TRUE | 16181 | Rochester Public Utilities | 2007 | Rochester Hydro | MN | Wabasha | 2 | Conventional Hydroelectric | HY |  | S | 1.3 | 1.3 | 0.5 | N | 1984 |  |  | N | Electric Utility | 1 | X | WAT
Petroleum Liquids.DFO | petroleum | TRUE | 15793 | Redwood Falls Public Util Comm | 2009 | Redwood Falls | MN | Redwood | 6 | Petroleum Liquids | IC |  | S | 2.1 | 2.1 | 0.5 | N | 1970 |  |  | N | Electric Utility | 1 | X | DFO
Natural Gas Internal Combustion Engine.NG | natural gas peaker | TRUE | 15793 | Redwood Falls Public Util Comm | 2009 | Redwood Falls | MN | Redwood | 7 | Natural Gas Internal Combustion Engine | IC |  | S | 6 | 6 | 0.7 | N | 1974 |  |  | N | Electric Utility | 1 | X | NG | DFO
Conventional Hydroelectric.WAT | hydro | TRUE | 15793 | Redwood Falls Public Util Comm | 2009 | Redwood Falls | MN | Redwood | 8 | Conventional Hydroelectric | HY |  | S | 0.5 | 0.5 | 0.1 | N | 2013 |  |  | N | Electric Utility | 1 | X | WAT
Petroleum Liquids.DFO | petroleum | TRUE | 17320 | Sleepy Eye Public Utility Comm | 2011 | Sleepy Eye | MN | Brown | 1A | Petroleum Liquids | IC |  | S | 1.8 | 1.8 | 0.2 | N | 1999 |  |  | N | Electric Utility | 1 | X | DFO
Petroleum Liquids.DFO | petroleum | TRUE | 17320 | Sleepy Eye Public Utility Comm | 2011 | Sleepy Eye | MN | Brown | 5 | Petroleum Liquids | IC |  | S | 1.8 | 1.8 | 0.2 | N | 1996 |  |  | N | Electric Utility | 1 | X | DFO
Petroleum Liquids.DFO | petroleum | TRUE | 17320 | Sleepy Eye Public Utility Comm | 2011 | Sleepy Eye | MN | Brown | 6 | Petroleum Liquids | IC |  | S | 2 | 2 | 0.2 | N | 2009 |  |  | N | Electric Utility | 1 | X | DFO
Petroleum Liquids.DFO | petroleum | TRUE | 17320 | Sleepy Eye Public Utility Comm | 2011 | Sleepy Eye | MN | Brown | 7 | Petroleum Liquids | IC |  | S | 2 | 2 | 0.2 | N | 2009 |  |  | N | Electric Utility | 1 | X | DFO
Petroleum Liquids.DFO | petroleum | TRUE | 17320 | Sleepy Eye Public Utility Comm | 2011 | Sleepy Eye | MN | Brown | IC4 | Petroleum Liquids | IC |  | S | 1.8 | 1.8 | 0.2 | N | 1995 |  |  | N | Electric Utility | 1 | X | DFO
Petroleum Liquids.DFO | petroleum | TRUE | 17320 | Sleepy Eye Public Utility Comm | 2011 | Sleepy Eye | MN | Brown | NEW | Petroleum Liquids | IC |  | S | 1.8 | 1.8 | 0.2 | N | 2001 |  |  | N | Electric Utility | 1 | X | DFO
Petroleum Liquids.DFO | petroleum | TRUE | 17836 | Springfield Public Utils Comm - (MN) | 2012 | Springfield (MN) | MN | Brown | 5 | Petroleum Liquids | IC |  | S | 1.8 | 1.8 | 0.5 | N | 1994 |  |  | N | Electric Utility | 1 | X | DFO
Petroleum Liquids.DFO | petroleum | TRUE | 17836 | Springfield Public Utils Comm - (MN) | 2012 | Springfield (MN) | MN | Brown | 6 | Petroleum Liquids | IC |  | S | 1.8 | 1.8 | 0.5 | N | 1996 |  |  | N | Electric Utility | 1 | X | DFO
Petroleum Liquids.DFO | petroleum | TRUE | 17836 | Springfield Public Utils Comm - (MN) | 2012 | Springfield (MN) | MN | Brown | 7 | Petroleum Liquids | IC |  | S | 1.8 | 1.8 | 0.5 | N | 1998 |  |  | N | Electric Utility | 1 | X | DFO
Petroleum Liquids.DFO | petroleum | TRUE | 17836 | Springfield Public Utils Comm - (MN) | 2012 | Springfield (MN) | MN | Brown | 8 | Petroleum Liquids | IC |  | S | 1.8 | 1.8 | 0.5 | N | 1998 |  |  | N | Electric Utility | 1 | X | DFO
Petroleum Liquids.DFO | petroleum | TRUE | 17836 | Springfield Public Utils Comm - (MN) | 2012 | Springfield (MN) | MN | Brown | 9 | Petroleum Liquids | IC |  | S | 1.8 | 1.8 | 0.5 | N | 2001 |  |  | N | Electric Utility | 1 | X | DFO
Petroleum Liquids.DFO | petroleum | TRUE | 17824 | Spring Valley Pub Utils Comm | 2013 | Spring Valley | MN | Fillmore | 2 | Petroleum Liquids | IC |  | S | 1.1 | 1.1 | 1 | N | 1952 |  |  | N | Electric Utility | 1 | X | DFO | NG
Petroleum Liquids.DFO | petroleum | TRUE | 17824 | Spring Valley Pub Utils Comm | 2013 | Spring Valley | MN | Fillmore | 3 | Petroleum Liquids | IC |  | S | 2 | 2 | 2 | N | 1960 |  |  | N | Electric Utility | 1 | X | DFO | NG
Petroleum Liquids.DFO | petroleum | TRUE | 17824 | Spring Valley Pub Utils Comm | 2013 | Spring Valley | MN | Fillmore | 4 | Petroleum Liquids | IC |  | S | 2 | 2 | 2 | N | 2009 |  |  | N | Electric Utility | 1 | X | DFO
Petroleum Liquids.DFO | petroleum | TRUE | 17824 | Spring Valley Pub Utils Comm | 2013 | Spring Valley | MN | Fillmore | 5 | Petroleum Liquids | IC |  | S | 2 | 2 | 2 | N | 2009 |  |  | N | Electric Utility | 1 | X | DFO
Conventional Hydroelectric.WAT | hydro | TRUE | 18820 | City of Thief River Falls | 2014 | Thief River Falls | MN | Pennington | HY1 | Conventional Hydroelectric | HY |  | S | 0.3 | 0.3 | 0 | N | 1927 |  |  | N | Electric Utility | 1 | X | WAT
Conventional Hydroelectric.WAT | hydro | TRUE | 18820 | City of Thief River Falls | 2014 | Thief River Falls | MN | Pennington | HY2 | Conventional Hydroelectric | HY |  | S | 0.2 | 0.2 | 0 | N | 1927 |  |  | N | Electric Utility | 1 | X | WAT
Petroleum Liquids.DFO | petroleum | TRUE | 18820 | City of Thief River Falls | 2014 | Thief River Falls | MN | Pennington | IC1 | Petroleum Liquids | IC |  | S | 1.9 | 1.9 | 0.2 | N | 1956 |  |  | N | Electric Utility | 1 | X | DFO
Petroleum Liquids.DFO | petroleum | TRUE | 18820 | City of Thief River Falls | 2014 | Thief River Falls | MN | Pennington | IC2 | Petroleum Liquids | IC |  | S | 1 | 1 | 0.2 | N | 1952 |  |  | N | Electric Utility | 1 | X | DFO
Petroleum Liquids.DFO | petroleum | TRUE | 18820 | City of Thief River Falls | 2014 | Thief River Falls | MN | Pennington | IC3A | Petroleum Liquids | IC |  | S | 1.2 | 1.2 | 0 | N | 2001 |  |  | N | Electric Utility | 1 | X | DFO
Petroleum Liquids.DFO | petroleum | TRUE | 18820 | City of Thief River Falls | 2014 | Thief River Falls | MN | Pennington | IC4 | Petroleum Liquids | IC |  | S | 1.2 | 1.2 | 0.2 | N | 1948 |  |  | N | Electric Utility | 1 | X | DFO
Petroleum Liquids.DFO | petroleum | TRUE | 63000 | City of Truman | 2015 | Truman | MN | Martin | 3 | Petroleum Liquids | IC |  | S | 2 | 2 | 0 | N | 1975 |  |  | N | Electric Utility | 1 | X | DFO | NG
Petroleum Liquids.DFO | petroleum | TRUE | 63000 | City of Truman | 2015 | Truman | MN | Martin | 6 | Petroleum Liquids | IC |  | S | 1.8 | 1.8 | 0 | N | 1997 |  |  | N | Electric Utility | 1 | X | DFO
Petroleum Liquids.DFO | petroleum | TRUE | 63000 | City of Truman | 2015 | Truman | MN | Martin | 7 | Petroleum Liquids | IC |  | S | 2.2 | 2.2 | 0 | N | 2005 |  |  | N | Electric Utility | 1 | X | DFO
Natural Gas Internal Combustion Engine.NG | natural gas peaker | TRUE | 29295 | City of Wells - (MN) | 2020 | Wells IC | MN | Faribault | 1 | Natural Gas Internal Combustion Engine | IC |  | S | 1.3 | 1.3 | 1 | N | 1953 |  |  | N | Electric Utility | 1 | X | NG | DFO
Natural Gas Internal Combustion Engine.NG | natural gas peaker | TRUE | 29295 | City of Wells - (MN) | 2020 | Wells IC | MN | Faribault | 2 | Natural Gas Internal Combustion Engine | IC |  | S | 1.3 | 1.3 | 1 | N | 1957 |  |  | N | Electric Utility | 1 | X | NG | DFO
Natural Gas Internal Combustion Engine.NG | natural gas peaker | TRUE | 29295 | City of Wells - (MN) | 2020 | Wells IC | MN | Faribault | 4 | Natural Gas Internal Combustion Engine | IC |  | S | 2.1 | 2.1 | 1.8 | N | 1966 |  |  | N | Electric Utility | 1 | X | NG | DFO
Natural Gas Internal Combustion Engine.NG | natural gas peaker | TRUE | 29295 | City of Wells - (MN) | 2020 | Wells IC | MN | Faribault | 5 | Natural Gas Internal Combustion Engine | IC |  | S | 2.3 | 2.3 | 1.8 | N | 1975 |  |  | N | Electric Utility | 1 | X | NG | DFO
Petroleum Liquids.DFO | petroleum | TRUE | 29295 | City of Wells - (MN) | 2020 | Wells IC | MN | Faribault | 6 | Petroleum Liquids | IC |  | S | 1.8 | 1.8 | 1 | N | 2022 |  |  | N | Electric Utility | 1 | X | DFO
Petroleum Liquids.DFO | petroleum | TRUE | 20430 | City of Westbrook | 2021 | Westbrook | MN | Cottonwood | 5 | Petroleum Liquids | IC |  | S | 2 | 2 | 1.5 | N | 2003 |  |  | N | Electric Utility | 1 | X | DFO
Onshore Wind Turbine.WND | onshore wind | TRUE | 20737 | Willmar Municipal Utilities | 2022 | Willmar | MN | Kandiyohi | WTG3 | Onshore Wind Turbine | WT |  | S | 2 | 2 | 0.1 | N | 2009 |  |  | N | Electric Utility | 1 | X | WND
Onshore Wind Turbine.WND | onshore wind | TRUE | 20737 | Willmar Municipal Utilities | 2022 | Willmar | MN | Kandiyohi | WTG4 | Onshore Wind Turbine | WT |  | S | 2 | 2 | 0.1 | N | 2009 |  |  | N | Electric Utility | 1 | X | WND
Petroleum Liquids.DFO | petroleum | TRUE | 20806 | City of Windom | 2023 | Windom | MN | Cottonwood | CAT2 | Petroleum Liquids | IC |  | S | 1.7 | 1.8 | 0.5 | N | 2001 |  |  | N | Electric Utility | 1 | X | DFO
Petroleum Liquids.DFO | petroleum | TRUE | 20806 | City of Windom | 2023 | Windom | MN | Cottonwood | CAT3 | Petroleum Liquids | IC |  | S | 1.7 | 1.8 | 0.5 | N | 2001 |  |  | N | Electric Utility | 1 | X | DFO
Petroleum Liquids.DFO | petroleum | TRUE | 20806 | City of Windom | 2023 | Windom | MN | Cottonwood | CAT4 | Petroleum Liquids | IC |  | S | 1.7 | 1.8 | 0.5 | N | 2001 |  |  | N | Electric Utility | 1 | X | DFO
Petroleum Liquids.DFO | petroleum | TRUE | 21013 | City of Worthington - (MN) | 2024 | Worthington | MN | Nobles | 1 | Petroleum Liquids | IC |  | S | 2 | 2 | 1.5 | N | 2002 |  |  | N | Electric Utility | 1 | X | DFO
Onshore Wind Turbine.WND | onshore wind | TRUE | 21013 | City of Worthington - (MN) | 2024 | Worthington | MN | Nobles | 10 | Onshore Wind Turbine | WT |  | W | 0.9 | 0.9 | 0.1 | N | 2002 |  |  | N | Electric Utility | 1 | X | WND
Onshore Wind Turbine.WND | onshore wind | TRUE | 21013 | City of Worthington - (MN) | 2024 | Worthington | MN | Nobles | 11 | Onshore Wind Turbine | WT |  | S | 0.9 | 0.9 | 0.1 | N | 2002 |  |  | N | Electric Utility | 1 | X | WND
Onshore Wind Turbine.WND | onshore wind | TRUE | 21013 | City of Worthington - (MN) | 2024 | Worthington | MN | Nobles | 12 | Onshore Wind Turbine | WT |  | S | 1 | 1 | 0.1 | N | 2003 |  |  | N | Electric Utility | 1 | X | WND
Onshore Wind Turbine.WND | onshore wind | TRUE | 21013 | City of Worthington - (MN) | 2024 | Worthington | MN | Nobles | 13 | Onshore Wind Turbine | WT |  | S | 1 | 1 | 0.1 | N | 2003 |  |  | N | Electric Utility | 1 | X | WND
Petroleum Liquids.DFO | petroleum | TRUE | 21013 | City of Worthington - (MN) | 2024 | Worthington | MN | Nobles | 2 | Petroleum Liquids | IC |  | S | 2 | 2 | 1.5 | N | 2002 |  |  | N | Electric Utility | 1 | X | DFO
Petroleum Liquids.DFO | petroleum | TRUE | 21013 | City of Worthington - (MN) | 2024 | Worthington | MN | Nobles | 3 | Petroleum Liquids | IC |  | S | 2 | 2 | 1.5 | N | 2002 |  |  | N | Electric Utility | 1 | X | DFO
Petroleum Liquids.DFO | petroleum | TRUE | 21013 | City of Worthington - (MN) | 2024 | Worthington | MN | Nobles | 4 | Petroleum Liquids | IC |  | S | 2 | 2 | 1.5 | N | 2002 |  |  | N | Electric Utility | 1 | X | DFO
Petroleum Liquids.DFO | petroleum | TRUE | 21013 | City of Worthington - (MN) | 2024 | Worthington | MN | Nobles | 5 | Petroleum Liquids | IC |  | S | 2 | 2 | 1.5 | N | 2002 |  |  | N | Electric Utility | 1 | X | DFO
Petroleum Liquids.DFO | petroleum | TRUE | 21013 | City of Worthington - (MN) | 2024 | Worthington | MN | Nobles | 6 | Petroleum Liquids | IC |  | S | 2 | 2 | 1.5 | N | 2002 |  |  | N | Electric Utility | 1 | X | DFO
Petroleum Liquids.DFO | petroleum | TRUE | 21013 | City of Worthington - (MN) | 2024 | Worthington | MN | Nobles | 7 | Petroleum Liquids | IC |  | S | 2 | 2 | 1.5 | N | 2002 |  |  | N | Electric Utility | 1 | X | DFO
Onshore Wind Turbine.WND | onshore wind | TRUE | 21013 | City of Worthington - (MN) | 2024 | Worthington | MN | Nobles | 8 | Onshore Wind Turbine | WT |  | S | 0.9 | 0.9 | 0.1 | N | 2002 |  |  | N | Electric Utility | 1 | X | WND
Onshore Wind Turbine.WND | onshore wind | TRUE | 21013 | City of Worthington - (MN) | 2024 | Worthington | MN | Nobles | 9 | Onshore Wind Turbine | WT |  | W | 0.9 | 0.9 | 0.1 | N | 2002 |  |  | N | Electric Utility | 1 | X | WND
Petroleum Liquids.DFO | petroleum | TRUE | 7570 | Great River Energy | 2038 | Cambridge CT Hybrid | MN | Isanti | GT1 | Petroleum Liquids | GT |  | S | 20.5 | 29.2 | 15 | N | 1978 |  |  | N | Electric Utility | 1 | X | DFO
Natural Gas Fired Combustion Turbine.NG | natural gas peaker | TRUE | 7570 | Great River Energy | 2038 | Cambridge CT Hybrid | MN | Isanti | GT2 | Natural Gas Fired Combustion Turbine | GT |  | S | 152.9 | 190 | 40 | N | 2007 |  |  | N | Electric Utility | 1 | X | NG
Natural Gas Fired Combustion Turbine.NG | natural gas peaker | TRUE | 7570 | Great River Energy | 2039 | Elk River | MN | Sherburne | CT | Natural Gas Fired Combustion Turbine | GT |  | S | 188.6 | 200 | 110 | N | 2009 |  |  | N | Electric Utility | 1 | X | NG | DFO
Petroleum Liquids.DFO | petroleum | TRUE | 7570 | Great River Energy | 2042 | Maple Lake | MN | Wright | 5A | Petroleum Liquids | GT |  | S | 18.6 | 29.4 | 15 | N | 1978 |  |  | N | Electric Utility | 1 | X | DFO
Natural Gas Fired Combustion Turbine.NG | natural gas peaker | TRUE | 12686 | Mississippi Power Co | 2047 | Chevron Oil | MS | Jackson | 1 | Natural Gas Fired Combustion Turbine | GT |  | S | 17 | 18 | 8 | N | 1967 |  |  | Y | Electric Utility | 1 | T | NG
Natural Gas Fired Combustion Turbine.NG | natural gas peaker | TRUE | 12686 | Mississippi Power Co | 2047 | Chevron Oil | MS | Jackson | 2 | Natural Gas Fired Combustion Turbine | GT |  | S | 18 | 19 | 8 | N | 1967 |  |  | Y | Electric Utility | 1 | T | NG
Natural Gas Fired Combustion Turbine.NG | natural gas peaker | TRUE | 12686 | Mississippi Power Co | 2047 | Chevron Oil | MS | Jackson | 3 | Natural Gas Fired Combustion Turbine | GT |  | S | 16 | 18 | 8 | N | 1971 |  |  | Y | Electric Utility | 1 | T | NG
Natural Gas Fired Combustion Turbine.NG | natural gas peaker | TRUE | 12686 | Mississippi Power Co | 2047 | Chevron Oil | MS | Jackson | 4 | Natural Gas Fired Combustion Turbine | GT |  | S | 16 | 18 | 8 | N | 1971 |  |  | Y | Electric Utility | 1 | T | NG
Natural Gas Fired Combustion Turbine.NG | natural gas peaker | TRUE | 12686 | Mississippi Power Co | 2047 | Chevron Oil | MS | Jackson | 5 | Natural Gas Fired Combustion Turbine | GT |  | S | 70 | 80 | 70 | N | 1994 |  |  | Y | Electric Utility | 1 | T | NG
Natural Gas Fired Combustion Turbine.NG | natural gas peaker | TRUE | 12686 | Mississippi Power Co | 2048 | Sweatt | MS | Lauderdale | A | Natural Gas Fired Combustion Turbine | GT |  | S | 32 | 41 | 21 | N | 1971 |  |  | N | Electric Utility | 1 | X | NG
Natural Gas Steam Turbine.NG | natural gas steam turbine | TRUE | 12686 | Mississippi Power Co | 2049 | Jack Watson | MS | Harrison | 4 | Natural Gas Steam Turbine | ST |  | S | 236 | 236 | 67.5 | N | 1968 |  |  | N | Electric Utility | 1 | X | NG
Natural Gas Steam Turbine.NG | natural gas steam turbine | TRUE | 12686 | Mississippi Power Co | 2049 | Jack Watson | MS | Harrison | 5 | Natural Gas Steam Turbine | ST |  | S | 485 | 485 | 156.3 | N | 1973 |  |  | N | Electric Utility | 1 | X | NG
Natural Gas Fired Combustion Turbine.NG | natural gas peaker | TRUE | 12686 | Mississippi Power Co | 2049 | Jack Watson | MS | Harrison | A | Natural Gas Fired Combustion Turbine | GT |  | S | 33 | 41.2 | 21 | N | 1970 |  |  | N | Electric Utility | 1 | X | NG
Natural Gas Fired Combined Cycle.NG | natural gas combined cycle | TRUE | 3702 | Clarksdale Public Utilities | 2059 | L L Wilkins | MS | Coahoma | 6 | Natural Gas Fired Combined Cycle | CA | CC1 | S | 6.8 | 6.8 | 5 | N | 1996 |  |  | N | Electric Utility | 1 | X | NG
Natural Gas Fired Combined Cycle.NG | natural gas combined cycle | TRUE | 3702 | Clarksdale Public Utilities | 2059 | L L Wilkins | MS | Coahoma | 7 | Natural Gas Fired Combined Cycle | CT | CC1 | S | 7.5 | 7.5 | 5 | N | 1961 |  |  | N | Electric Utility | 1 | X | NG
Natural Gas Fired Combined Cycle.NG | natural gas combined cycle | TRUE | 3702 | Clarksdale Public Utilities | 2059 | L L Wilkins | MS | Coahoma | 8 | Natural Gas Fired Combined Cycle | CT | CC1 | S | 13.2 | 15 | 5 | N | 1965 |  |  | N | Electric Utility | 1 | X | NG
Natural Gas Fired Combined Cycle.NG | natural gas combined cycle | TRUE | 3702 | Clarksdale Public Utilities | 2059 | L L Wilkins | MS | Coahoma | 9 | Natural Gas Fired Combined Cycle | CS |  | S | 22 | 23 | 11 | N | 1971 |  |  | N | Electric Utility | 1 | X | NG
Natural Gas Fired Combined Cycle.NG | natural gas combined cycle | TRUE | 21095 | Public Serv Comm of Yazoo City | 2067 | Yazoo | MS | Yazoo | 2 | Natural Gas Fired Combined Cycle | CA | CC1 | S | 5.6 | 5.6 | 3 | N | 1945 |  |  | N | Electric Utility | 1 | X | NG
Natural Gas Fired Combined Cycle.NG | natural gas combined cycle | TRUE | 21095 | Public Serv Comm of Yazoo City | 2067 | Yazoo | MS | Yazoo | 3 | Natural Gas Fired Combined Cycle | CA | CC1 | S | 13 | 13 | 4 | N | 1954 |  |  | N | Electric Utility | 1 | X | NG
Natural Gas Fired Combined Cycle.NG | natural gas combined cycle | TRUE | 21095 | Public Serv Comm of Yazoo City | 2067 | Yazoo | MS | Yazoo | GT1 | Natural Gas Fired Combined Cycle | CT | CC1 | S | 14.7 | 16.7 | 2 | N | 1968 |  |  | N | Electric Utility | 1 | X | NG | DFO
Natural Gas Internal Combustion Engine.NG | natural gas peaker | TRUE | 17568 | Cooperative Energy | 2068 | Benndale | MS | George | BENU1 | Natural Gas Internal Combustion Engine | IC |  | S | 11.3 | 11.3 | 1.2 | N | 2020 |  |  | N | Electric Utility | 1 | X | NG
Natural Gas Internal Combustion Engine.NG | natural gas peaker | TRUE | 17568 | Cooperative Energy | 2068 | Benndale | MS | George | BENU2 | Natural Gas Internal Combustion Engine | IC |  | S | 11.3 | 11.3 | 1.2 | N | 2020 |  |  | N | Electric Utility | 1 | X | NG
Natural Gas Fired Combined Cycle.NG | natural gas combined cycle | TRUE | 17568 | Cooperative Energy | 2070 | Moselle | MS | Jones | 1 | Natural Gas Fired Combined Cycle | CA | CC1 | S | 59 | 59 | 36 | N | 1970 |  |  | N | Electric Utility | 1 | X | NG
Natural Gas Fired Combined Cycle.NG | natural gas combined cycle | TRUE | 17568 | Cooperative Energy | 2070 | Moselle | MS | Jones | 2 | Natural Gas Fired Combined Cycle | CA | CC2 | S | 59 | 59 | 36 | N | 1970 |  |  | N | Electric Utility | 1 | X | NG
Natural Gas Steam Turbine.NG | natural gas steam turbine | TRUE | 17568 | Cooperative Energy | 2070 | Moselle | MS | Jones | 3 | Natural Gas Steam Turbine | ST |  | S | 59 | 59 | 36 | N | 1970 | 1 | 2025 | N | Electric Utility | 1 | X | NG | RFO
Natural Gas Fired Combustion Turbine.NG | natural gas peaker | TRUE | 17568 | Cooperative Energy | 2070 | Moselle | MS | Jones | 4 | Natural Gas Fired Combustion Turbine | GT |  | S | 75 | 83 | 53 | N | 1997 |  |  | N | Electric Utility | 1 | X | NG | DFO
Natural Gas Fired Combustion Turbine.NG | natural gas peaker | TRUE | 17568 | Cooperative Energy | 2070 | Moselle | MS | Jones | 5 | Natural Gas Fired Combustion Turbine | GT |  | S | 75 | 83.5 | 53 | N | 2006 |  |  | N | Electric Utility | 1 | X | NG
Natural Gas Fired Combined Cycle.NG | natural gas combined cycle | TRUE | 17568 | Cooperative Energy | 2070 | Moselle | MS | Jones | GTG1 | Natural Gas Fired Combined Cycle | CT | CC1 | S | 75 | 83.5 | 53 | N | 2012 |  |  | N | Electric Utility | 1 | X | NG
Natural Gas Fired Combined Cycle.NG | natural gas combined cycle | TRUE | 17568 | Cooperative Energy | 2070 | Moselle | MS | Jones | GTG2 | Natural Gas Fired Combined Cycle | CT | CC2 | S | 75 | 83.5 | 53 | N | 2012 |  |  | N | Electric Utility | 1 | X | NG
Conventional Steam Coal.SUB | hard coal | TRUE | 10000 | Evergy Metro | 2079 | Hawthorn | MO | Jackson | 5 | Conventional Steam Coal | ST |  | S | 561.6 | 561.6 | 285 | N | 1969 |  |  | N | Electric Utility | 1 | X | SUB | NG
Natural Gas Fired Combined Cycle.NG | natural gas combined cycle | TRUE | 10000 | Evergy Metro | 2079 | Hawthorn | MO | Jackson | 6 | Natural Gas Fired Combined Cycle | CT | CC1 | S | 131.6 |  | 68 | N | 1997 |  |  | N | Electric Utility | 1 | X | NG
Natural Gas Fired Combustion Turbine.NG | natural gas peaker | TRUE | 10000 | Evergy Metro | 2079 | Hawthorn | MO | Jackson | 7 | Natural Gas Fired Combustion Turbine | GT |  | S | 78.3 | 78.3 | 50 | N | 2000 |  |  | N | Electric Utility | 1 | X | NG
Natural Gas Fired Combustion Turbine.NG | natural gas peaker | TRUE | 10000 | Evergy Metro | 2079 | Hawthorn | MO | Jackson | 8 | Natural Gas Fired Combustion Turbine | GT |  | S | 79.1 | 79.1 | 50 | N | 2000 |  |  | N | Electric Utility | 1 | X | NG
Natural Gas Fired Combined Cycle.NG | natural gas combined cycle | TRUE | 10000 | Evergy Metro | 2079 | Hawthorn | MO | Jackson | 9 | Natural Gas Fired Combined Cycle | CA | CC1 | S | 110.2 |  | 60 | N | 2000 |  |  | N | Electric Utility | 1 | X | NG
Petroleum Liquids.DFO | petroleum | TRUE | 10000 | Evergy Metro | 2081 | Northeast (MO) | MO | Jackson | 11 | Petroleum Liquids | GT |  | S | 48 | 48 | 3 | N | 1972 |  |  | N | Electric Utility | 1 | X | DFO
Petroleum Liquids.DFO | petroleum | TRUE | 10000 | Evergy Metro | 2081 | Northeast (MO) | MO | Jackson | 12 | Petroleum Liquids | GT |  | S | 49 | 49 | 3 | N | 1972 |  |  | N | Electric Utility | 1 | X | DFO
Petroleum Liquids.DFO | petroleum | TRUE | 10000 | Evergy Metro | 2081 | Northeast (MO) | MO | Jackson | 13 | Petroleum Liquids | GT |  | S | 48.2 | 48.2 | 3 | N | 1975 |  |  | N | Electric Utility | 1 | X | DFO
Petroleum Liquids.DFO | petroleum | TRUE | 10000 | Evergy Metro | 2081 | Northeast (MO) | MO | Jackson | 14 | Petroleum Liquids | GT |  | S | 51 | 51 | 3 | N | 1975 |  |  | N | Electric Utility | 1 | X | DFO
Petroleum Liquids.DFO | petroleum | TRUE | 10000 | Evergy Metro | 2081 | Northeast (MO) | MO | Jackson | 15 | Petroleum Liquids | GT |  | S | 48 | 48 | 3 | N | 1976 |  |  | N | Electric Utility | 1 | X | DFO
Petroleum Liquids.DFO | petroleum | TRUE | 10000 | Evergy Metro | 2081 | Northeast (MO) | MO | Jackson | 16 | Petroleum Liquids | GT |  | S | 48 | 48 | 3 | N | 1976 |  |  | N | Electric Utility | 1 | X | DFO
Petroleum Liquids.DFO | petroleum | TRUE | 10000 | Evergy Metro | 2081 | Northeast (MO) | MO | Jackson | 17 | Petroleum Liquids | GT |  | S | 53.2 | 53.2 | 3 | N | 1977 |  |  | N | Electric Utility | 1 | X | DFO
Petroleum Liquids.DFO | petroleum | TRUE | 10000 | Evergy Metro | 2081 | Northeast (MO) | MO | Jackson | 18 | Petroleum Liquids | GT |  | S | 49 | 49 | 3 | N | 1977 |  |  | N | Electric Utility | 1 | X | DFO
Petroleum Liquids.DFO | petroleum | TRUE | 10000 | Evergy Metro | 2081 | Northeast (MO) | MO | Jackson | 19 | Petroleum Liquids | IC |  | S | 2 | 2 | 1 | N | 1985 |  |  | N | Electric Utility | 1 | X | DFO
Petroleum Liquids.DFO | petroleum | TRUE | 19436 | Union Electric Co - (MO) | 2082 | Fairgrounds | MO | Cole | 1 | Petroleum Liquids | GT |  | S | 55 | 68 | 5 | N | 1974 |  |  | N | Electric Utility | 1 | X | DFO
Petroleum Liquids.DFO | petroleum | TRUE | 12698 | Evergy Missouri West | 2090 | Nevada | MO | Vernon | 1 | Petroleum Liquids | GT |  | S | 16 | 16 | 3 | N | 1974 |  |  | N | Electric Utility | 1 | X | DFO
Natural Gas Fired Combustion Turbine.NG | natural gas peaker | TRUE | 12698 | Evergy Missouri West | 2092 | Ralph Green | MO | Cass | 3 | Natural Gas Fired Combustion Turbine | GT |  | S | 69.4 | 69.4 | 10 | N | 1981 |  |  | N | Electric Utility | 1 | X | NG
Natural Gas Steam Turbine.NG | natural gas steam turbine | TRUE | 12698 | Evergy Missouri West | 2098 | Lake Road (MO) | MO | Buchanan | 1 | Natural Gas Steam Turbine | ST |  | S | 18.4 | 18.4 | 6 | N | 1950 |  |  | Y | Electric Utility | 1 | T | NG | SUB | DFO
Natural Gas Steam Turbine.NG | natural gas steam turbine | TRUE | 12698 | Evergy Missouri West | 2098 | Lake Road (MO) | MO | Buchanan | 2 | Natural Gas Steam Turbine | ST |  | S | 22.9 | 22.9 | 5 | N | 1958 |  |  | Y | Electric Utility | 1 | T | NG | SUB | DFO
Natural Gas Steam Turbine.NG | natural gas steam turbine | TRUE | 12698 | Evergy Missouri West | 2098 | Lake Road (MO) | MO | Buchanan | 3 | Natural Gas Steam Turbine | ST |  | S | 7.3 | 7.3 | 3 | N | 1962 |  |  | Y | Electric Utility | 1 | T | NG | SUB | DFO
Natural Gas Steam Turbine.NG | natural gas steam turbine | TRUE | 12698 | Evergy Missouri West | 2098 | Lake Road (MO) | MO | Buchanan | 4 | Natural Gas Steam Turbine | ST |  | S | 94.6 | 94.6 | 20 | N | 1966 | 12 | 2030 | N | Electric Utility | 1 | X | NG | DFO
Natural Gas Fired Combustion Turbine.NG | natural gas peaker | TRUE | 12698 | Evergy Missouri West | 2098 | Lake Road (MO) | MO | Buchanan | 5 | Natural Gas Fired Combustion Turbine | GT |  | S | 47.2 | 47.2 | 2 | N | 1974 |  |  | N | Electric Utility | 1 | X | NG | DFO
Petroleum Liquids.DFO | petroleum | TRUE | 12698 | Evergy Missouri West | 2098 | Lake Road (MO) | MO | Buchanan | 6 | Petroleum Liquids | GT |  | S | 20 | 20 | 5 | N | 1989 |  |  | N | Electric Utility | 1 | X | DFO
Petroleum Liquids.DFO | petroleum | TRUE | 12698 | Evergy Missouri West | 2098 | Lake Road (MO) | MO | Buchanan | 7 | Petroleum Liquids | GT |  | S | 21.1 | 21.1 | 5 | N | 1990 |  |  | N | Electric Utility | 1 | X | DFO
Conventional Hydroelectric.WAT | hydro | TRUE | 17106 | Sho-Me Power Electric Coop | 2099 | Niangua | MO | Camden | 1 | Conventional Hydroelectric | HY |  | S | 1.5 | 1.5 | 0.5 | N | 1930 |  |  | N | Electric Utility | 1 | X | WAT
Conventional Hydroelectric.WAT | hydro | TRUE | 17106 | Sho-Me Power Electric Coop | 2099 | Niangua | MO | Camden | 2 | Conventional Hydroelectric | HY |  | S | 1.5 | 1.5 | 0.5 | N | 1930 |  |  | N | Electric Utility | 1 | X | WAT
Conventional Steam Coal.SUB | hard coal | TRUE | 19436 | Union Electric Co - (MO) | 2103 | Labadie | MO | Franklin | 1 | Conventional Steam Coal | ST |  | S | 593 | 616 | 290 | N | 1970 |  |  | N | Electric Utility | 1 | X | SUB
Conventional Steam Coal.SUB | hard coal | TRUE | 19436 | Union Electric Co - (MO) | 2103 | Labadie | MO | Franklin | 2 | Conventional Steam Coal | ST |  | S | 593 | 616 | 289 | N | 1971 |  |  | N | Electric Utility | 1 | X | SUB
Conventional Steam Coal.SUB | hard coal | TRUE | 19436 | Union Electric Co - (MO) | 2103 | Labadie | MO | Franklin | 3 | Conventional Steam Coal | ST |  | S | 593 | 616 | 280 | N | 1972 |  |  | N | Electric Utility | 1 | X | SUB
Conventional Steam Coal.SUB | hard coal | TRUE | 19436 | Union Electric Co - (MO) | 2103 | Labadie | MO | Franklin | 4 | Conventional Steam Coal | ST |  | S | 593 | 616 | 287 | N | 1973 |  |  | N | Electric Utility | 1 | X | SUB
Conventional Hydroelectric.WAT | hydro | TRUE | 19436 | Union Electric Co - (MO) | 2106 | Osage Dam | MO | Miller | 1 | Conventional Hydroelectric | HY |  | S | 31 | 31 | 0 | N | 1931 |  |  | N | Electric Utility | 1 | X | WAT
Conventional Hydroelectric.WAT | hydro | TRUE | 19436 | Union Electric Co - (MO) | 2106 | Osage Dam | MO | Miller | 2 | Conventional Hydroelectric | HY |  | S | 24 | 24 | 0 | N | 1931 |  |  | N | Electric Utility | 1 | X | WAT
Conventional Hydroelectric.WAT | hydro | TRUE | 19436 | Union Electric Co - (MO) | 2106 | Osage Dam | MO | Miller | 3 | Conventional Hydroelectric | HY |  | S | 31 | 31 | 0 | N | 1931 |  |  | N | Electric Utility | 1 | X | WAT
Conventional Hydroelectric.WAT | hydro | TRUE | 19436 | Union Electric Co - (MO) | 2106 | Osage Dam | MO | Miller | 4 | Conventional Hydroelectric | HY |  | S | 24 | 24 | 0 | N | 1931 |  |  | N | Electric Utility | 1 | X | WAT
Conventional Hydroelectric.WAT | hydro | TRUE | 19436 | Union Electric Co - (MO) | 2106 | Osage Dam | MO | Miller | 5 | Conventional Hydroelectric | HY |  | S | 31 | 31 | 0 | N | 1931 |  |  | N | Electric Utility | 1 | X | WAT
Conventional Hydroelectric.WAT | hydro | TRUE | 19436 | Union Electric Co - (MO) | 2106 | Osage Dam | MO | Miller | 6 | Conventional Hydroelectric | HY |  | S | 31 | 31 | 0 | N | 1931 |  |  | N | Electric Utility | 1 | X | WAT
Conventional Hydroelectric.WAT | hydro | TRUE | 19436 | Union Electric Co - (MO) | 2106 | Osage Dam | MO | Miller | 7 | Conventional Hydroelectric | HY |  | S | 31 | 31 | 0 | N | 1953 |  |  | N | Electric Utility | 1 | X | WAT
Conventional Hydroelectric.WAT | hydro | TRUE | 19436 | Union Electric Co - (MO) | 2106 | Osage Dam | MO | Miller | 8 | Conventional Hydroelectric | HY |  | S | 31 | 31 | 0 | N | 1953 |  |  | N | Electric Utility | 1 | X | WAT
Conventional Steam Coal.SUB | hard coal | TRUE | 19436 | Union Electric Co - (MO) | 2107 | Sioux | MO | St Charles | 1 | Conventional Steam Coal | ST |  | S | 487 | 497 | 253 | N | 1967 | 12 | 2028 | N | Electric Utility | 1 | X | SUB | BIT
Conventional Steam Coal.SUB | hard coal | TRUE | 19436 | Union Electric Co - (MO) | 2107 | Sioux | MO | St Charles | 2 | Conventional Steam Coal | ST |  | S | 487 | 497 | 252 | N | 1968 | 12 | 2028 | N | Electric Utility | 1 | X | SUB | BIT
Hydroelectric Pumped Storage.WAT | other | TRUE | 19436 | Union Electric Co - (MO) | 2108 | Taum Sauk | MO | Reynolds | 1 | Hydroelectric Pumped Storage | PS |  | S | 220 | 220 | 165 | N | 1963 |  |  | N | Electric Utility | 1 | X | WAT
Hydroelectric Pumped Storage.WAT | other | TRUE | 19436 | Union Electric Co - (MO) | 2108 | Taum Sauk | MO | Reynolds | 2 | Hydroelectric Pumped Storage | PS |  | S | 220 | 220 | 165 | N | 1963 |  |  | N | Electric Utility | 1 | X | WAT
Petroleum Liquids.DFO | petroleum | TRUE | 2647 | City of Butler - (MO) | 2115 | Butler Municipal Power Plant | MO | Bates | 5 | Petroleum Liquids | IC |  | S | 1 | 1 | 0.6 | N | 1959 |  |  | N | Electric Utility | 1 | X | DFO | NG
Petroleum Liquids.DFO | petroleum | TRUE | 2647 | City of Butler - (MO) | 2115 | Butler Municipal Power Plant | MO | Bates | IC6 | Petroleum Liquids | IC |  | S | 1.1 | 1.1 | 0.7 | N | 1965 |  |  | N | Electric Utility | 1 | X | DFO
Petroleum Liquids.DFO | petroleum | TRUE | 2647 | City of Butler - (MO) | 2115 | Butler Municipal Power Plant | MO | Bates | NG1 | Petroleum Liquids | IC |  | S | 1.8 | 1.8 | 0.3 | N | 2000 |  |  | N | Electric Utility | 1 | X | DFO
Petroleum Liquids.DFO | petroleum | TRUE | 2647 | City of Butler - (MO) | 2115 | Butler Municipal Power Plant | MO | Bates | NG2 | Petroleum Liquids | IC |  | S | 1.8 | 1.8 | 0.3 | N | 2000 |  |  | N | Electric Utility | 1 | X | DFO
Petroleum Liquids.DFO | petroleum | TRUE | 2647 | City of Butler - (MO) | 2115 | Butler Municipal Power Plant | MO | Bates | SG1 | Petroleum Liquids | IC |  | S | 1.8 | 1.8 | 0.3 | N | 2000 |  |  | N | Electric Utility | 1 | X | DFO
Petroleum Liquids.DFO | petroleum | TRUE | 2647 | City of Butler - (MO) | 2115 | Butler Municipal Power Plant | MO | Bates | SG2 | Petroleum Liquids | IC |  | S | 1.8 | 1.8 | 0.3 | N | 2000 |  |  | N | Electric Utility | 1 | X | DFO
Natural Gas Internal Combustion Engine.NG | natural gas peaker | TRUE | 3082 | Carrollton Board of Public Wks | 2120 | Carrollton | MO | Carroll | 10 | Natural Gas Internal Combustion Engine | IC |  | S | 6 | 6 | 0.1 | N | 1972 |  |  | N | Electric Utility | 1 | X | NG | DFO
Petroleum Liquids.DFO | petroleum | TRUE | 3082 | Carrollton Board of Public Wks | 2120 | Carrollton | MO | Carroll | 11 | Petroleum Liquids | IC |  | S | 1.8 | 1.8 | 0.1 | N | 2001 |  |  | N | Electric Utility | 1 | X | DFO
Natural Gas Internal Combustion Engine.NG | natural gas peaker | TRUE | 3082 | Carrollton Board of Public Wks | 2120 | Carrollton | MO | Carroll | 3 | Natural Gas Internal Combustion Engine | IC |  | S | 1.8 | 1.8 | 0.1 | N | 1947 |  |  | N | Electric Utility | 1 | X | NG | DFO
Natural Gas Internal Combustion Engine.NG | natural gas peaker | TRUE | 3082 | Carrollton Board of Public Wks | 2120 | Carrollton | MO | Carroll | 7 | Natural Gas Internal Combustion Engine | IC |  | S | 2.5 | 2.5 | 0.1 | N | 1959 |  |  | N | Electric Utility | 1 | X | NG | DFO
Natural Gas Internal Combustion Engine.NG | natural gas peaker | TRUE | 3082 | Carrollton Board of Public Wks | 2120 | Carrollton | MO | Carroll | 8 | Natural Gas Internal Combustion Engine | IC |  | S | 3.7 | 3.7 | 0.1 | N | 1966 |  |  | N | Electric Utility | 1 | X | NG | DFO
Natural Gas Internal Combustion Engine.NG | natural gas peaker | TRUE | 3082 | Carrollton Board of Public Wks | 2120 | Carrollton | MO | Carroll | 9 | Natural Gas Internal Combustion Engine | IC |  | S | 3.7 | 3.7 | 0.1 | N | 1970 |  |  | N | Electric Utility | 1 | X | NG | DFO
Natural Gas Internal Combustion Engine.NG | natural gas peaker | TRUE | 3113 | City of Carthage - (MO) | 2121 | Carthage | MO | Jasper | 10 | Natural Gas Internal Combustion Engine | IC |  | S | 6 | 6 | 4 | N | 1965 |  |  | N | Electric Utility | 1 | X | NG | DFO
Natural Gas Internal Combustion Engine.NG | natural gas peaker | TRUE | 3113 | City of Carthage - (MO) | 2121 | Carthage | MO | Jasper | 11 | Natural Gas Internal Combustion Engine | IC |  | S | 4 | 4 | 3 | N | 1970 |  |  | N | Electric Utility | 1 | X | NG | DFO
Natural Gas Internal Combustion Engine.NG | natural gas peaker | TRUE | 3113 | City of Carthage - (MO) | 2121 | Carthage | MO | Jasper | 12 | Natural Gas Internal Combustion Engine | IC |  | S | 4 | 4 | 3 | N | 1971 |  |  | N | Electric Utility | 1 | X | NG | DFO
Natural Gas Internal Combustion Engine.NG | natural gas peaker | TRUE | 3113 | City of Carthage - (MO) | 2121 | Carthage | MO | Jasper | 13 | Natural Gas Internal Combustion Engine | IC |  | S | 5.5 | 5.5 | 3 | N | 1976 |  |  | N | Electric Utility | 1 | X | NG | DFO
Natural Gas Internal Combustion Engine.NG | natural gas peaker | TRUE | 3113 | City of Carthage - (MO) | 2121 | Carthage | MO | Jasper | 14 | Natural Gas Internal Combustion Engine | IC |  | S | 5.5 | 5.5 | 3 | N | 1976 |  |  | N | Electric Utility | 1 | X | NG | DFO
Natural Gas Internal Combustion Engine.NG | natural gas peaker | TRUE | 3113 | City of Carthage - (MO) | 2121 | Carthage | MO | Jasper | 6 | Natural Gas Internal Combustion Engine | IC |  | S | 2 | 2 | 1 | N | 1946 |  |  | N | Electric Utility | 1 | X | NG | DFO
Natural Gas Internal Combustion Engine.NG | natural gas peaker | TRUE | 3113 | City of Carthage - (MO) | 2121 | Carthage | MO | Jasper | 7 | Natural Gas Internal Combustion Engine | IC |  | S | 2.2 | 2.2 | 1.5 | N | 1949 |  |  | N | Electric Utility | 1 | X | NG | DFO
Natural Gas Internal Combustion Engine.NG | natural gas peaker | TRUE | 3113 | City of Carthage - (MO) | 2121 | Carthage | MO | Jasper | 8 | Natural Gas Internal Combustion Engine | IC |  | S | 2.5 | 2.5 | 1.8 | N | 1952 |  |  | N | Electric Utility | 1 | X | NG | DFO
Natural Gas Internal Combustion Engine.NG | natural gas peaker | TRUE | 3113 | City of Carthage - (MO) | 2121 | Carthage | MO | Jasper | 9 | Natural Gas Internal Combustion Engine | IC |  | S | 4 | 4 | 3 | N | 1957 |  |  | N | Electric Utility | 1 | X | NG | DFO
Petroleum Liquids.DFO | petroleum | TRUE | 3486 | Chillicothe Municipal Utils | 2122 | Chillicothe | MO | Livingston | D1 | Petroleum Liquids | IC |  | S | 2 | 2 | 0 | N | 2003 |  |  | N | Electric Utility | 1 | X | DFO
Petroleum Liquids.DFO | petroleum | TRUE | 3486 | Chillicothe Municipal Utils | 2122 | Chillicothe | MO | Livingston | D2 | Petroleum Liquids | IC |  | S | 2 | 2 | 0 | N | 2003 |  |  | N | Electric Utility | 1 | X | DFO
Petroleum Liquids.DFO | petroleum | TRUE | 3486 | Chillicothe Municipal Utils | 2122 | Chillicothe | MO | Livingston | D3 | Petroleum Liquids | IC |  | S | 2 | 2 | 0 | N | 2003 |  |  | N | Electric Utility | 1 | X | DFO
Petroleum Liquids.DFO | petroleum | TRUE | 3486 | Chillicothe Municipal Utils | 2122 | Chillicothe | MO | Livingston | D4 | Petroleum Liquids | IC |  | S | 2 | 2 | 0 | N | 2003 |  |  | N | Electric Utility | 1 | X | DFO
Petroleum Liquids.DFO | petroleum | TRUE | 3486 | Chillicothe Municipal Utils | 2122 | Chillicothe | MO | Livingston | D5 | Petroleum Liquids | IC |  | S | 2 | 2 | 0 | N | 2003 |  |  | N | Electric Utility | 1 | X | DFO
Petroleum Liquids.DFO | petroleum | TRUE | 3486 | Chillicothe Municipal Utils | 2122 | Chillicothe | MO | Livingston | GT1 | Petroleum Liquids | GT |  | S | 40 | 42 | 0 | N | 1986 |  |  | N | Electric Utility | 1 | X | DFO | NG
Petroleum Liquids.DFO | petroleum | TRUE | 3486 | Chillicothe Municipal Utils | 2122 | Chillicothe | MO | Livingston | GT2 | Petroleum Liquids | GT |  | S | 40 | 42 | 0 | N | 1986 |  |  | N | Electric Utility | 1 | X | DFO | NG
Natural Gas Fired Combustion Turbine.NG | natural gas peaker | TRUE | 4045 | City of Columbia - (MO) | 2123 | Columbia (MO) | MO | Boone | 6 | Natural Gas Fired Combustion Turbine | GT |  | S | 12.5 | 12.5 | 9 | N | 1963 |  |  | N | Electric Utility | 1 | X | NG
Natural Gas Steam Turbine.NG | natural gas steam turbine | TRUE | 4045 | City of Columbia - (MO) | 2123 | Columbia (MO) | MO | Boone | 8 | Natural Gas Steam Turbine | ST |  | S | 35 | 35 | 12 | N | 1970 |  |  | N | Electric Utility | 1 | X | NG
Petroleum Liquids.DFO | petroleum | TRUE | 4045 | City of Columbia - (MO) | 2123 | Columbia (MO) | MO | Boone | DAN1 | Petroleum Liquids | IC |  | S | 2 | 2 | 2 | N | 2004 |  |  | N | Electric Utility | 1 | X | DFO
Landfill Gas.LFG | natural gas peaker | TRUE | 4045 | City of Columbia - (MO) | 2123 | Columbia (MO) | MO | Boone | LF1 | Landfill Gas | IC |  | S | 1 | 1 | 0.6 | N | 2008 |  |  | N | Electric Utility | 1 | X | LFG
Landfill Gas.LFG | natural gas peaker | TRUE | 4045 | City of Columbia - (MO) | 2123 | Columbia (MO) | MO | Boone | LF2 | Landfill Gas | IC |  | S | 1 | 1 | 0.6 | N | 2008 |  |  | N | Electric Utility | 1 | X | LFG
Landfill Gas.LFG | natural gas peaker | TRUE | 4045 | City of Columbia - (MO) | 2123 | Columbia (MO) | MO | Boone | LF3 | Landfill Gas | IC |  | S | 1 | 1 | 0.6 | N | 2013 |  |  | N | Electric Utility | 1 | X | LFG
Petroleum Liquids.DFO | petroleum | TRUE | 4045 | City of Columbia - (MO) | 2123 | Columbia (MO) | MO | Boone | SF1 | Petroleum Liquids | IC |  | S | 1 | 1 | 1 | N | 2008 |  |  | N | Electric Utility | 1 | X | DFO
Petroleum Liquids.DFO | petroleum | TRUE | 4045 | City of Columbia - (MO) | 2123 | Columbia (MO) | MO | Boone | SF2 | Petroleum Liquids | IC |  | S | 1 | 1 | 1 | N | 2008 |  |  | N | Electric Utility | 1 | X | DFO
Petroleum Liquids.DFO | petroleum | TRUE | 4045 | City of Columbia - (MO) | 2123 | Columbia (MO) | MO | Boone | SH1 | Petroleum Liquids | IC |  | W | 1.3 | 1.3 | 1.3 |  | 2002 |  |  | N | Electric Utility | 1 | X | DFO
Petroleum Liquids.DFO | petroleum | TRUE | 4045 | City of Columbia - (MO) | 2123 | Columbia (MO) | MO | Boone | SH2 | Petroleum Liquids | IC |  | W | 1.3 | 1.3 | 1.3 |  | 2002 |  |  | N | Electric Utility | 1 | X | DFO
Petroleum Liquids.DFO | petroleum | TRUE | 4045 | City of Columbia - (MO) | 2123 | Columbia (MO) | MO | Boone | WTP1 | Petroleum Liquids | IC |  | S | 2 | 2 | 2 | N | 2004 |  |  | N | Electric Utility | 1 | X | DFO
Petroleum Liquids.DFO | petroleum | TRUE | 4045 | City of Columbia - (MO) | 2123 | Columbia (MO) | MO | Boone | WTP2 | Petroleum Liquids | IC |  | S | 2 | 2 | 2 | N | 2004 |  |  | N | Electric Utility | 1 | X | DFO
Conventional Hydroelectric.WAT | hydro | TRUE | 25477 | USCE-Kansas City District | 2124 | Stockton Hydro | MO | Cedar | 1 | Conventional Hydroelectric | HY |  | S | 52 | 52 | 5 | N | 1973 |  |  | N | Electric Utility | 1 | X | WAT
Petroleum Liquids.DFO | petroleum | TRUE | 6231 | City of Fayette - (MO) | 2125 | Fayette | MO | Howard | GT1 | Petroleum Liquids | IC |  | S | 3 | 3 | 3 | N | 1985 |  |  | N | Electric Utility | 1 | X | DFO
Petroleum Liquids.DFO | petroleum | TRUE | 6231 | City of Fayette - (MO) | 2125 | Fayette | MO | Howard | GT2 | Petroleum Liquids | IC |  | S | 2.8 | 2.8 | 2.8 | N | 1985 |  |  | N | Electric Utility | 1 | X | DFO
Petroleum Liquids.DFO | petroleum | TRUE | 6231 | City of Fayette - (MO) | 2125 | Fayette | MO | Howard | GT3 | Petroleum Liquids | IC |  | S | 2.4 | 2.4 | 2.4 | N | 1977 |  |  | N | Electric Utility | 1 | X | DFO
Petroleum Liquids.DFO | petroleum | TRUE | 6231 | City of Fayette - (MO) | 2125 | Fayette | MO | Howard | GT4 | Petroleum Liquids | IC |  | S | 1 | 1 | 1 | N | 1969 |  |  | N | Electric Utility | 1 | X | DFO
Natural Gas Fired Combustion Turbine.NG | natural gas peaker | TRUE | 6839 | City of Fulton - (MO) | 2126 | Fulton (MO) | MO | Callaway | GT4 | Natural Gas Fired Combustion Turbine | GT |  | S | 15 | 19.6 | 3 | N | 1972 |  |  | N | Electric Utility | 1 | X | NG | DFO
Petroleum Liquids.DFO | petroleum | TRUE | 6839 | City of Fulton - (MO) | 2126 | Fulton (MO) | MO | Callaway | IC1 | Petroleum Liquids | IC |  | S | 4.1 | 4.5 | 1 | N | 1966 |  |  | N | Electric Utility | 1 | X | DFO | NG
Petroleum Liquids.DFO | petroleum | TRUE | 6839 | City of Fulton - (MO) | 2126 | Fulton (MO) | MO | Callaway | IC3 | Petroleum Liquids | IC |  | S | 6.2 | 6.8 | 1 | N | 1975 |  |  | N | Electric Utility | 1 | X | DFO | NG
Petroleum Liquids.DFO | petroleum | TRUE | 6924 | City of Gallatin - (MO) | 2127 | Gallatin (MO) | MO | Daviess | 2A | Petroleum Liquids | IC |  | S | 1 | 1 | 0.7 | N | 1993 |  |  | N | Electric Utility | 1 | X | DFO
Petroleum Liquids.DFO | petroleum | TRUE | 6924 | City of Gallatin - (MO) | 2127 | Gallatin (MO) | MO | Daviess | 3A | Petroleum Liquids | IC |  | S | 1 | 1 | 0.7 | N | 1993 |  |  | N | Electric Utility | 1 | X | DFO
Petroleum Liquids.DFO | petroleum | TRUE | 6924 | City of Gallatin - (MO) | 2127 | Gallatin (MO) | MO | Daviess | IC4 | Petroleum Liquids | IC |  | S | 2.5 | 2.5 | 1.8 | N | 1983 |  |  | N | Electric Utility | 1 | X | DFO
Petroleum Liquids.DFO | petroleum | TRUE | 6924 | City of Gallatin - (MO) | 2127 | Gallatin (MO) | MO | Daviess | IC6 | Petroleum Liquids | IC |  | S | 2.5 | 2.5 | 1.8 | N | 1977 |  |  | N | Electric Utility | 1 | X | DFO
Petroleum Liquids.DFO | petroleum | TRUE | 8567 | City of Higginsville - (MO) | 2131 | Higginsville | MO | Lafayette | 1 | Petroleum Liquids | IC |  | S | 0.6 | 0.6 | 0.1 | N | 1945 |  |  | N | Electric Utility | 1 | X | DFO
Petroleum Liquids.DFO | petroleum | TRUE | 8567 | City of Higginsville - (MO) | 2131 | Higginsville | MO | Lafayette | 2 | Petroleum Liquids | IC |  | S | 1 | 1 | 0.4 | N | 1947 |  |  | N | Electric Utility | 1 | X | DFO
Petroleum Liquids.DFO | petroleum | TRUE | 8567 | City of Higginsville - (MO) | 2131 | Higginsville | MO | Lafayette | 3 | Petroleum Liquids | IC |  | S | 2.4 | 2.4 | 1 | N | 1981 |  |  | N | Electric Utility | 1 | X | DFO | NG
Natural Gas Fired Combustion Turbine.NG | natural gas peaker | TRUE | 8567 | City of Higginsville - (MO) | 2131 | Higginsville | MO | Lafayette | 4 | Natural Gas Fired Combustion Turbine | GT |  | S | 37.5 | 40 | 20 | N | 1996 |  |  | N | Electric Utility | 1 | X | NG | DFO
Petroleum Liquids.DFO | petroleum | TRUE | 8567 | City of Higginsville - (MO) | 2131 | Higginsville | MO | Lafayette | 5 | Petroleum Liquids | IC |  | S | 1.2 | 1.2 | 0.3 | N | 2004 |  |  | N | Electric Utility | 1 | X | DFO | NG
Petroleum Liquids.DFO | petroleum | TRUE | 8567 | City of Higginsville - (MO) | 2131 | Higginsville | MO | Lafayette | 6 | Petroleum Liquids | IC |  | S | 4.5 | 5.4 | 1 | N | 2004 |  |  | N | Electric Utility | 1 | X | DFO
Petroleum Liquids.DFO | petroleum | TRUE | 9231 | City of Independence - (MO) | 2134 | Jackson Square | MO | Jackson | 1 | Petroleum Liquids | GT |  | S | 15 | 15 | 2 | N | 1969 |  |  | N | Electric Utility | 1 | X | DFO
Petroleum Liquids.DFO | petroleum | TRUE | 9231 | City of Independence - (MO) | 2134 | Jackson Square | MO | Jackson | 2 | Petroleum Liquids | GT |  | S | 15 | 15 | 2 | N | 1969 |  |  | N | Electric Utility | 1 | X | DFO
Natural Gas Fired Combustion Turbine.NG | natural gas peaker | TRUE | 9231 | City of Independence - (MO) | 2135 | Station H | MO | Jackson | 1 | Natural Gas Fired Combustion Turbine | GT |  | S | 19 | 19 | 4 | N | 1972 |  |  | N | Electric Utility | 1 | X | NG | DFO
Natural Gas Fired Combustion Turbine.NG | natural gas peaker | TRUE | 9231 | City of Independence - (MO) | 2135 | Station H | MO | Jackson | 2 | Natural Gas Fired Combustion Turbine | GT |  | S | 20 | 20 | 4 | N | 1974 |  |  | N | Electric Utility | 1 | X | NG | DFO
Petroleum Liquids.DFO | petroleum | TRUE | 9231 | City of Independence - (MO) | 2136 | Station I | MO | Jackson | 1 | Petroleum Liquids | GT |  | S | 19 | 19 | 2 | N | 1972 |  |  | N | Electric Utility | 1 | X | DFO
Petroleum Liquids.DFO | petroleum | TRUE | 9231 | City of Independence - (MO) | 2136 | Station I | MO | Jackson | 2 | Petroleum Liquids | GT |  | S | 19 | 19 | 2 | N | 1972 |  |  | N | Electric Utility | 1 | X | DFO
Petroleum Liquids.DFO | petroleum | TRUE | 9603 | City of Jackson - (MO) | 2137 | Jackson (MO) | MO | Cape Girardeau | 10 | Petroleum Liquids | IC |  | S | 2 | 2 | 0.1 | N | 2006 |  |  | N | Electric Utility | 1 | X | DFO
Petroleum Liquids.DFO | petroleum | TRUE | 9603 | City of Jackson - (MO) | 2137 | Jackson (MO) | MO | Cape Girardeau | 11 | Petroleum Liquids | IC |  | S | 2 | 2 | 0.1 | N | 2006 |  |  | N | Electric Utility | 1 | X | DFO
Petroleum Liquids.DFO | petroleum | TRUE | 9603 | City of Jackson - (MO) | 2137 | Jackson (MO) | MO | Cape Girardeau | 12 | Petroleum Liquids | IC |  | S | 2 | 2 | 0.1 | N | 2006 |  |  | N | Electric Utility | 1 | X | DFO
Petroleum Liquids.DFO | petroleum | TRUE | 9603 | City of Jackson - (MO) | 2137 | Jackson (MO) | MO | Cape Girardeau | 3 | Petroleum Liquids | IC |  | S | 1 | 1 | 0.4 | N | 1963 |  |  | N | Electric Utility | 1 | X | DFO | NG
Petroleum Liquids.DFO | petroleum | TRUE | 9603 | City of Jackson - (MO) | 2137 | Jackson (MO) | MO | Cape Girardeau | 4 | Petroleum Liquids | IC |  | S | 1 | 1 | 0.4 | N | 1963 |  |  | N | Electric Utility | 1 | X | DFO | NG
Petroleum Liquids.DFO | petroleum | TRUE | 9603 | City of Jackson - (MO) | 2137 | Jackson (MO) | MO | Cape Girardeau | 5 | Petroleum Liquids | IC |  | S | 0.6 | 0.6 | 0.6 | N | 1936 |  |  | N | Electric Utility | 1 | X | DFO
Petroleum Liquids.DFO | petroleum | TRUE | 9603 | City of Jackson - (MO) | 2137 | Jackson (MO) | MO | Cape Girardeau | 6 | Petroleum Liquids | IC |  | S | 1 | 1 | 1 | N | 1946 |  |  | N | Electric Utility | 1 | X | DFO
Petroleum Liquids.DFO | petroleum | TRUE | 9603 | City of Jackson - (MO) | 2137 | Jackson (MO) | MO | Cape Girardeau | 7 | Petroleum Liquids | IC |  | S | 6.5 | 6.8 | 2.5 | N | 1973 |  |  | N | Electric Utility | 1 | X | DFO | NG
Petroleum Liquids.DFO | petroleum | TRUE | 9603 | City of Jackson - (MO) | 2137 | Jackson (MO) | MO | Cape Girardeau | 8 | Petroleum Liquids | IC |  | S | 6.5 | 6.8 | 2.5 | N | 1973 |  |  | N | Electric Utility | 1 | X | DFO | NG
Petroleum Liquids.DFO | petroleum | TRUE | 9603 | City of Jackson - (MO) | 2137 | Jackson (MO) | MO | Cape Girardeau | 9 | Petroleum Liquids | IC |  | S | 2.7 | 3 | 0.5 | N | 1983 |  |  | N | Electric Utility | 1 | X | DFO | NG
Petroleum Liquids.DFO | petroleum | TRUE | 9973 | City of Kahoka | 2138 | Kahoka | MO | Clark | 10 | Petroleum Liquids | IC |  | S | 1.1 | 1.1 | 0.4 | N | 1999 |  |  | N | Electric Utility | 1 | X | DFO
Petroleum Liquids.DFO | petroleum | TRUE | 9973 | City of Kahoka | 2138 | Kahoka | MO | Clark | 11 | Petroleum Liquids | IC |  | S | 1.1 | 1.1 | 0.4 | N | 1999 |  |  | N | Electric Utility | 1 | X | DFO
Petroleum Liquids.DFO | petroleum | TRUE | 9973 | City of Kahoka | 2138 | Kahoka | MO | Clark | 12 | Petroleum Liquids | IC |  | S | 1.1 | 1.1 | 0.4 | N | 1999 |  |  | N | Electric Utility | 1 | X | DFO
Petroleum Liquids.DFO | petroleum | TRUE | 9973 | City of Kahoka | 2138 | Kahoka | MO | Clark | 3 | Petroleum Liquids | IC |  | S | 0.2 | 0.2 | 0.1 | N | 1941 |  |  | N | Electric Utility | 1 | X | DFO
Petroleum Liquids.DFO | petroleum | TRUE | 9973 | City of Kahoka | 2138 | Kahoka | MO | Clark | 6 | Petroleum Liquids | IC |  | S | 0.7 | 0.7 | 0.4 | N | 1952 |  |  | N | Electric Utility | 1 | X | DFO
Natural Gas Internal Combustion Engine.NG | natural gas peaker | TRUE | 9973 | City of Kahoka | 2138 | Kahoka | MO | Clark | 7 | Natural Gas Internal Combustion Engine | IC |  | S | 0.7 | 0.8 | 0.4 | N | 1956 |  |  | N | Electric Utility | 1 | X | NG | DFO
Natural Gas Internal Combustion Engine.NG | natural gas peaker | TRUE | 9973 | City of Kahoka | 2138 | Kahoka | MO | Clark | 8 | Natural Gas Internal Combustion Engine | IC |  | S | 1.4 | 1.5 | 0.7 | N | 1969 |  |  | N | Electric Utility | 1 | X | NG | DFO
Natural Gas Internal Combustion Engine.NG | natural gas peaker | TRUE | 9973 | City of Kahoka | 2138 | Kahoka | MO | Clark | 9 | Natural Gas Internal Combustion Engine | IC |  | S | 0.8 | 0.9 | 0.4 | N | 1982 |  |  | N | Electric Utility | 1 | X | NG | DFO
Natural Gas Internal Combustion Engine.NG | natural gas peaker | TRUE | 10152 | City of Kennett - (MO) | 2139 | Kennett | MO | Dunklin | 10 | Natural Gas Internal Combustion Engine | IC |  | S | 5.6 | 5.6 | 5 | N | 1971 |  |  | N | Electric Utility | 1 | X | NG | DFO
Natural Gas Internal Combustion Engine.NG | natural gas peaker | TRUE | 10152 | City of Kennett - (MO) | 2139 | Kennett | MO | Dunklin | 11 | Natural Gas Internal Combustion Engine | IC |  | S | 5.6 | 5.6 | 5 | N | 1975 |  |  | N | Electric Utility | 1 | X | NG | DFO
Natural Gas Internal Combustion Engine.NG | natural gas peaker | TRUE | 10152 | City of Kennett - (MO) | 2139 | Kennett | MO | Dunklin | 12 | Natural Gas Internal Combustion Engine | IC |  | S | 5.7 | 5.7 | 5.1 | N | 2001 |  |  | N | Electric Utility | 1 | X | NG
Natural Gas Internal Combustion Engine.NG | natural gas peaker | TRUE | 10152 | City of Kennett - (MO) | 2139 | Kennett | MO | Dunklin | 13 | Natural Gas Internal Combustion Engine | IC |  | S | 5.7 | 5.7 | 5.1 | N | 2001 |  |  | N | Electric Utility | 1 | X | NG
Natural Gas Internal Combustion Engine.NG | natural gas peaker | TRUE | 10152 | City of Kennett - (MO) | 2139 | Kennett | MO | Dunklin | 9 | Natural Gas Internal Combustion Engine | IC |  | S | 5.6 | 5.6 | 5 | N | 1965 |  |  | N | Electric Utility | 1 | X | NG | DFO
Petroleum Liquids.DFO | petroleum | TRUE | 10538 | City of La Plata - (MO) | 2140 | La Plata | MO | Macon | 1 | Petroleum Liquids | IC |  | S | 1.7 | 1.7 | 0.2 | N | 2013 |  |  | N | Electric Utility | 1 | X | DFO
Petroleum Liquids.DFO | petroleum | TRUE | 10538 | City of La Plata - (MO) | 2140 | La Plata | MO | Macon | 2 | Petroleum Liquids | IC |  | S | 1.7 | 1.7 | 0.2 | N | 2013 |  |  | N | Electric Utility | 1 | X | DFO
Petroleum Liquids.DFO | petroleum | TRUE | 11460 | City of Macon - (MO) | 2141 | Macon | MO | Macon | 4 | Petroleum Liquids | IC |  | S | 0.7 | 0.7 | 0.4 | N | 1985 |  |  | N | Electric Utility | 1 | X | DFO
Petroleum Liquids.DFO | petroleum | TRUE | 11540 | City of Malden - (MO) | 2142 | Malden | MO | Dunklin | 2A | Petroleum Liquids | IC |  | S | 1.8 | 1.8 | 0.3 | N | 1996 |  |  | N | Electric Utility | 1 | X | DFO
Petroleum Liquids.DFO | petroleum | TRUE | 11540 | City of Malden - (MO) | 2142 | Malden | MO | Dunklin | 3A | Petroleum Liquids | IC |  | S | 1.8 | 1.8 | 0.3 | N | 1996 |  |  | N | Electric Utility | 1 | X | DFO
Petroleum Liquids.DFO | petroleum | TRUE | 11540 | City of Malden - (MO) | 2142 | Malden | MO | Dunklin | 4A | Petroleum Liquids | IC |  | S | 1.8 | 1.8 | 0.3 | N | 1996 |  |  | N | Electric Utility | 1 | X | DFO
Petroleum Liquids.DFO | petroleum | TRUE | 11540 | City of Malden - (MO) | 2142 | Malden | MO | Dunklin | 5 | Petroleum Liquids | IC |  | S | 1.2 | 1.2 | 0.7 | N | 1957 |  |  | N | Electric Utility | 1 | X | DFO | NG
Petroleum Liquids.DFO | petroleum | TRUE | 11540 | City of Malden - (MO) | 2142 | Malden | MO | Dunklin | 6 | Petroleum Liquids | IC |  | S | 1.8 | 1.8 | 0.7 | N | 1963 |  |  | N | Electric Utility | 1 | X | DFO | NG
Petroleum Liquids.DFO | petroleum | TRUE | 11540 | City of Malden - (MO) | 2142 | Malden | MO | Dunklin | 7 | Petroleum Liquids | IC |  | S | 2.5 | 2.5 | 1 | N | 1973 |  |  | N | Electric Utility | 1 | X | DFO | NG
Petroleum Liquids.DFO | petroleum | TRUE | 11540 | City of Malden - (MO) | 2142 | Malden | MO | Dunklin | 8 | Petroleum Liquids | IC |  | S | 3.8 | 3.8 | 1.5 | N | 1973 |  |  | N | Electric Utility | 1 | X | DFO | NG
Natural Gas Internal Combustion Engine.NG | natural gas peaker | TRUE | 11732 | City of Marshall - (MO) | 2144 | Marshall (MO) | MO | Saline | 10 | Natural Gas Internal Combustion Engine | IC |  | S | 6.3 | 6.3 | 3 | N | 1990 |  |  | N | Electric Utility | 1 | X | NG | DFO
Natural Gas Internal Combustion Engine.NG | natural gas peaker | TRUE | 11732 | City of Marshall - (MO) | 2144 | Marshall (MO) | MO | Saline | 11 | Natural Gas Internal Combustion Engine | IC |  | S | 6.3 | 6.3 | 3 | N | 1994 |  |  | N | Electric Utility | 1 | X | NG | DFO
Petroleum Liquids.DFO | petroleum | TRUE | 11732 | City of Marshall - (MO) | 2144 | Marshall (MO) | MO | Saline | 7 | Petroleum Liquids | IC |  | S | 0.9 | 0.9 | 0.1 | N | 1988 |  |  | N | Electric Utility | 1 | X | DFO
Petroleum Liquids.DFO | petroleum | TRUE | 11732 | City of Marshall - (MO) | 2144 | Marshall (MO) | MO | Saline | 8 | Petroleum Liquids | IC |  | S | 0.9 | 0.9 | 0.1 | N | 1988 |  |  | N | Electric Utility | 1 | X | DFO
Petroleum Liquids.DFO | petroleum | TRUE | 11732 | City of Marshall - (MO) | 2144 | Marshall (MO) | MO | Saline | 9 | Petroleum Liquids | IC |  | S | 0.9 | 0.9 | 0.1 | N | 1988 |  |  | N | Electric Utility | 1 | X | DFO
Natural Gas Fired Combustion Turbine.NG | natural gas peaker | TRUE | 11732 | City of Marshall - (MO) | 2144 | Marshall (MO) | MO | Saline | GT1 | Natural Gas Fired Combustion Turbine | GT |  | S | 14 | 17 | 3 | N | 1972 |  |  | N | Electric Utility | 1 | X | NG | DFO
Petroleum Liquids.DFO | petroleum | TRUE | 12294 | City of Memphis - (MO) | 2145 | Memphis | MO | Scotland | 1 | Petroleum Liquids | IC |  | S | 0.6 | 0.6 | 0 | N | 1972 |  |  | N | Electric Utility | 1 | X | DFO | NG
Petroleum Liquids.DFO | petroleum | TRUE | 12294 | City of Memphis - (MO) | 2145 | Memphis | MO | Scotland | 10 | Petroleum Liquids | IC |  | S | 1 | 1 | 0 | N | 1989 |  |  | N | Electric Utility | 1 | X | DFO
Petroleum Liquids.DFO | petroleum | TRUE | 12294 | City of Memphis - (MO) | 2145 | Memphis | MO | Scotland | 11 | Petroleum Liquids | IC |  | S | 1 | 1 | 0 | N | 1989 |  |  | N | Electric Utility | 1 | X | DFO
Petroleum Liquids.DFO | petroleum | TRUE | 12294 | City of Memphis - (MO) | 2145 | Memphis | MO | Scotland | 12 | Petroleum Liquids | IC |  | S | 0.4 | 0.4 | 0 | N | 1989 |  |  | N | Electric Utility | 1 | X | DFO
Petroleum Liquids.DFO | petroleum | TRUE | 12294 | City of Memphis - (MO) | 2145 | Memphis | MO | Scotland | 13 | Petroleum Liquids | IC |  | S | 1 | 1 | 0 | N | 1990 |  |  | N | Electric Utility | 1 | X | DFO
Petroleum Liquids.DFO | petroleum | TRUE | 12294 | City of Memphis - (MO) | 2145 | Memphis | MO | Scotland | 3 | Petroleum Liquids | IC |  | S | 0.2 | 0.2 | 0 | N | 1945 |  |  | N | Electric Utility | 1 | X | DFO
Petroleum Liquids.DFO | petroleum | TRUE | 12294 | City of Memphis - (MO) | 2145 | Memphis | MO | Scotland | 6 | Petroleum Liquids | IC |  | S | 0.9 | 0.9 | 0 | N | 1957 |  |  | N | Electric Utility | 1 | X | DFO
Petroleum Liquids.DFO | petroleum | TRUE | 12294 | City of Memphis - (MO) | 2145 | Memphis | MO | Scotland | 7 | Petroleum Liquids | IC |  | S | 1.1 | 1.1 | 0 | N | 1960 |  |  | N | Electric Utility | 1 | X | DFO
Petroleum Liquids.DFO | petroleum | TRUE | 12294 | City of Memphis - (MO) | 2145 | Memphis | MO | Scotland | 8 | Petroleum Liquids | IC |  | S | 1.3 | 1.3 | 0 | N | 1966 |  |  | N | Electric Utility | 1 | X | DFO | NG
Petroleum Liquids.DFO | petroleum | TRUE | 12294 | City of Memphis - (MO) | 2145 | Memphis | MO | Scotland | 9 | Petroleum Liquids | IC |  | S | 1.3 | 1.3 | 0 | N | 1972 |  |  | N | Electric Utility | 1 | X | DFO | NG
Natural Gas Fired Combustion Turbine.NG | natural gas peaker | TRUE | 17833 | City Utilities of Springfield - (MO) | 2161 | James River Power Station | MO | Greene | GT1 | Natural Gas Fired Combustion Turbine | GT |  | S | 75 | 75 | 25 | N | 1989 |  |  | N | Electric Utility | 1 | X | NG | DFO
Natural Gas Fired Combustion Turbine.NG | natural gas peaker | TRUE | 17833 | City Utilities of Springfield - (MO) | 2161 | James River Power Station | MO | Greene | GT2 | Natural Gas Fired Combustion Turbine | GT |  | S | 80 | 80 | 25 | N | 1992 |  |  | N | Electric Utility | 1 | X | NG | DFO
Petroleum Liquids.DFO | petroleum | TRUE | 19474 | City of Unionville - (MO) | 2164 | Unionville City of | MO | Putnam | 1 | Petroleum Liquids | IC |  | S | 0.6 | 0.6 | 0.2 | N | 1970 |  |  | N | Electric Utility | 1 | X | DFO
Petroleum Liquids.DFO | petroleum | TRUE | 19474 | City of Unionville - (MO) | 2164 | Unionville City of | MO | Putnam | 2 | Petroleum Liquids | IC |  | S | 1.7 | 1.7 | 0.2 | N | 1975 |  |  | N | Electric Utility | 1 | X | DFO | NG
Petroleum Liquids.DFO | petroleum | TRUE | 19474 | City of Unionville - (MO) | 2164 | Unionville City of | MO | Putnam | 3 | Petroleum Liquids | IC |  | S | 0.2 | 0.2 | 0.1 | N | 1935 |  |  | N | Electric Utility | 1 | X | DFO
Petroleum Liquids.DFO | petroleum | TRUE | 19474 | City of Unionville - (MO) | 2164 | Unionville City of | MO | Putnam | 4 | Petroleum Liquids | IC |  | S | 0.9 | 0.9 | 0.2 | N | 1970 |  |  | N | Electric Utility | 1 | X | DFO
Petroleum Liquids.DFO | petroleum | TRUE | 19474 | City of Unionville - (MO) | 2164 | Unionville City of | MO | Putnam | 5 | Petroleum Liquids | IC |  | S | 0.3 | 0.3 | 0.1 | N | 1955 |  |  | N | Electric Utility | 1 | X | DFO
Petroleum Liquids.DFO | petroleum | TRUE | 19474 | City of Unionville - (MO) | 2164 | Unionville City of | MO | Putnam | 6 | Petroleum Liquids | IC |  | S | 0.3 | 0.3 | 0.1 | N | 1955 |  |  | N | Electric Utility | 1 | X | DFO
Petroleum Liquids.DFO | petroleum | TRUE | 19474 | City of Unionville - (MO) | 2164 | Unionville City of | MO | Putnam | 7 | Petroleum Liquids | IC |  | S | 0.9 | 0.9 | 0.2 | N | 1962 |  |  | N | Electric Utility | 1 | X | DFO
Petroleum Liquids.DFO | petroleum | TRUE | 19474 | City of Unionville - (MO) | 2164 | Unionville City of | MO | Putnam | 8 | Petroleum Liquids | IC |  | S | 1.1 | 1.1 | 0.2 | N | 1967 |  |  | N | Electric Utility | 1 | X | DFO | NG
Petroleum Liquids.DFO | petroleum | TRUE | 19474 | City of Unionville - (MO) | 2164 | Unionville City of | MO | Putnam | 9 | Petroleum Liquids | IC |  | S | 2 | 2 | 0.2 | N | 1994 |  |  | N | Electric Utility | 1 | X | DFO
Conventional Hydroelectric.WAT | hydro | TRUE | 19647 | USCE-Little Rock District | 2166 | Table Rock | MO | Taney | 1 | Conventional Hydroelectric | HY |  | S | 53 | 53 | 15 | N | 1959 |  |  | N | Electric Utility | 1 | X | WAT
Conventional Hydroelectric.WAT | hydro | TRUE | 19647 | USCE-Little Rock District | 2166 | Table Rock | MO | Taney | 2 | Conventional Hydroelectric | HY |  | S | 53 | 53 | 15 | N | 1959 |  |  | N | Electric Utility | 1 | X | WAT
Conventional Hydroelectric.WAT | hydro | TRUE | 19647 | USCE-Little Rock District | 2166 | Table Rock | MO | Taney | 3 | Conventional Hydroelectric | HY |  | S | 57.5 | 57.5 | 15 | N | 1961 |  |  | N | Electric Utility | 1 | X | WAT
Conventional Hydroelectric.WAT | hydro | TRUE | 19647 | USCE-Little Rock District | 2166 | Table Rock | MO | Taney | 4 | Conventional Hydroelectric | HY |  | S | 53 | 53 | 15 | N | 1961 |  |  | N | Electric Utility | 1 | X | WAT
Conventional Steam Coal.RC | hard coal | TRUE | 924 | Associated Electric Coop, Inc | 2167 | New Madrid | MO | New Madrid | 1 | Conventional Steam Coal | ST |  | S | 600 | 615 | 170 | N | 1972 |  |  | N | Electric Utility | 1 | X | RC
Conventional Steam Coal.RC | hard coal | TRUE | 924 | Associated Electric Coop, Inc | 2167 | New Madrid | MO | New Madrid | 2 | Conventional Steam Coal | ST |  | S | 600 | 615 | 170 | N | 1977 |  |  | N | Electric Utility | 1 | X | RC
Conventional Steam Coal.RC | hard coal | TRUE | 924 | Associated Electric Coop, Inc | 2168 | Thomas Hill | MO | Randolph | 1 | Conventional Steam Coal | ST |  | S | 164 | 167 | 100 | N | 1966 |  |  | N | Electric Utility | 1 | X | RC
Conventional Steam Coal.RC | hard coal | TRUE | 924 | Associated Electric Coop, Inc | 2168 | Thomas Hill | MO | Randolph | 2 | Conventional Steam Coal | ST |  | S | 263 | 272 | 150 | N | 1969 |  |  | N | Electric Utility | 1 | X | RC
Conventional Steam Coal.RC | hard coal | TRUE | 924 | Associated Electric Coop, Inc | 2168 | Thomas Hill | MO | Randolph | 3 | Conventional Steam Coal | ST |  | S | 703 | 714 | 170 | N | 1982 |  |  | N | Electric Utility | 1 | X | RC
Natural Gas Fired Combustion Turbine.NG | natural gas peaker | TRUE | 12199 | Montana-Dakota Utilities Co | 2176 | Glendive GT | MT | Dawson | GT-2 | Natural Gas Fired Combustion Turbine | GT |  | S | 40.1 | 43.2 | 10 | N | 2003 |  |  | N | Electric Utility | 1 | X | NG | DFO
Natural Gas Fired Combustion Turbine.NG | natural gas peaker | TRUE | 12199 | Montana-Dakota Utilities Co | 2176 | Glendive GT | MT | Dawson | GT1 | Natural Gas Fired Combustion Turbine | GT |  | S | 34.8 | 40.9 | 9 | N | 1979 |  |  | N | Electric Utility | 1 | X | NG | DFO
Natural Gas Fired Combustion Turbine.NG | natural gas peaker | TRUE | 12199 | Montana-Dakota Utilities Co | 2177 | Miles City GT | MT | Custer | 1 | Natural Gas Fired Combustion Turbine | GT |  | S | 23.6 | 27.5 | 7 | N | 1972 |  |  | N | Electric Utility | 1 | X | NG | DFO
Conventional Hydroelectric.WAT | hydro | TRUE | 13902 | NorthWestern Energy (MT Hydro) | 2181 | Black Eagle | MT | Cascade | BLA1 | Conventional Hydroelectric | HY |  | S | 8.5 | 8.5 | 1 | N | 1927 |  |  | N | Electric Utility | 1 | X | WAT
Conventional Hydroelectric.WAT | hydro | TRUE | 13902 | NorthWestern Energy (MT Hydro) | 2181 | Black Eagle | MT | Cascade | BLA2 | Conventional Hydroelectric | HY |  | S | 7 | 7 | 1 | N | 1927 |  |  | N | Electric Utility | 1 | X | WAT
Conventional Hydroelectric.WAT | hydro | TRUE | 13902 | NorthWestern Energy (MT Hydro) | 2181 | Black Eagle | MT | Cascade | BLA3 | Conventional Hydroelectric | HY |  | S | 8.5 | 8.5 | 1 | Y | 1927 |  |  | N | Electric Utility | 1 | X | WAT
Conventional Hydroelectric.WAT | hydro | TRUE | 13902 | NorthWestern Energy (MT Hydro) | 2182 | Cochrane | MT | Cascade | COC1 | Conventional Hydroelectric | HY |  | S | 31 | 31 | 1 | N | 1958 |  |  | N | Electric Utility | 1 | X | WAT
Conventional Hydroelectric.WAT | hydro | TRUE | 13902 | NorthWestern Energy (MT Hydro) | 2182 | Cochrane | MT | Cascade | COC2 | Conventional Hydroelectric | HY |  | S | 32 | 32 | 1 | N | 1958 |  |  | N | Electric Utility | 1 | X | WAT
Conventional Hydroelectric.WAT | hydro | TRUE | 13902 | NorthWestern Energy (MT Hydro) | 2185 | Hauser | MT | Lewis and Clark | HAU11 | Conventional Hydroelectric | HY |  | S | 3.5 | 3.5 | 1 | N | 2021 |  |  | N | Electric Utility | 1 | X | WAT
Conventional Hydroelectric.WAT | hydro | TRUE | 13902 | NorthWestern Energy (MT Hydro) | 2185 | Hauser | MT | Lewis and Clark | HAU3 | Conventional Hydroelectric | HY |  | S | 2.8 | 2.8 | 1 | N | 1911 | 6 | 2026 | N | Electric Utility | 1 | X | WAT
Conventional Hydroelectric.WAT | hydro | TRUE | 13902 | NorthWestern Energy (MT Hydro) | 2185 | Hauser | MT | Lewis and Clark | HAU6 | Conventional Hydroelectric | HY |  | S | 3 | 3 | 1 | N | 1915 |  |  | N | Electric Utility | 1 | X | WAT
Conventional Hydroelectric.WAT | hydro | TRUE | 13902 | NorthWestern Energy (MT Hydro) | 2185 | Hauser | MT | Lewis and Clark | HAU7 | Conventional Hydroelectric | HY |  | S | 3.5 | 3.5 | 1 | N | 2019 |  |  | N | Electric Utility | 1 | X | WAT
Conventional Hydroelectric.WAT | hydro | TRUE | 13902 | NorthWestern Energy (MT Hydro) | 2185 | Hauser | MT | Lewis and Clark | HAU8 | Conventional Hydroelectric | HY |  | S | 3.5 | 3.5 | 1 | N | 2022 |  |  | N | Electric Utility | 1 | X | WAT
Conventional Hydroelectric.WAT | hydro | TRUE | 13902 | NorthWestern Energy (MT Hydro) | 2186 | Holter | MT | Cascade | HOL1 | Conventional Hydroelectric | HY |  | S | 13.3 | 13.3 | 1 | Y | 1918 |  |  | N | Electric Utility | 1 | X | WAT
Conventional Hydroelectric.WAT | hydro | TRUE | 13902 | NorthWestern Energy (MT Hydro) | 2186 | Holter | MT | Cascade | HOL2 | Conventional Hydroelectric | HY |  | S | 13.3 | 13.3 | 1 | N | 1918 |  |  | N | Electric Utility | 1 | X | WAT
Conventional Hydroelectric.WAT | hydro | TRUE | 13902 | NorthWestern Energy (MT Hydro) | 2186 | Holter | MT | Cascade | HOL3 | Conventional Hydroelectric | HY |  | S | 12 | 12 | 1 | N | 1918 |  |  | N | Electric Utility | 1 | X | WAT
Conventional Hydroelectric.WAT | hydro | TRUE | 13902 | NorthWestern Energy (MT Hydro) | 2186 | Holter | MT | Cascade | HOL4 | Conventional Hydroelectric | HY |  | S | 13.3 | 13.3 | 1 | N | 1918 |  |  | N | Electric Utility | 1 | X | WAT
Conventional Hydroelectric.WAT | hydro | TRUE | 60973 | Energy Keepers Inc | 2188 | Selis Ksanka Qlispe | MT | Lake | KER1 | Conventional Hydroelectric | HY |  | S | 70.6 | 70.6 | 1 | N | 1938 |  |  | N | Electric Utility | 1 | X | WAT
Conventional Hydroelectric.WAT | hydro | TRUE | 60973 | Energy Keepers Inc | 2188 | Selis Ksanka Qlispe | MT | Lake | KER2 | Conventional Hydroelectric | HY |  | S | 70.6 | 70.6 | 1 | N | 1949 |  |  | N | Electric Utility | 1 | X | WAT
Conventional Hydroelectric.WAT | hydro | TRUE | 60973 | Energy Keepers Inc | 2188 | Selis Ksanka Qlispe | MT | Lake | KER3 | Conventional Hydroelectric | HY |  | S | 86.6 | 86.6 | 1 | N | 1954 |  |  | N | Electric Utility | 1 | X | WAT
Conventional Hydroelectric.WAT | hydro | TRUE | 13902 | NorthWestern Energy (MT Hydro) | 2191 | Morony | MT | Cascade | MOR1 | Conventional Hydroelectric | HY |  | S | 24.5 | 24.5 | 1 | N | 1930 |  |  | N | Electric Utility | 1 | X | WAT
Conventional Hydroelectric.WAT | hydro | TRUE | 13902 | NorthWestern Energy (MT Hydro) | 2191 | Morony | MT | Cascade | MOR2 | Conventional Hydroelectric | HY |  | S | 24.5 | 24.5 | 1 | N | 1930 |  |  | N | Electric Utility | 1 | X | WAT
Conventional Hydroelectric.WAT | hydro | TRUE | 13902 | NorthWestern Energy (MT Hydro) | 2192 | Mystic | MT | Stillwater | MYS1 | Conventional Hydroelectric | HY |  | S | 6 | 6 | 1 | N | 1925 |  |  | N | Electric Utility | 1 | X | WAT
Conventional Hydroelectric.WAT | hydro | TRUE | 13902 | NorthWestern Energy (MT Hydro) | 2192 | Mystic | MT | Stillwater | MYS2 | Conventional Hydroelectric | HY |  | S | 6 | 6 | 1 | N | 1925 |  |  | N | Electric Utility | 1 | X | WAT
Conventional Hydroelectric.WAT | hydro | TRUE | 13902 | NorthWestern Energy (MT Hydro) | 2193 | Rainbow (MT) | MT | Cascade | RAI9 | Conventional Hydroelectric | HY |  | S | 64 | 64 | 1 | N | 2013 |  |  | N | Electric Utility | 1 | X | WAT
Conventional Hydroelectric.WAT | hydro | TRUE | 13902 | NorthWestern Energy (MT Hydro) | 2194 | Ryan | MT | Cascade | RYA1 | Conventional Hydroelectric | HY |  | S | 12 | 12 | 1 | N | 1915 |  |  | N | Electric Utility | 1 | X | WAT
Conventional Hydroelectric.WAT | hydro | TRUE | 13902 | NorthWestern Energy (MT Hydro) | 2194 | Ryan | MT | Cascade | RYA2 | Conventional Hydroelectric | HY |  | S | 12 | 12 | 1 | N | 1915 |  |  | N | Electric Utility | 1 | X | WAT
Conventional Hydroelectric.WAT | hydro | TRUE | 13902 | NorthWestern Energy (MT Hydro) | 2194 | Ryan | MT | Cascade | RYA3 | Conventional Hydroelectric | HY |  | S | 12 | 12 | 1 | N | 1915 |  |  | N | Electric Utility | 1 | X | WAT
Conventional Hydroelectric.WAT | hydro | TRUE | 13902 | NorthWestern Energy (MT Hydro) | 2194 | Ryan | MT | Cascade | RYA4 | Conventional Hydroelectric | HY |  | S | 12 | 12 | 1 | N | 1915 |  |  | N | Electric Utility | 1 | X | WAT
Conventional Hydroelectric.WAT | hydro | TRUE | 13902 | NorthWestern Energy (MT Hydro) | 2194 | Ryan | MT | Cascade | RYA5 | Conventional Hydroelectric | HY |  | S | 11.5 | 11.5 | 1 | N | 1916 |  |  | N | Electric Utility | 1 | X | WAT
Conventional Hydroelectric.WAT | hydro | TRUE | 13902 | NorthWestern Energy (MT Hydro) | 2194 | Ryan | MT | Cascade | RYA6 | Conventional Hydroelectric | HY |  | S | 12 | 12 | 1 | N | 1916 |  |  | N | Electric Utility | 1 | X | WAT
Conventional Hydroelectric.WAT | hydro | TRUE | 13902 | NorthWestern Energy (MT Hydro) | 2195 | Thompson Falls | MT | Sanders | TF1 | Conventional Hydroelectric | HY |  | S | 7.5 | 7.5 | 1 | N | 1917 |  |  | N | Electric Utility | 1 | X | WAT
Conventional Hydroelectric.WAT | hydro | TRUE | 13902 | NorthWestern Energy (MT Hydro) | 2195 | Thompson Falls | MT | Sanders | TF2 | Conventional Hydroelectric | HY |  | S | 6.5 | 6.5 | 1 | N | 1917 |  |  | N | Electric Utility | 1 | X | WAT
Conventional Hydroelectric.WAT | hydro | TRUE | 13902 | NorthWestern Energy (MT Hydro) | 2195 | Thompson Falls | MT | Sanders | TF3 | Conventional Hydroelectric | HY |  | S | 7.5 | 7.5 | 1 | N | 1916 |  |  | N | Electric Utility | 1 | X | WAT
Conventional Hydroelectric.WAT | hydro | TRUE | 13902 | NorthWestern Energy (MT Hydro) | 2195 | Thompson Falls | MT | Sanders | TF4 | Conventional Hydroelectric | HY |  | S | 6.5 | 6.5 | 1 | N | 1916 |  |  | N | Electric Utility | 1 | X | WAT
Conventional Hydroelectric.WAT | hydro | TRUE | 13902 | NorthWestern Energy (MT Hydro) | 2195 | Thompson Falls | MT | Sanders | TF5 | Conventional Hydroelectric | HY |  | S | 6 | 6.5 | 1 | N | 1915 |  |  | N | Electric Utility | 1 | X | WAT
Conventional Hydroelectric.WAT | hydro | TRUE | 13902 | NorthWestern Energy (MT Hydro) | 2195 | Thompson Falls | MT | Sanders | TF6 | Conventional Hydroelectric | HY |  | S | 6.5 | 6.5 | 1 | N | 1915 |  |  | N | Electric Utility | 1 | X | WAT
Conventional Hydroelectric.WAT | hydro | TRUE | 13902 | NorthWestern Energy (MT Hydro) | 2195 | Thompson Falls | MT | Sanders | TF7 | Conventional Hydroelectric | HY |  | S | 53 | 53 | 10 | N | 1915 |  |  | N | Electric Utility | 1 | X | WAT
Petroleum Liquids.DFO | petroleum | TRUE | 56815 | NorthWestern Energy (MT wind/thermal) | 2196 | Old Faithful | WY | Teton | 1 | Petroleum Liquids | IC |  | S | 1 | 1 | 0.3 | N | 1979 |  |  | N | Electric Utility | 1 | X | DFO
Petroleum Liquids.DFO | petroleum | TRUE | 56815 | NorthWestern Energy (MT wind/thermal) | 2196 | Old Faithful | WY | Teton | 2 | Petroleum Liquids | IC |  | S | 1 | 1 | 0.3 | N | 1979 |  |  | N | Electric Utility | 1 | X | DFO
Conventional Hydroelectric.WAT | hydro | TRUE | 20169 | Avista Corp | 2199 | Noxon Rapids | MT | Sanders | 1 | Conventional Hydroelectric | HY |  | S | 113.9 | 120.3 | 30 | N | 1959 |  |  | N | Electric Utility | 1 | X | WAT
Conventional Hydroelectric.WAT | hydro | TRUE | 20169 | Avista Corp | 2199 | Noxon Rapids | MT | Sanders | 2 | Conventional Hydroelectric | HY |  | S | 105 | 120 | 30 | N | 1959 |  |  | N | Electric Utility | 1 | X | WAT
Conventional Hydroelectric.WAT | hydro | TRUE | 20169 | Avista Corp | 2199 | Noxon Rapids | MT | Sanders | 3 | Conventional Hydroelectric | HY |  | S | 113.9 | 120 | 30 | N | 1959 |  |  | N | Electric Utility | 1 | X | WAT
Conventional Hydroelectric.WAT | hydro | TRUE | 20169 | Avista Corp | 2199 | Noxon Rapids | MT | Sanders | 4 | Conventional Hydroelectric | HY |  | S | 113.9 | 120 | 30 | N | 1960 |  |  | N | Electric Utility | 1 | X | WAT
Conventional Hydroelectric.WAT | hydro | TRUE | 20169 | Avista Corp | 2199 | Noxon Rapids | MT | Sanders | 5 | Conventional Hydroelectric | HY |  | S | 134 | 142.2 | 40 | N | 1977 |  |  | N | Electric Utility | 1 | X | WAT
Conventional Hydroelectric.WAT | hydro | TRUE | 2518 | U S Bureau of Reclamation | 2203 | Hungry Horse | MT | Flathead | 1 | Conventional Hydroelectric | HY |  | S | 107 | 107 | 0 | N | 1952 |  |  | N | Electric Utility | 1 | X | WAT
Conventional Hydroelectric.WAT | hydro | TRUE | 2518 | U S Bureau of Reclamation | 2203 | Hungry Horse | MT | Flathead | 2 | Conventional Hydroelectric | HY |  | S | 107 | 107 | 0 | N | 1952 |  |  | N | Electric Utility | 1 | X | WAT
Conventional Hydroelectric.WAT | hydro | TRUE | 2518 | U S Bureau of Reclamation | 2203 | Hungry Horse | MT | Flathead | 3 | Conventional Hydroelectric | HY |  | S | 107 | 107 | 0 | N | 1953 |  |  | N | Electric Utility | 1 | X | WAT
Conventional Hydroelectric.WAT | hydro | TRUE | 2518 | U S Bureau of Reclamation | 2203 | Hungry Horse | MT | Flathead | 4 | Conventional Hydroelectric | HY |  | S | 107 | 107 | 0 | N | 1953 |  |  | N | Electric Utility | 1 | X | WAT
Conventional Hydroelectric.WAT | hydro | TRUE | 2518 | U S Bureau of Reclamation | 2204 | Yellowtail | MT | Big Horn | 1 | Conventional Hydroelectric | HY |  | S | 71.9 | 71.9 | 0 | N | 1966 |  |  | N | Electric Utility | 1 | X | WAT
Conventional Hydroelectric.WAT | hydro | TRUE | 2518 | U S Bureau of Reclamation | 2204 | Yellowtail | MT | Big Horn | 2 | Conventional Hydroelectric | HY |  | S | 71.9 | 71.9 | 0 | N | 1966 |  |  | N | Electric Utility | 1 | X | WAT
Conventional Hydroelectric.WAT | hydro | TRUE | 2518 | U S Bureau of Reclamation | 2204 | Yellowtail | MT | Big Horn | 3 | Conventional Hydroelectric | HY |  | S | 71.9 | 71.9 | 0 | N | 1966 |  |  | N | Electric Utility | 1 | X | WAT
Conventional Hydroelectric.WAT | hydro | TRUE | 2518 | U S Bureau of Reclamation | 2204 | Yellowtail | MT | Big Horn | 4 | Conventional Hydroelectric | HY |  | S | 71.8 | 71.8 | 0 | N | 1966 |  |  | N | Electric Utility | 1 | X | WAT
Natural Gas Internal Combustion Engine.NG | natural gas peaker | TRUE | 695 | City of Ansley - (NE) | 2214 | Ansley | NE | Custer | 2 | Natural Gas Internal Combustion Engine | IC |  | S | 0.8 | 0.8 | 0.3 | N | 1976 |  |  | N | Electric Utility | 1 | X | NG | DFO
Petroleum Liquids.DFO | petroleum | TRUE | 695 | City of Ansley - (NE) | 2214 | Ansley | NE | Custer | 3 | Petroleum Liquids | IC |  | S | 0.5 | 0.5 | 0.3 | N | 1969 |  |  | N | Electric Utility | 1 | X | DFO
Natural Gas Internal Combustion Engine.NG | natural gas peaker | TRUE | 993 | Auburn Board of Public Works | 2215 | Auburn | NE | Nemaha | 1 | Natural Gas Internal Combustion Engine | IC |  | S | 2.2 | 2.4 | 1 | N | 1982 |  |  | N | Electric Utility | 1 | X | NG | DFO
Natural Gas Internal Combustion Engine.NG | natural gas peaker | TRUE | 993 | Auburn Board of Public Works | 2215 | Auburn | NE | Nemaha | 2 | Natural Gas Internal Combustion Engine | IC |  | S | 0.9 | 1 | 0.7 | N | 1949 |  |  | N | Electric Utility | 1 | X | NG | DFO
Natural Gas Internal Combustion Engine.NG | natural gas peaker | TRUE | 993 | Auburn Board of Public Works | 2215 | Auburn | NE | Nemaha | 4A | Natural Gas Internal Combustion Engine | IC |  | S | 3.7 | 3.7 | 2.5 | N | 1993 |  |  | N | Electric Utility | 1 | X | NG | DFO
Natural Gas Internal Combustion Engine.NG | natural gas peaker | TRUE | 993 | Auburn Board of Public Works | 2215 | Auburn | NE | Nemaha | 5 | Natural Gas Internal Combustion Engine | IC |  | S | 3 | 3.3 | 1.8 | N | 1973 |  |  | N | Electric Utility | 1 | X | NG | DFO
Natural Gas Internal Combustion Engine.NG | natural gas peaker | TRUE | 993 | Auburn Board of Public Works | 2215 | Auburn | NE | Nemaha | 6 | Natural Gas Internal Combustion Engine | IC |  | S | 2.5 | 2.7 | 1.5 | N | 1967 |  |  | N | Electric Utility | 1 | X | NG | DFO
Natural Gas Internal Combustion Engine.NG | natural gas peaker | TRUE | 993 | Auburn Board of Public Works | 2215 | Auburn | NE | Nemaha | 7 | Natural Gas Internal Combustion Engine | IC |  | S | 5.2 | 5.6 | 3.5 | N | 1987 |  |  | N | Electric Utility | 1 | X | NG | DFO
Petroleum Liquids.DFO | petroleum | TRUE | 1435 | City of Beaver City - (NE) | 2217 | Beaver City | NE | Furnas | 1 | Petroleum Liquids | IC |  | S | 0.4 | 0.4 | 0.1 | N | 1957 |  |  | N | Electric Utility | 1 | X | DFO | NG
Natural Gas Internal Combustion Engine.NG | natural gas peaker | TRUE | 1435 | City of Beaver City - (NE) | 2217 | Beaver City | NE | Furnas | 2 | Natural Gas Internal Combustion Engine | IC |  | S | 0.3 | 0.3 | 0.1 | N | 1963 |  |  | N | Electric Utility | 1 | X | NG | DFO
Petroleum Liquids.DFO | petroleum | TRUE | 1435 | City of Beaver City - (NE) | 2217 | Beaver City | NE | Furnas | 3 | Petroleum Liquids | IC |  | S | 0.2 | 0.2 | 0.1 | N | 1947 |  |  | N | Electric Utility | 1 | X | DFO
Natural Gas Internal Combustion Engine.NG | natural gas peaker | TRUE | 1435 | City of Beaver City - (NE) | 2217 | Beaver City | NE | Furnas | 4 | Natural Gas Internal Combustion Engine | IC |  | S | 0.8 | 0.9 | 0.1 | N | 1967 |  |  | N | Electric Utility | 1 | X | NG | DFO
Petroleum Liquids.DFO | petroleum | TRUE | 2277 | City of Broken Bow - (NE) | 2221 | Broken Bow | NE | Custer | 1 | Petroleum Liquids | IC |  | S | 0.5 | 0.5 | 0.1 | N | 1936 |  |  | N | Electric Utility | 1 | X | DFO
Natural Gas Internal Combustion Engine.NG | natural gas peaker | TRUE | 2277 | City of Broken Bow - (NE) | 2221 | Broken Bow | NE | Custer | 2 | Natural Gas Internal Combustion Engine | IC |  | S | 3.5 | 3.5 | 0.5 | N | 1970 |  |  | N | Electric Utility | 1 | X | NG | DFO
Petroleum Liquids.DFO | petroleum | TRUE | 2277 | City of Broken Bow - (NE) | 2221 | Broken Bow | NE | Custer | 3 | Petroleum Liquids | IC |  | S | 0.7 | 0.7 | 0.1 | N | 1945 |  |  | N | Electric Utility | 1 | X | DFO
Natural Gas Internal Combustion Engine.NG | natural gas peaker | TRUE | 2277 | City of Broken Bow - (NE) | 2221 | Broken Bow | NE | Custer | 4 | Natural Gas Internal Combustion Engine | IC |  | S | 0.7 | 0.7 | 0.3 | N | 1951 |  |  | N | Electric Utility | 1 | X | NG | DFO
Natural Gas Internal Combustion Engine.NG | natural gas peaker | TRUE | 2277 | City of Broken Bow - (NE) | 2221 | Broken Bow | NE | Custer | 5 | Natural Gas Internal Combustion Engine | IC |  | S | 1 | 1 | 0.4 | N | 1951 |  |  | N | Electric Utility | 1 | X | NG | DFO
Natural Gas Internal Combustion Engine.NG | natural gas peaker | TRUE | 2277 | City of Broken Bow - (NE) | 2221 | Broken Bow | NE | Custer | 6 | Natural Gas Internal Combustion Engine | IC |  | S | 2 | 2 | 0.5 | N | 1961 |  |  | N | Electric Utility | 1 | X | NG | DFO
Petroleum Liquids.DFO | petroleum | TRUE | 2609 | City of Burwell - (NE) | 2222 | Burwell | NE | Garfield | 1 | Petroleum Liquids | IC |  | S | 1.3 | 1.3 | 0.1 | N | 1972 |  |  | N | Electric Utility | 1 | X | DFO
Petroleum Liquids.DFO | petroleum | TRUE | 2609 | City of Burwell - (NE) | 2222 | Burwell | NE | Garfield | 2 | Petroleum Liquids | IC |  | S | 1.1 | 1.1 | 0.1 | N | 1968 |  |  | N | Electric Utility | 1 | X | DFO
Petroleum Liquids.DFO | petroleum | TRUE | 2609 | City of Burwell - (NE) | 2222 | Burwell | NE | Garfield | 3 | Petroleum Liquids | IC |  | S | 0.9 | 0.9 | 0.1 | N | 1960 |  |  | N | Electric Utility | 1 | X | DFO
Petroleum Liquids.DFO | petroleum | TRUE | 2609 | City of Burwell - (NE) | 2222 | Burwell | NE | Garfield | 4 | Petroleum Liquids | IC |  | S | 0.6 | 0.6 | 0.1 | N | 1955 |  |  | N | Electric Utility | 1 | X | DFO
Petroleum Liquids.DFO | petroleum | TRUE | 2888 | City of Cambridge - (NE) | 2223 | Cambridge | NE | Furnas | CAT1 | Petroleum Liquids | IC |  | S | 2 | 2 | 0.1 | N | 2005 |  |  | N | Electric Utility | 1 | X | DFO
Petroleum Liquids.DFO | petroleum | TRUE | 2888 | City of Cambridge - (NE) | 2223 | Cambridge | NE | Furnas | CAT2 | Petroleum Liquids | IC |  | S | 2 | 2 | 0.1 | N | 2005 |  |  | N | Electric Utility | 1 | X | DFO
Petroleum Liquids.DFO | petroleum | TRUE | 2931 | Village of Campbell - (NE) | 2225 | Campbell Village | NE | Franklin | IC4 | Petroleum Liquids | IC |  | S | 1 | 1 | 1 | N | 1983 |  |  | N | Electric Utility | 1 | X | DFO
Natural Gas Steam Turbine.NG | natural gas steam turbine | TRUE | 13337 | Nebraska Public Power District | 2226 | Canaday | NE | Gosper | 1 | Natural Gas Steam Turbine | ST |  | S | 99.3 | 99.3 | 0 | N | 1958 |  |  | N | Electric Utility | 1 | X | NG
Conventional Hydroelectric.WAT | hydro | TRUE | 3271 | Central Nebraska Pub P&I Dist | 2227 | Jeffrey | NE | Lincoln | 1 | Conventional Hydroelectric | HY |  | S | 10.5 | 10.5 | 2 | N | 1941 |  |  | N | Electric Utility | 1 | X | WAT
Conventional Hydroelectric.WAT | hydro | TRUE | 3271 | Central Nebraska Pub P&I Dist | 2227 | Jeffrey | NE | Lincoln | 2 | Conventional Hydroelectric | HY |  | S | 10.5 | 10.5 | 2 | N | 1941 |  |  | N | Electric Utility | 1 | X | WAT
Conventional Hydroelectric.WAT | hydro | TRUE | 3271 | Central Nebraska Pub P&I Dist | 2228 | Johnson 1 | NE | Gosper | 1 | Conventional Hydroelectric | HY |  | S | 10 | 10 | 2 | N | 1941 |  |  | N | Electric Utility | 1 | X | WAT
Conventional Hydroelectric.WAT | hydro | TRUE | 3271 | Central Nebraska Pub P&I Dist | 2228 | Johnson 1 | NE | Gosper | 2 | Conventional Hydroelectric | HY |  | S | 10 | 10 | 2 | N | 1941 |  |  | N | Electric Utility | 1 | X | WAT
Conventional Hydroelectric.WAT | hydro | TRUE | 3271 | Central Nebraska Pub P&I Dist | 2229 | Johnson 2 | NE | Gosper | 1 | Conventional Hydroelectric | HY |  | S | 22.5 | 22.5 | 3 | N | 1941 |  |  | N | Electric Utility | 1 | X | WAT
Petroleum Liquids.DFO | petroleum | TRUE | 3373 | City of Chappell - (NE) | 2230 | Chappell | NE | Deuel | 5 | Petroleum Liquids | IC |  | S | 1 | 1 | 0.1 | N | 1982 |  |  | N | Electric Utility | 1 | X | DFO
Natural Gas Internal Combustion Engine.NG | natural gas peaker | TRUE | 4527 | City of Crete | 2231 | Crete | NE | Saline | 7 | Natural Gas Internal Combustion Engine | IC |  | S | 6 | 6.1 | 6 | N | 1973 |  |  | N | Electric Utility | 1 | X | NG | DFO
Natural Gas Internal Combustion Engine.NG | natural gas peaker | TRUE | 4661 | City of Curtis - (NE) | 2232 | Curtis | NE | Frontier | 2 | Natural Gas Internal Combustion Engine | IC |  | S | 0.8 | 0.8 | 0.1 | N | 1955 |  |  | N | Electric Utility | 1 | X | NG | DFO
Natural Gas Internal Combustion Engine.NG | natural gas peaker | TRUE | 4661 | City of Curtis - (NE) | 2232 | Curtis | NE | Frontier | 3 | Natural Gas Internal Combustion Engine | IC |  | S | 1 | 1 | 0.1 | N | 1969 |  |  | N | Electric Utility | 1 | X | NG | DFO
Natural Gas Internal Combustion Engine.NG | natural gas peaker | TRUE | 4661 | City of Curtis - (NE) | 2232 | Curtis | NE | Frontier | 4 | Natural Gas Internal Combustion Engine | IC |  | S | 1.2 | 1.2 | 0.1 | N | 1975 |  |  | N | Electric Utility | 1 | X | NG | DFO
Natural Gas Internal Combustion Engine.NG | natural gas peaker | TRUE | 4836 | City of David City | 2233 | David City | NE | Butler | 1 | Natural Gas Internal Combustion Engine | IC |  | S | 1.3 | 1.3 | 0 | N | 1960 |  |  | N | Electric Utility | 1 | X | NG | DFO
Petroleum Liquids.DFO | petroleum | TRUE | 4836 | City of David City | 2233 | David City | NE | Butler | 2 | Petroleum Liquids | IC |  | S | 0.8 | 0.8 | 0 | N | 1949 |  |  | N | Electric Utility | 1 | X | DFO
Natural Gas Internal Combustion Engine.NG | natural gas peaker | TRUE | 4836 | City of David City | 2233 | David City | NE | Butler | 3 | Natural Gas Internal Combustion Engine | IC |  | S | 0.9 | 0.9 | 0 | N | 1955 |  |  | N | Electric Utility | 1 | X | NG | DFO
Natural Gas Internal Combustion Engine.NG | natural gas peaker | TRUE | 4836 | City of David City | 2233 | David City | NE | Butler | 4 | Natural Gas Internal Combustion Engine | IC |  | S | 1.8 | 1.8 | 0 | N | 1966 |  |  | N | Electric Utility | 1 | X | NG | DFO
Petroleum Liquids.DFO | petroleum | TRUE | 4836 | City of David City | 2233 | David City | NE | Butler | 5 | Petroleum Liquids | IC |  | S | 1.3 | 1.3 | 0 | N | 1996 |  |  | N | Electric Utility | 1 | X | DFO
Petroleum Liquids.DFO | petroleum | TRUE | 4836 | City of David City | 2233 | David City | NE | Butler | 6 | Petroleum Liquids | IC |  | S | 1.3 | 1.3 | 0 | N | 1996 |  |  | N | Electric Utility | 1 | X | DFO
Petroleum Liquids.DFO | petroleum | TRUE | 4836 | City of David City | 2233 | David City | NE | Butler | 7 | Petroleum Liquids | IC |  | S | 1.3 | 1.3 | 0 | N | 1996 |  |  | N | Electric Utility | 1 | X | DFO
Petroleum Liquids.DFO | petroleum | TRUE | 5097 | City of Deshler - (NE) | 2234 | Deshler | NE | Thayer | 4 | Petroleum Liquids | IC |  | S | 0.6 | 0.6 | 0.1 | N | 1956 |  |  | N | Electric Utility | 1 | X | DFO
Petroleum Liquids.DFO | petroleum | TRUE | 5097 | City of Deshler - (NE) | 2234 | Deshler | NE | Thayer | 5 | Petroleum Liquids | IC |  | S | 1.1 | 1.1 | 0.3 | N | 1999 |  |  | N | Electric Utility | 1 | X | DFO
Natural Gas Internal Combustion Engine.NG | natural gas peaker | TRUE | 5850 | City of Emerson - (NE) | 2235 | Emerson | NE | Dixon | 2 | Natural Gas Internal Combustion Engine | IC |  | S | 1.1 | 1.1 | 0.2 | N | 1968 |  |  | N | Electric Utility | 1 | X | NG | DFO
Petroleum Liquids.DFO | petroleum | TRUE | 5850 | City of Emerson - (NE) | 2235 | Emerson | NE | Dixon | 3 | Petroleum Liquids | IC |  | S | 0.1 | 0.1 | 0.1 | N | 1947 |  |  | N | Electric Utility | 1 | X | DFO | NG
Natural Gas Internal Combustion Engine.NG | natural gas peaker | TRUE | 5850 | City of Emerson - (NE) | 2235 | Emerson | NE | Dixon | 4 | Natural Gas Internal Combustion Engine | IC |  | S | 0.4 | 0.4 | 0.1 | N | 1960 |  |  | N | Electric Utility | 1 | X | NG | DFO
Petroleum Liquids.DFO | petroleum | TRUE | 6175 | City of Falls City - (NE) | 2237 | Falls City | NE | Richardson | 1 | Petroleum Liquids | IC |  | S | 0.6 | 0.6 | 0.4 | N | 1930 |  |  | N | Electric Utility | 1 | X | DFO
Petroleum Liquids.DFO | petroleum | TRUE | 6175 | City of Falls City - (NE) | 2237 | Falls City | NE | Richardson | 2 | Petroleum Liquids | IC |  | S | 0.9 | 0.9 | 0.5 | N | 1937 |  |  | N | Electric Utility | 1 | X | DFO
Natural Gas Internal Combustion Engine.NG | natural gas peaker | TRUE | 6175 | City of Falls City - (NE) | 2237 | Falls City | NE | Richardson | 3 | Natural Gas Internal Combustion Engine | IC |  | S | 2.3 | 2.3 | 1.5 | N | 1965 |  |  | N | Electric Utility | 1 | X | NG | DFO
Natural Gas Internal Combustion Engine.NG | natural gas peaker | TRUE | 6175 | City of Falls City - (NE) | 2237 | Falls City | NE | Richardson | 4 | Natural Gas Internal Combustion Engine | IC |  | S | 0.8 | 0.8 | 0.5 | N | 1946 |  |  | N | Electric Utility | 1 | X | NG | DFO
Natural Gas Internal Combustion Engine.NG | natural gas peaker | TRUE | 6175 | City of Falls City - (NE) | 2237 | Falls City | NE | Richardson | 5 | Natural Gas Internal Combustion Engine | IC |  | S | 1.4 | 1.4 | 0.8 | N | 1950 |  |  | N | Electric Utility | 1 | X | NG | DFO
Natural Gas Internal Combustion Engine.NG | natural gas peaker | TRUE | 6175 | City of Falls City - (NE) | 2237 | Falls City | NE | Richardson | 6 | Natural Gas Internal Combustion Engine | IC |  | S | 2 | 2 | 1.4 | N | 1958 |  |  | N | Electric Utility | 1 | X | NG | DFO
Natural Gas Internal Combustion Engine.NG | natural gas peaker | TRUE | 6175 | City of Falls City - (NE) | 2237 | Falls City | NE | Richardson | 7 | Natural Gas Internal Combustion Engine | IC |  | S | 5.9 | 5.9 | 4 | N | 1972 |  |  | N | Electric Utility | 1 | X | NG | DFO
Natural Gas Internal Combustion Engine.NG | natural gas peaker | TRUE | 6175 | City of Falls City - (NE) | 2237 | Falls City | NE | Richardson | 8 | Natural Gas Internal Combustion Engine | IC |  | S | 6 | 6 | 3.8 | N | 1982 |  |  | N | Electric Utility | 1 | X | NG | DFO
Natural Gas Internal Combustion Engine.NG | natural gas peaker | TRUE | 6175 | City of Falls City - (NE) | 2237 | Falls City | NE | Richardson | 9 | Natural Gas Internal Combustion Engine | IC |  | S | 9.3 | 9.3 | 3.9 | N | 2018 |  |  | N | Electric Utility | 1 | X | NG | DFO
Natural Gas Internal Combustion Engine.NG | natural gas peaker | TRUE | 6723 | City of Franklin - (NE) | 2238 | Franklin (NE) | NE | Franklin | 1 | Natural Gas Internal Combustion Engine | IC |  | S | 0.6 | 0.6 | 0.2 | N | 1963 |  |  | N | Electric Utility | 1 | X | NG | DFO
Natural Gas Internal Combustion Engine.NG | natural gas peaker | TRUE | 6723 | City of Franklin - (NE) | 2238 | Franklin (NE) | NE | Franklin | 2 | Natural Gas Internal Combustion Engine | IC |  | S | 1.3 | 1.3 | 0.2 | N | 1974 |  |  | N | Electric Utility | 1 | X | NG | DFO
Natural Gas Internal Combustion Engine.NG | natural gas peaker | TRUE | 6723 | City of Franklin - (NE) | 2238 | Franklin (NE) | NE | Franklin | 3 | Natural Gas Internal Combustion Engine | IC |  | S | 1.1 | 1.1 | 0.2 | N | 1969 |  |  | N | Electric Utility | 1 | X | NG | DFO
Natural Gas Internal Combustion Engine.NG | natural gas peaker | TRUE | 6723 | City of Franklin - (NE) | 2238 | Franklin (NE) | NE | Franklin | 4 | Natural Gas Internal Combustion Engine | IC |  | S | 0.9 | 0.9 | 0.2 | N | 1955 |  |  | N | Electric Utility | 1 | X | NG | DFO
Natural Gas Fired Combustion Turbine.NG | natural gas peaker | TRUE | 6779 | City of Fremont - (NE) | 2240 | Lon Wright | NE | Dodge | 5OT | Natural Gas Fired Combustion Turbine | GT |  | S | 38 | 40 | 20 | N | 2003 |  |  | N | Electric Utility | 1 | X | NG | DFO
Conventional Steam Coal.SUB | hard coal | TRUE | 6779 | City of Fremont - (NE) | 2240 | Lon Wright | NE | Dodge | 6 | Conventional Steam Coal | ST |  | S | 15.5 | 15.5 | 6 | N | 1957 |  |  | N | Electric Utility | 1 | X | SUB | NG | PG
Conventional Steam Coal.SUB | hard coal | TRUE | 6779 | City of Fremont - (NE) | 2240 | Lon Wright | NE | Dodge | 7 | Conventional Steam Coal | ST |  | S | 21 | 21 | 6 | N | 1963 |  |  | N | Electric Utility | 1 | X | SUB | NG | PG
Conventional Steam Coal.SUB | hard coal | TRUE | 6779 | City of Fremont - (NE) | 2240 | Lon Wright | NE | Dodge | 8 | Conventional Steam Coal | ST |  | S | 82 | 82 | 30 | N | 1976 |  |  | N | Electric Utility | 1 | X | SUB | NG | PG
Solar Photovoltaic.SUN | solar PV | TRUE | 6779 | City of Fremont - (NE) | 2240 | Lon Wright | NE | Dodge | SLR1 | Solar Photovoltaic | PV |  | S | 1.3 | 1.3 |  | N | 2018 |  |  | N | Electric Utility | 1 | X | SUN
Solar Photovoltaic.SUN | solar PV | TRUE | 6779 | City of Fremont - (NE) | 2240 | Lon Wright | NE | Dodge | SLR2 | Solar Photovoltaic | PV |  | S | 1 | 1 |  | N | 2018 |  |  | N | Electric Utility | 1 | X | SUN
Natural Gas Fired Combustion Turbine.NG | natural gas peaker | TRUE | 40606 | City of Grand Island - (NE) | 2241 | C W Burdick | NE | Hall | GT1 | Natural Gas Fired Combustion Turbine | GT |  | S | 13.6 | 14.8 | 4 | N | 1968 |  |  | N | Electric Utility | 1 | X | NG | DFO
Natural Gas Fired Combustion Turbine.NG | natural gas peaker | TRUE | 40606 | City of Grand Island - (NE) | 2241 | C W Burdick | NE | Hall | GT2 | Natural Gas Fired Combustion Turbine | GT |  | S | 34 | 40 | 5 | N | 2003 |  |  | N | Electric Utility | 1 | X | NG | DFO
Natural Gas Fired Combustion Turbine.NG | natural gas peaker | TRUE | 40606 | City of Grand Island - (NE) | 2241 | C W Burdick | NE | Hall | GT3 | Natural Gas Fired Combustion Turbine | GT |  | S | 34 | 40 | 5 | N | 2003 |  |  | N | Electric Utility | 1 | X | NG | DFO
Natural Gas Fired Combustion Turbine.NG | natural gas peaker | TRUE | 8245 | City of Hastings - (NE) | 2243 | Don Henry | NE | Adams | 1 | Natural Gas Fired Combustion Turbine | GT |  | S | 18 | 18 | 5 | N | 1972 |  |  | N | Electric Utility | 1 | X | NG | DFO
Natural Gas Steam Turbine.NG | natural gas steam turbine | TRUE | 8245 | City of Hastings - (NE) | 2244 | North Denver | NE | Adams | 4 | Natural Gas Steam Turbine | ST |  | S | 15 | 15 | 6 | N | 1957 |  |  | N | Electric Utility | 1 | X | NG | DFO
Natural Gas Steam Turbine.NG | natural gas steam turbine | TRUE | 8245 | City of Hastings - (NE) | 2244 | North Denver | NE | Adams | 5 | Natural Gas Steam Turbine | ST |  | S | 24 | 24 | 7 | N | 1967 |  |  | N | Electric Utility | 1 | X | NG | DFO
Petroleum Liquids.DFO | petroleum | TRUE | 10260 | City of Kimball - (NE) | 2248 | Kimball | NE | Kimball | 3 | Petroleum Liquids | IC |  | S | 1 | 1.1 | 0.7 | N | 1959 |  |  | N | Electric Utility | 1 | X | DFO
Petroleum Liquids.DFO | petroleum | TRUE | 10260 | City of Kimball - (NE) | 2248 | Kimball | NE | Kimball | 4 | Petroleum Liquids | IC |  | S | 1 | 1.1 | 0.7 | N | 1960 |  |  | N | Electric Utility | 1 | X | DFO
Petroleum Liquids.DFO | petroleum | TRUE | 10260 | City of Kimball - (NE) | 2248 | Kimball | NE | Kimball | 6 | Petroleum Liquids | IC |  | S | 3.6 | 3.7 | 2 | N | 1974 |  |  | N | Electric Utility | 1 | X | DFO
Natural Gas Internal Combustion Engine.NG | natural gas peaker | TRUE | 10760 | City of Laurel - (NE) | 2249 | Laurel | NE | Cedar | 1 | Natural Gas Internal Combustion Engine | IC |  | S | 1.1 | 1.2 | 0.1 | N | 1974 |  |  | N | Electric Utility | 1 | X | NG | DFO
Natural Gas Internal Combustion Engine.NG | natural gas peaker | TRUE | 10760 | City of Laurel - (NE) | 2249 | Laurel | NE | Cedar | 2 | Natural Gas Internal Combustion Engine | IC |  | S | 0.7 | 0.8 | 0.1 | N | 1970 |  |  | N | Electric Utility | 1 | X | NG | DFO
Natural Gas Internal Combustion Engine.NG | natural gas peaker | TRUE | 10760 | City of Laurel - (NE) | 2249 | Laurel | NE | Cedar | 7 | Natural Gas Internal Combustion Engine | IC |  | S | 1.1 | 1.2 | 0.1 | N | 1992 |  |  | N | Electric Utility | 1 | X | NG | DFO
Natural Gas Fired Combustion Turbine.NG | natural gas peaker | TRUE | 11018 | Lincoln Electric System | 2250 | J Street | NE | Lancaster | 1 | Natural Gas Fired Combustion Turbine | GT |  | S | 29.3 | 31.7 | 4 | N | 1972 |  |  | N | Electric Utility | 1 | X | NG | DFO
Petroleum Liquids.DFO | petroleum | TRUE | 11372 | City of Lyons - (NE) | 2253 | Lyons | NE | Burt | 2 | Petroleum Liquids | IC |  | S | 0.2 | 0.2 | 0.2 | N | 1953 |  |  | N | Electric Utility | 1 | X | DFO
Petroleum Liquids.DFO | petroleum | TRUE | 11372 | City of Lyons - (NE) | 2253 | Lyons | NE | Burt | 3 | Petroleum Liquids | IC |  | S | 0.3 | 0.3 | 0.2 | N | 1960 |  |  | N | Electric Utility | 1 | X | DFO
Petroleum Liquids.DFO | petroleum | TRUE | 11372 | City of Lyons - (NE) | 2253 | Lyons | NE | Burt | 4A | Petroleum Liquids | IC |  | S | 0.6 | 0.6 | 0.4 | N | 1967 |  |  | N | Electric Utility | 1 | X | DFO
Natural Gas Internal Combustion Engine.NG | natural gas peaker | TRUE | 13334 | City of Nebraska City | 2255 | Nebraska City # 1 | NE | Otoe | 10 | Natural Gas Internal Combustion Engine | IC |  | S | 5.8 | 5.8 | 4 | N | 1979 |  |  | N | Electric Utility | 1 | X | NG | DFO
Petroleum Liquids.DFO | petroleum | TRUE | 13334 | City of Nebraska City | 2255 | Nebraska City # 1 | NE | Otoe | 2 | Petroleum Liquids | IC |  | S | 1 | 1 | 1 | N | 1953 |  |  | N | Electric Utility | 1 | X | DFO
Natural Gas Internal Combustion Engine.NG | natural gas peaker | TRUE | 13334 | City of Nebraska City | 2255 | Nebraska City # 1 | NE | Otoe | 3 | Natural Gas Internal Combustion Engine | IC |  | S | 2 | 2 | 2 | N | 1955 |  |  | N | Electric Utility | 1 | X | NG | DFO
Natural Gas Internal Combustion Engine.NG | natural gas peaker | TRUE | 13334 | City of Nebraska City | 2255 | Nebraska City # 1 | NE | Otoe | 4 | Natural Gas Internal Combustion Engine | IC |  | S | 2.7 | 2.7 | 2.5 | N | 1957 |  |  | N | Electric Utility | 1 | X | NG | DFO
Natural Gas Internal Combustion Engine.NG | natural gas peaker | TRUE | 13334 | City of Nebraska City | 2255 | Nebraska City # 1 | NE | Otoe | 5 | Natural Gas Internal Combustion Engine | IC |  | S | 1.7 | 1.7 | 1.5 | N | 1964 |  |  | N | Electric Utility | 1 | X | NG | DFO
Natural Gas Internal Combustion Engine.NG | natural gas peaker | TRUE | 13334 | City of Nebraska City | 2255 | Nebraska City # 1 | NE | Otoe | 8 | Natural Gas Internal Combustion Engine | IC |  | S | 3.6 | 3.6 | 3 | N | 1971 |  |  | N | Electric Utility | 1 | X | NG | DFO
Natural Gas Internal Combustion Engine.NG | natural gas peaker | TRUE | 13334 | City of Nebraska City | 2255 | Nebraska City # 1 | NE | Otoe | 9 | Natural Gas Internal Combustion Engine | IC |  | S | 5.8 | 5.8 | 4 | N | 1974 |  |  | N | Electric Utility | 1 | X | NG | DFO
Natural Gas Internal Combustion Engine.NG | natural gas peaker | TRUE | 13334 | City of Nebraska City | 2256 | Syracuse # 2 | NE | Otoe | 6 | Natural Gas Internal Combustion Engine | IC |  | S | 1.6 | 1.6 | 1.6 | N | 1969 |  |  | N | Electric Utility | 1 | X | NG | DFO
Natural Gas Internal Combustion Engine.NG | natural gas peaker | TRUE | 13334 | City of Nebraska City | 2256 | Syracuse # 2 | NE | Otoe | 7 | Natural Gas Internal Combustion Engine | IC |  | S | 1.6 | 1.6 | 1.6 | N | 1970 |  |  | N | Electric Utility | 1 | X | NG | DFO
Conventional Hydroelectric.WAT | hydro | TRUE | 11251 | Loup River Public Power Dist | 2260 | Columbus | NE | Platte | 1 | Conventional Hydroelectric | HY |  | S | 15 | 15 | 0 | N | 1936 |  |  | N | Electric Utility | 1 | X | WAT
Conventional Hydroelectric.WAT | hydro | TRUE | 11251 | Loup River Public Power Dist | 2260 | Columbus | NE | Platte | 2 | Conventional Hydroelectric | HY |  | S | 15 | 15 | 0 | N | 1936 |  |  | N | Electric Utility | 1 | X | WAT
Conventional Hydroelectric.WAT | hydro | TRUE | 11251 | Loup River Public Power Dist | 2260 | Columbus | NE | Platte | 3 | Conventional Hydroelectric | HY |  | S | 15 | 15 | 0 | N | 1936 |  |  | N | Electric Utility | 1 | X | WAT
Petroleum Liquids.DFO | petroleum | TRUE | 13337 | Nebraska Public Power District | 2265 | Hallam | NE | Lancaster | 1 | Petroleum Liquids | GT |  | S | 42.9 | 42.9 | 0 | N | 1973 |  |  | N | Electric Utility | 1 | X | DFO | NG
Petroleum Liquids.DFO | petroleum | TRUE | 13337 | Nebraska Public Power District | 2266 | Hebron | NE | Thayer | 1 | Petroleum Liquids | GT |  | S | 42 | 42 | 0 | N | 1973 |  |  | N | Electric Utility | 1 | X | DFO
Conventional Hydroelectric.WAT | hydro | TRUE | 13337 | Nebraska Public Power District | 2268 | Kearney | NE | Buffalo | 1 | Conventional Hydroelectric | HY |  | S | 1 | 1 | 0 | N | 1921 |  |  | N | Electric Utility | 1 | X | WAT
Petroleum Liquids.DFO | petroleum | TRUE | 13337 | Nebraska Public Power District | 2271 | McCook | NE | Red Willow | 1 | Petroleum Liquids | GT |  | S | 40.9 | 40.9 | 0 | N | 1973 |  |  | N | Electric Utility | 1 | X | DFO
Conventional Hydroelectric.WAT | hydro | TRUE | 11251 | Loup River Public Power Dist | 2273 | Monroe (NE) | NE | Platte | 1 | Conventional Hydroelectric | HY |  | S | 1 | 1 | 0 | N | 1936 |  |  | N | Electric Utility | 1 | X | WAT
Conventional Hydroelectric.WAT | hydro | TRUE | 11251 | Loup River Public Power Dist | 2273 | Monroe (NE) | NE | Platte | 2 | Conventional Hydroelectric | HY |  | S | 1 | 1 | 0 | N | 1936 |  |  | N | Electric Utility | 1 | X | WAT
Conventional Hydroelectric.WAT | hydro | TRUE | 11251 | Loup River Public Power Dist | 2273 | Monroe (NE) | NE | Platte | 3 | Conventional Hydroelectric | HY |  | S | 1 | 1 | 0 | N | 1936 |  |  | N | Electric Utility | 1 | X | WAT
Conventional Hydroelectric.WAT | hydro | TRUE | 13337 | Nebraska Public Power District | 2274 | North Platte | NE | Lincoln | 1 | Conventional Hydroelectric | HY |  | S | 12 | 12 | 0 | N | 1935 |  |  | N | Electric Utility | 1 | X | WAT
Conventional Hydroelectric.WAT | hydro | TRUE | 13337 | Nebraska Public Power District | 2274 | North Platte | NE | Lincoln | 2 | Conventional Hydroelectric | HY |  | S | 12 | 12 | 0 | N | 1935 |  |  | N | Electric Utility | 1 | X | WAT
Conventional Steam Coal.SUB | hard coal | TRUE | 13337 | Nebraska Public Power District | 2277 | Sheldon | NE | Lancaster | 1 | Conventional Steam Coal | ST |  | S | 104 | 104 | 0 | N | 1961 |  |  | N | Electric Utility | 1 | X | SUB
Conventional Steam Coal.SUB | hard coal | TRUE | 13337 | Nebraska Public Power District | 2277 | Sheldon | NE | Lancaster | 2 | Conventional Steam Coal | ST |  | S | 112 | 112 | 0 | N | 1965 |  |  | N | Electric Utility | 1 | X | SUB
Petroleum Liquids.DFO | petroleum | TRUE | 14127 | Omaha Public Power District | 2290 | Jones Street | NE | Douglas | 1 | Petroleum Liquids | GT |  | S | 61.2 | 61.2 | 23 | N | 1973 |  |  | N | Electric Utility | 1 | X | DFO
Petroleum Liquids.DFO | petroleum | TRUE | 14127 | Omaha Public Power District | 2290 | Jones Street | NE | Douglas | 2 | Petroleum Liquids | GT |  | S | 62.2 | 62.2 | 23 | N | 1973 |  |  | N | Electric Utility | 1 | X | DFO
Natural Gas Steam Turbine.NG | natural gas steam turbine | TRUE | 14127 | Omaha Public Power District | 2291 | North Omaha | NE | Douglas | 1 | Natural Gas Steam Turbine | ST |  | S | 63 |  | 38 | N | 1954 | 12 | 2026 | N | Electric Utility | 1 | X | NG
Natural Gas Steam Turbine.NG | natural gas steam turbine | TRUE | 14127 | Omaha Public Power District | 2291 | North Omaha | NE | Douglas | 2 | Natural Gas Steam Turbine | ST |  | S | 83.4 |  | 55 | N | 1957 | 12 | 2026 | N | Electric Utility | 1 | X | NG
Natural Gas Steam Turbine.NG | natural gas steam turbine | TRUE | 14127 | Omaha Public Power District | 2291 | North Omaha | NE | Douglas | 3 | Natural Gas Steam Turbine | ST |  | S | 92.5 | 55.6 | 55 | N | 1959 | 12 | 2026 | N | Electric Utility | 1 | X | NG
Conventional Steam Coal.SUB | hard coal | TRUE | 14127 | Omaha Public Power District | 2291 | North Omaha | NE | Douglas | 4 | Conventional Steam Coal | ST |  | S | 117.7 | 101.8 | 61 | N | 1963 |  |  | N | Electric Utility | 1 | X | SUB | NG
Conventional Steam Coal.SUB | hard coal | TRUE | 14127 | Omaha Public Power District | 2291 | North Omaha | NE | Douglas | 5 | Conventional Steam Coal | ST |  | S | 206.2 | 174.9 | 75 | N | 1968 |  |  | N | Electric Utility | 1 | X | SUB | NG
Natural Gas Fired Combustion Turbine.NG | natural gas peaker | TRUE | 14127 | Omaha Public Power District | 2292 | Sarpy County | NE | Sarpy | 1 | Natural Gas Fired Combustion Turbine | GT |  | S | 54.9 | 54.9 | 22 | N | 1972 |  |  | N | Electric Utility | 1 | X | NG | DFO
Natural Gas Fired Combustion Turbine.NG | natural gas peaker | TRUE | 14127 | Omaha Public Power District | 2292 | Sarpy County | NE | Sarpy | 2 | Natural Gas Fired Combustion Turbine | GT |  | S | 57.1 | 57.1 | 22 | N | 1972 |  |  | N | Electric Utility | 1 | X | NG | DFO
Natural Gas Fired Combustion Turbine.NG | natural gas peaker | TRUE | 14127 | Omaha Public Power District | 2292 | Sarpy County | NE | Sarpy | 3 | Natural Gas Fired Combustion Turbine | GT |  | S | 107.8 | 107.8 | 54 | N | 1996 |  |  | N | Electric Utility | 1 | X | NG | DFO
Natural Gas Fired Combustion Turbine.NG | natural gas peaker | TRUE | 14127 | Omaha Public Power District | 2292 | Sarpy County | NE | Sarpy | 4 | Natural Gas Fired Combustion Turbine | GT |  | S | 48.7 | 48.7 | 30 | N | 2000 |  |  | N | Electric Utility | 1 | X | NG | DFO
Natural Gas Fired Combustion Turbine.NG | natural gas peaker | TRUE | 14127 | Omaha Public Power District | 2292 | Sarpy County | NE | Sarpy | 5 | Natural Gas Fired Combustion Turbine | GT |  | S | 47.9 | 47.9 | 24 | N | 2000 |  |  | N | Electric Utility | 1 | X | NG | DFO
Petroleum Liquids.DFO | petroleum | TRUE | 14127 | Omaha Public Power District | 2292 | Sarpy County | NE | Sarpy | BSD | Petroleum Liquids | IC |  | S | 3.4 | 3.4 | 3.4 | N | 1996 |  |  | N | Electric Utility | 1 | X | DFO
Petroleum Liquids.DFO | petroleum | TRUE | 14172 | City of Ord - (NE) | 2294 | Ord | NE | Valley | 1 | Petroleum Liquids | IC |  | S | 5 | 5 | 0 | N | 1973 |  |  | N | Electric Utility | 1 | X | DFO | NG
Petroleum Liquids.DFO | petroleum | TRUE | 14172 | City of Ord - (NE) | 2294 | Ord | NE | Valley | 2 | Petroleum Liquids | IC |  | S | 1 | 1 | 0 | N | 1966 |  |  | N | Electric Utility | 1 | X | DFO | NG
Petroleum Liquids.DFO | petroleum | TRUE | 14172 | City of Ord - (NE) | 2294 | Ord | NE | Valley | 3 | Petroleum Liquids | IC |  | S | 2 | 2 | 0 | N | 1963 |  |  | N | Electric Utility | 1 | X | DFO | NG
Petroleum Liquids.DFO | petroleum | TRUE | 14172 | City of Ord - (NE) | 2294 | Ord | NE | Valley | 4A | Petroleum Liquids | IC |  | S | 1.4 | 1.4 | 0 | N | 1997 |  |  | N | Electric Utility | 1 | X | DFO
Petroleum Liquids.DFO | petroleum | TRUE | 14172 | City of Ord - (NE) | 2294 | Ord | NE | Valley | 5A | Petroleum Liquids | IC |  | S | 1.4 | 1.4 | 0 | N | 1997 |  |  | N | Electric Utility | 1 | X | DFO
Natural Gas Internal Combustion Engine.NG | natural gas peaker | TRUE | 14277 | Village of Oxford - (NE) | 2295 | Oxford (NE) | NE | Furnas | 2 | Natural Gas Internal Combustion Engine | IC |  | S | 0.5 | 0.6 | 0.3 | N | 1953 |  |  | N | Electric Utility | 1 | X | NG | DFO
Natural Gas Internal Combustion Engine.NG | natural gas peaker | TRUE | 14277 | Village of Oxford - (NE) | 2295 | Oxford (NE) | NE | Furnas | 3 | Natural Gas Internal Combustion Engine | IC |  | S | 0.8 | 0.9 | 0.5 | N | 1956 |  |  | N | Electric Utility | 1 | X | NG | DFO
Natural Gas Internal Combustion Engine.NG | natural gas peaker | TRUE | 14277 | Village of Oxford - (NE) | 2295 | Oxford (NE) | NE | Furnas | 4 | Natural Gas Internal Combustion Engine | IC |  | S | 0.5 | 0.6 | 0.3 | N | 1956 |  |  | N | Electric Utility | 1 | X | NG | DFO
Natural Gas Internal Combustion Engine.NG | natural gas peaker | TRUE | 14277 | Village of Oxford - (NE) | 2295 | Oxford (NE) | NE | Furnas | 5 | Natural Gas Internal Combustion Engine | IC |  | S | 1.2 | 1.3 | 0.3 | N | 1972 |  |  | N | Electric Utility | 1 | X | NG | DFO
Petroleum Liquids.DFO | petroleum | TRUE | 14656 | City of Pender - (NE) | 2296 | Pender | NE | Thurston | 1 | Petroleum Liquids | IC |  | S | 1.2 | 1.2 | 1.1 | N | 1968 |  |  | N | Electric Utility | 1 | X | DFO | NG
Petroleum Liquids.DFO | petroleum | TRUE | 14656 | City of Pender - (NE) | 2296 | Pender | NE | Thurston | 2 | Petroleum Liquids | IC |  | S | 2 | 2 | 1.8 | N | 1973 |  |  | N | Electric Utility | 1 | X | DFO | NG
Petroleum Liquids.DFO | petroleum | TRUE | 14656 | City of Pender - (NE) | 2296 | Pender | NE | Thurston | 3 | Petroleum Liquids | IC |  | S | 0.5 | 0.5 | 0.5 | N | 1953 |  |  | N | Electric Utility | 1 | X | DFO | NG
Petroleum Liquids.DFO | petroleum | TRUE | 14656 | City of Pender - (NE) | 2296 | Pender | NE | Thurston | 4 | Petroleum Liquids | IC |  | S | 0.8 | 0.8 | 0.8 | N | 1961 |  |  | N | Electric Utility | 1 | X | DFO | NG
Petroleum Liquids.DFO | petroleum | TRUE | 15773 | City of Red Cloud - (NE) | 2299 | Red Cloud | NE | Webster | 2 | Petroleum Liquids | IC |  | S | 0.6 | 0.6 | 0.1 | N | 1953 |  |  | N | Electric Utility | 1 | X | DFO
Petroleum Liquids.DFO | petroleum | TRUE | 15773 | City of Red Cloud - (NE) | 2299 | Red Cloud | NE | Webster | 3 | Petroleum Liquids | IC |  | S | 1.2 | 1.2 | 0.1 | N | 1960 |  |  | N | Electric Utility | 1 | X | DFO
Petroleum Liquids.DFO | petroleum | TRUE | 15773 | City of Red Cloud - (NE) | 2299 | Red Cloud | NE | Webster | 4 | Petroleum Liquids | IC |  | S | 1.2 | 1.2 | 0.1 | N | 1968 |  |  | N | Electric Utility | 1 | X | DFO
Petroleum Liquids.DFO | petroleum | TRUE | 15773 | City of Red Cloud - (NE) | 2299 | Red Cloud | NE | Webster | 5 | Petroleum Liquids | IC |  | S | 2.2 | 2.2 | 0.1 | N | 1973 |  |  | N | Electric Utility | 1 | X | DFO
Petroleum Liquids.DFO | petroleum | TRUE | 16667 | City of Sargent - (NE) | 2300 | Sargent | NE | Custer | 1 | Petroleum Liquids | IC |  | S | 1.1 | 1.1 | 0.6 | N | 1968 |  |  | N | Electric Utility | 1 | X | DFO
Petroleum Liquids.DFO | petroleum | TRUE | 16667 | City of Sargent - (NE) | 2300 | Sargent | NE | Custer | 3 | Petroleum Liquids | IC |  | S | 0.9 | 0.9 | 0.5 | N | 1964 |  |  | N | Electric Utility | 1 | X | DFO
Petroleum Liquids.DFO | petroleum | TRUE | 16667 | City of Sargent - (NE) | 2300 | Sargent | NE | Custer | 4 | Petroleum Liquids | IC |  | S | 0.4 | 0.4 | 0.2 | N | 1954 |  |  | N | Electric Utility | 1 | X | DFO
Natural Gas Internal Combustion Engine.NG | natural gas peaker | TRUE | 17149 | City of Sidney - (NE) | 2302 | Sidney (NE) | NE | Cheyenne | 1 | Natural Gas Internal Combustion Engine | IC |  | S | 1 | 1.1 | 0.1 | N | 1949 |  |  | N | Electric Utility | 1 | X | NG | DFO
Petroleum Liquids.DFO | petroleum | TRUE | 17149 | City of Sidney - (NE) | 2302 | Sidney (NE) | NE | Cheyenne | 3 | Petroleum Liquids | IC |  | S | 0.6 | 0.6 | 0.1 | N | 1931 |  |  | N | Electric Utility | 1 | X | DFO
Natural Gas Internal Combustion Engine.NG | natural gas peaker | TRUE | 17149 | City of Sidney - (NE) | 2302 | Sidney (NE) | NE | Cheyenne | 5 | Natural Gas Internal Combustion Engine | IC |  | S | 2.5 | 2.5 | 0.1 | N | 1955 |  |  | N | Electric Utility | 1 | X | NG | DFO
Conventional Hydroelectric.WAT | hydro | TRUE | 17727 | Village of Spalding - (NE) | 2303 | Spalding | NE | Greeley | 1 | Conventional Hydroelectric | HY |  | S | 0.1 | 0.1 | 0.1 | N | 1919 |  |  | N | Electric Utility | 1 | X | WAT
Conventional Hydroelectric.WAT | hydro | TRUE | 17727 | Village of Spalding - (NE) | 2303 | Spalding | NE | Greeley | 2 | Conventional Hydroelectric | HY |  | S | 0.1 | 0.1 | 0.1 | N | 1956 |  |  | N | Electric Utility | 1 | X | WAT
Petroleum Liquids.DFO | petroleum | TRUE | 17727 | Village of Spalding - (NE) | 2303 | Spalding | NE | Greeley | 4 | Petroleum Liquids | IC |  | S | 0.2 | 0.2 | 0.1 | N | 1947 |  |  | N | Electric Utility | 1 | X | DFO
Petroleum Liquids.DFO | petroleum | TRUE | 17727 | Village of Spalding - (NE) | 2303 | Spalding | NE | Greeley | 5 | Petroleum Liquids | IC |  | S | 0.4 | 0.4 | 0.1 | N | 1959 |  |  | N | Electric Utility | 1 | X | DFO
Petroleum Liquids.DFO | petroleum | TRUE | 17727 | Village of Spalding - (NE) | 2303 | Spalding | NE | Greeley | 6 | Petroleum Liquids | IC |  | S | 1.3 | 1.3 | 0.3 | N | 1975 |  |  | N | Electric Utility | 1 | X | DFO
Natural Gas Internal Combustion Engine.NG | natural gas peaker | TRUE | 18230 | City of Stuart - (NE) | 2305 | Stuart (NE) | NE | Holt | 1 | Natural Gas Internal Combustion Engine | IC |  | S | 0.7 | 0.7 | 0.1 | N | 1952 |  |  | N | Electric Utility | 1 | X | NG | DFO
Petroleum Liquids.DFO | petroleum | TRUE | 18230 | City of Stuart - (NE) | 2305 | Stuart (NE) | NE | Holt | 5 | Petroleum Liquids | IC |  | S | 0.8 | 0.8 | 0.1 | N | 1997 |  |  | N | Electric Utility | 1 | X | DFO
Petroleum Liquids.DFO | petroleum | TRUE | 18525 | City of Tecumseh | 2308 | Tecumseh | NE | Johnson | 1 | Petroleum Liquids | IC |  | S | 0.6 | 0.6 | 0.1 | N | 1948 |  |  | N | Electric Utility | 1 | X | DFO
Petroleum Liquids.DFO | petroleum | TRUE | 18525 | City of Tecumseh | 2308 | Tecumseh | NE | Johnson | 2 | Petroleum Liquids | IC |  | S | 1.4 | 1.4 | 0.1 | N | 1968 |  |  | N | Electric Utility | 1 | X | DFO | NG
Petroleum Liquids.DFO | petroleum | TRUE | 18525 | City of Tecumseh | 2308 | Tecumseh | NE | Johnson | 3 | Petroleum Liquids | IC |  | S | 1 | 1 | 0.1 | N | 1953 |  |  | N | Electric Utility | 1 | X | DFO | NG
Petroleum Liquids.DFO | petroleum | TRUE | 18525 | City of Tecumseh | 2308 | Tecumseh | NE | Johnson | 4 | Petroleum Liquids | IC |  | S | 1.2 | 1.2 | 0.1 | N | 1960 |  |  | N | Electric Utility | 1 | X | DFO | NG
Natural Gas Internal Combustion Engine.NG | natural gas peaker | TRUE | 18525 | City of Tecumseh | 2308 | Tecumseh | NE | Johnson | 5A | Natural Gas Internal Combustion Engine | IC |  | S | 2.4 | 2.4 | 0.1 | N | 1993 |  |  | N | Electric Utility | 1 | X | NG | DFO
Natural Gas Internal Combustion Engine.NG | natural gas peaker | TRUE | 19968 | City of Wahoo - (NE) | 2310 | Wahoo | NE | Saunders | 1 | Natural Gas Internal Combustion Engine | IC |  | S | 2.1 | 2.1 | 0.5 | N | 1960 |  |  | N | Electric Utility | 1 | X | NG | DFO
Petroleum Liquids.DFO | petroleum | TRUE | 19968 | City of Wahoo - (NE) | 2310 | Wahoo | NE | Saunders | 2 | Petroleum Liquids | IC |  | S | 0.4 | 0.4 | 0.1 | N | 1936 |  |  | N | Electric Utility | 1 | X | DFO
Natural Gas Internal Combustion Engine.NG | natural gas peaker | TRUE | 19968 | City of Wahoo - (NE) | 2310 | Wahoo | NE | Saunders | 3 | Natural Gas Internal Combustion Engine | IC |  | S | 4.4 | 4.4 | 1 | N | 1973 |  |  | N | Electric Utility | 1 | X | NG | DFO
Natural Gas Internal Combustion Engine.NG | natural gas peaker | TRUE | 19968 | City of Wahoo - (NE) | 2310 | Wahoo | NE | Saunders | 4 | Natural Gas Internal Combustion Engine | IC |  | S | 1.1 | 1.1 | 0.2 | N | 1947 |  |  | N | Electric Utility | 1 | X | NG | DFO
Natural Gas Internal Combustion Engine.NG | natural gas peaker | TRUE | 19968 | City of Wahoo - (NE) | 2310 | Wahoo | NE | Saunders | 5 | Natural Gas Internal Combustion Engine | IC |  | S | 2.2 | 2.2 | 0.5 | N | 1952 |  |  | N | Electric Utility | 1 | X | NG | DFO
Natural Gas Internal Combustion Engine.NG | natural gas peaker | TRUE | 19968 | City of Wahoo - (NE) | 2310 | Wahoo | NE | Saunders | 6 | Natural Gas Internal Combustion Engine | IC |  | S | 3.4 | 3.4 | 1 | N | 1969 |  |  | N | Electric Utility | 1 | X | NG | DFO
Petroleum Liquids.DFO | petroleum | TRUE | 19980 | City of Wakefield - (NE) | 2311 | Wakefield | NE | Dixon | 2 | Petroleum Liquids | IC |  | S | 0.5 | 0.5 | 0.5 | N | 1915 |  |  | N | Electric Utility | 1 | X | DFO | NG
Petroleum Liquids.DFO | petroleum | TRUE | 19980 | City of Wakefield - (NE) | 2311 | Wakefield | NE | Dixon | 5 | Petroleum Liquids | IC |  | S | 1 | 1 | 1 | N | 1966 |  |  | N | Electric Utility | 1 | X | DFO | NG
Petroleum Liquids.DFO | petroleum | TRUE | 19980 | City of Wakefield - (NE) | 2311 | Wakefield | NE | Dixon | 6 | Petroleum Liquids | IC |  | S | 1.1 | 1.1 | 1.1 | N | 1971 |  |  | N | Electric Utility | 1 | X | DFO | NG
Petroleum Liquids.DFO | petroleum | TRUE | 19980 | City of Wakefield - (NE) | 2311 | Wakefield | NE | Dixon | IC4 | Petroleum Liquids | IC |  | S | 0.6 | 0.6 | 0.6 | N | 1961 |  |  | N | Electric Utility | 1 | X | DFO | NG
Petroleum Liquids.DFO | petroleum | TRUE | 20219 | City of Wayne | 2312 | Wayne IC | NE | Wayne | 1 | Petroleum Liquids | IC |  | S | 0.8 | 0.8 | 0 | N | 1951 |  |  | N | Electric Utility | 1 | X | DFO
Petroleum Liquids.DFO | petroleum | TRUE | 20219 | City of Wayne | 2312 | Wayne IC | NE | Wayne | 2 | Petroleum Liquids | IC |  | S | 0.9 | 0.9 | 0 | N | 1947 |  |  | N | Electric Utility | 1 | X | DFO
Petroleum Liquids.DFO | petroleum | TRUE | 20219 | City of Wayne | 2312 | Wayne IC | NE | Wayne | 3 | Petroleum Liquids | IC |  | S | 1.8 | 1.8 | 0 | N | 1956 |  |  | N | Electric Utility | 1 | X | DFO
Petroleum Liquids.DFO | petroleum | TRUE | 20219 | City of Wayne | 2312 | Wayne IC | NE | Wayne | 4 | Petroleum Liquids | IC |  | S | 1.9 | 1.9 | 0 | N | 1960 |  |  | N | Electric Utility | 1 | X | DFO
Petroleum Liquids.DFO | petroleum | TRUE | 20219 | City of Wayne | 2312 | Wayne IC | NE | Wayne | 5 | Petroleum Liquids | IC |  | S | 3.3 | 3.3 | 0 | N | 1966 |  |  | N | Electric Utility | 1 | X | DFO
Petroleum Liquids.DFO | petroleum | TRUE | 20219 | City of Wayne | 2312 | Wayne IC | NE | Wayne | 6 | Petroleum Liquids | IC |  | S | 4.9 | 4.9 | 0 | N | 1968 |  |  | N | Electric Utility | 1 | X | DFO
Petroleum Liquids.DFO | petroleum | TRUE | 20219 | City of Wayne | 2312 | Wayne IC | NE | Wayne | 7 | Petroleum Liquids | IC |  | S | 3.3 | 3.3 | 0 | N | 1998 |  |  | N | Electric Utility | 1 | X | DFO
Petroleum Liquids.DFO | petroleum | TRUE | 20219 | City of Wayne | 2312 | Wayne IC | NE | Wayne | 8 | Petroleum Liquids | IC |  | S | 3.3 | 3.3 | 0 | N | 1998 |  |  | N | Electric Utility | 1 | X | DFO
Natural Gas Internal Combustion Engine.NG | natural gas peaker | TRUE | 20397 | City of West Point - (NE) | 2313 | West Point Municipal | NE | Cuming | 2 | Natural Gas Internal Combustion Engine | IC |  | S | 0.9 | 0.9 | 0.4 | N | 1947 |  |  | N | Electric Utility | 1 | X | NG | DFO
Natural Gas Internal Combustion Engine.NG | natural gas peaker | TRUE | 20397 | City of West Point - (NE) | 2313 | West Point Municipal | NE | Cuming | 3 | Natural Gas Internal Combustion Engine | IC |  | S | 1.2 | 1.2 | 0.6 | N | 1959 |  |  | N | Electric Utility | 1 | X | NG | DFO
Natural Gas Internal Combustion Engine.NG | natural gas peaker | TRUE | 20397 | City of West Point - (NE) | 2313 | West Point Municipal | NE | Cuming | 4 | Natural Gas Internal Combustion Engine | IC |  | S | 2.3 | 2.3 | 1.2 | N | 1965 |  |  | N | Electric Utility | 1 | X | NG | DFO
Petroleum Liquids.DFO | petroleum | TRUE | 20632 | City of Wilber | 2315 | Wilber | NE | Saline | 4 | Petroleum Liquids | IC |  | S | 0.9 | 0.9 | 0.1 | N | 1960 |  |  | N | Electric Utility | 1 | X | DFO
Petroleum Liquids.DFO | petroleum | TRUE | 20632 | City of Wilber | 2315 | Wilber | NE | Saline | 5 | Petroleum Liquids | IC |  | S | 0.6 | 0.6 | 0.1 | N | 1960 |  |  | N | Electric Utility | 1 | X | DFO
Petroleum Liquids.DFO | petroleum | TRUE | 20632 | City of Wilber | 2315 | Wilber | NE | Saline | 6 | Petroleum Liquids | IC |  | S | 1.6 | 1.6 | 0.1 | N | 1997 |  |  | N | Electric Utility | 1 | X | DFO
Petroleum Liquids.DFO | petroleum | TRUE | 20880 | City of Wisner | 2316 | Wisner | NE | Cuming | 3 | Petroleum Liquids | IC |  | S | 0.8 | 0.8 | 0.1 | N | 1969 |  |  | N | Electric Utility | 1 | X | DFO
Petroleum Liquids.DFO | petroleum | TRUE | 20880 | City of Wisner | 2316 | Wisner | NE | Cuming | 4 | Petroleum Liquids | IC |  | S | 1.5 | 1.5 | 0.1 | N | 2010 |  |  | N | Electric Utility | 1 | X | DFO
Petroleum Liquids.DFO | petroleum | TRUE | 20880 | City of Wisner | 2316 | Wisner | NE | Cuming | 5 | Petroleum Liquids | IC |  | S | 1.5 | 1.5 | 0.1 | N | 2010 |  |  | N | Electric Utility | 1 | X | DFO
Natural Gas Fired Combined Cycle.NG | natural gas combined cycle | TRUE | 13407 | Nevada Power Co | 2322 | Clark (NVE) | NV | Clark | 10 | Natural Gas Fired Combined Cycle | CA | PB1 | S | 85 | 88 | 32 | N | 1994 |  |  | N | Electric Utility | 1 | X | NG
Natural Gas Fired Combustion Turbine.NG | natural gas peaker | TRUE | 13407 | Nevada Power Co | 2322 | Clark (NVE) | NV | Clark | 11 | Natural Gas Fired Combustion Turbine | GT |  | S | 52 | 57 | 50 | N | 2008 |  |  | N | Electric Utility | 1 | X | NG
Natural Gas Fired Combustion Turbine.NG | natural gas peaker | TRUE | 13407 | Nevada Power Co | 2322 | Clark (NVE) | NV | Clark | 12 | Natural Gas Fired Combustion Turbine | GT |  | S | 52 | 57 | 50 | N | 2008 |  |  | N | Electric Utility | 1 | X | NG
Natural Gas Fired Combustion Turbine.NG | natural gas peaker | TRUE | 13407 | Nevada Power Co | 2322 | Clark (NVE) | NV | Clark | 13 | Natural Gas Fired Combustion Turbine | GT |  | S | 52 | 57 | 50 | N | 2008 |  |  | N | Electric Utility | 1 | X | NG
Natural Gas Fired Combustion Turbine.NG | natural gas peaker | TRUE | 13407 | Nevada Power Co | 2322 | Clark (NVE) | NV | Clark | 14 | Natural Gas Fired Combustion Turbine | GT |  | S | 52 | 57 | 50 | N | 2008 |  |  | N | Electric Utility | 1 | X | NG
Natural Gas Fired Combustion Turbine.NG | natural gas peaker | TRUE | 13407 | Nevada Power Co | 2322 | Clark (NVE) | NV | Clark | 15 | Natural Gas Fired Combustion Turbine | GT |  | S | 52 | 57 | 50 | N | 2008 |  |  | N | Electric Utility | 1 | X | NG
Natural Gas Fired Combustion Turbine.NG | natural gas peaker | TRUE | 13407 | Nevada Power Co | 2322 | Clark (NVE) | NV | Clark | 16 | Natural Gas Fired Combustion Turbine | GT |  | S | 52 | 57 | 50 | N | 2008 |  |  | N | Electric Utility | 1 | X | NG
Natural Gas Fired Combustion Turbine.NG | natural gas peaker | TRUE | 13407 | Nevada Power Co | 2322 | Clark (NVE) | NV | Clark | 17 | Natural Gas Fired Combustion Turbine | GT |  | S | 52 | 57 | 50 | N | 2008 |  |  | N | Electric Utility | 1 | X | NG
Natural Gas Fired Combustion Turbine.NG | natural gas peaker | TRUE | 13407 | Nevada Power Co | 2322 | Clark (NVE) | NV | Clark | 18 | Natural Gas Fired Combustion Turbine | GT |  | S | 52 | 57 | 50 | N | 2008 |  |  | N | Electric Utility | 1 | X | NG
Natural Gas Fired Combustion Turbine.NG | natural gas peaker | TRUE | 13407 | Nevada Power Co | 2322 | Clark (NVE) | NV | Clark | 19 | Natural Gas Fired Combustion Turbine | GT |  | S | 52 | 57 | 50 | N | 2008 |  |  | N | Electric Utility | 1 | X | NG
Natural Gas Fired Combustion Turbine.NG | natural gas peaker | TRUE | 13407 | Nevada Power Co | 2322 | Clark (NVE) | NV | Clark | 20 | Natural Gas Fired Combustion Turbine | GT |  | S | 52 | 57 | 50 | N | 2008 |  |  | N | Electric Utility | 1 | X | NG
Natural Gas Fired Combustion Turbine.NG | natural gas peaker | TRUE | 13407 | Nevada Power Co | 2322 | Clark (NVE) | NV | Clark | 21 | Natural Gas Fired Combustion Turbine | GT |  | S | 52 | 57 | 50 | N | 2008 |  |  | N | Electric Utility | 1 | X | NG
Natural Gas Fired Combustion Turbine.NG | natural gas peaker | TRUE | 13407 | Nevada Power Co | 2322 | Clark (NVE) | NV | Clark | 22 | Natural Gas Fired Combustion Turbine | GT |  | S | 52 | 57 | 50 | N | 2008 |  |  | N | Electric Utility | 1 | X | NG
Natural Gas Fired Combined Cycle.NG | natural gas combined cycle | TRUE | 13407 | Nevada Power Co | 2322 | Clark (NVE) | NV | Clark | 9 | Natural Gas Fired Combined Cycle | CA | PB2 | S | 85 | 88 | 32 | N | 1993 |  |  | N | Electric Utility | 1 | X | NG
Natural Gas Fired Combustion Turbine.NG | natural gas peaker | TRUE | 13407 | Nevada Power Co | 2322 | Clark (NVE) | NV | Clark | GT4 | Natural Gas Fired Combustion Turbine | GT |  | S | 55 | 59 | 5 | N | 1973 |  |  | N | Electric Utility | 1 | X | NG
Natural Gas Fired Combined Cycle.NG | natural gas combined cycle | TRUE | 13407 | Nevada Power Co | 2322 | Clark (NVE) | NV | Clark | GT5 | Natural Gas Fired Combined Cycle | CT | PB1 | S | 73 | 81 | 45 | N | 1979 |  |  | N | Electric Utility | 1 | X | NG
Natural Gas Fired Combined Cycle.NG | natural gas combined cycle | TRUE | 13407 | Nevada Power Co | 2322 | Clark (NVE) | NV | Clark | GT6 | Natural Gas Fired Combined Cycle | CT | PB1 | S | 73 | 81 | 45 | N | 1979 |  |  | N | Electric Utility | 1 | X | NG
Natural Gas Fired Combined Cycle.NG | natural gas combined cycle | TRUE | 13407 | Nevada Power Co | 2322 | Clark (NVE) | NV | Clark | GT7 | Natural Gas Fired Combined Cycle | CT | PB2 | S | 73 | 81 | 45 | N | 1980 |  |  | N | Electric Utility | 1 | X | NG
Natural Gas Fired Combined Cycle.NG | natural gas combined cycle | TRUE | 13407 | Nevada Power Co | 2322 | Clark (NVE) | NV | Clark | GT8 | Natural Gas Fired Combined Cycle | CT | PB2 | S | 73 | 81 | 45 | N | 1982 |  |  | N | Electric Utility | 1 | X | NG
Batteries.MWH | battery storage | TRUE | 13407 | Nevada Power Co | 2324 | Reid Gardner | NV | Clark | RGES1 | Batteries | BA |  | S | 220 | 220 |  | N | 2023 |  |  | N | Electric Utility | 1 | X | MWH
Natural Gas Steam Turbine.NG | natural gas steam turbine | TRUE | 17166 | Sierra Pacific Power Co | 2330 | Fort Churchill | NV | Lyon | 1 | Natural Gas Steam Turbine | ST |  | S | 113 | 113 | 18 | N | 1968 | 9 | 2028 | N | Electric Utility | 1 | X | NG
Natural Gas Steam Turbine.NG | natural gas steam turbine | TRUE | 17166 | Sierra Pacific Power Co | 2330 | Fort Churchill | NV | Lyon | 2 | Natural Gas Steam Turbine | ST |  | S | 113 | 113 | 18 | N | 1971 | 9 | 2028 | N | Electric Utility | 1 | X | NG
Natural Gas Fired Combined Cycle.NG | natural gas combined cycle | TRUE | 17166 | Sierra Pacific Power Co | 2336 | Tracy | NV | Storey | 10 | Natural Gas Fired Combined Cycle | CA | PB1 | S | 285 | 301 | 50 | N | 2008 |  |  | N | Electric Utility | 1 | X | NG
Natural Gas Steam Turbine.NG | natural gas steam turbine | TRUE | 17166 | Sierra Pacific Power Co | 2336 | Tracy | NV | Storey | 3 | Natural Gas Steam Turbine | ST |  | S | 108 | 108 | 32 | N | 1974 |  |  | N | Electric Utility | 1 | X | NG
Natural Gas Fired Combined Cycle.NG | natural gas combined cycle | TRUE | 17166 | Sierra Pacific Power Co | 2336 | Tracy | NV | Storey | 4 | Natural Gas Fired Combined Cycle | CT | G240 | S | 64 | 68 | 35 | N | 1994 |  |  | N | Electric Utility | 1 | X | NG
Natural Gas Fired Combined Cycle.NG | natural gas combined cycle | TRUE | 17166 | Sierra Pacific Power Co | 2336 | Tracy | NV | Storey | 5 | Natural Gas Fired Combined Cycle | CA | G240 | S | 40 | 40 | 17 | N | 1996 |  |  | N | Electric Utility | 1 | X | NG
Natural Gas Fired Combined Cycle.NG | natural gas combined cycle | TRUE | 17166 | Sierra Pacific Power Co | 2336 | Tracy | NV | Storey | 8 | Natural Gas Fired Combined Cycle | CT | PB1 | S | 162 | 167 | 100 | N | 2008 |  |  | N | Electric Utility | 1 | X | NG
Natural Gas Fired Combined Cycle.NG | natural gas combined cycle | TRUE | 17166 | Sierra Pacific Power Co | 2336 | Tracy | NV | Storey | 9 | Natural Gas Fired Combined Cycle | CT | PB1 | S | 162 | 167 | 100 | N | 2008 |  |  | N | Electric Utility | 1 | X | NG
Natural Gas Fired Combustion Turbine.NG | natural gas peaker | TRUE | 17166 | Sierra Pacific Power Co | 2336 | Tracy | NV | Storey | GT3 | Natural Gas Fired Combustion Turbine | GT |  | S | 66.3 | 72 | 35 | N | 1994 |  |  | N | Electric Utility | 1 | X | NG
Natural Gas Fired Combustion Turbine.NG | natural gas peaker | TRUE | 17166 | Sierra Pacific Power Co | 2336 | Tracy | NV | Storey | GT4 | Natural Gas Fired Combustion Turbine | GT |  | S | 66.3 | 72 | 35 | N | 1994 |  |  | N | Electric Utility | 1 | X | NG
Conventional Hydroelectric.WAT | hydro | TRUE | 61122 | Great River Hydro, LLC | 2349 | Comerford | NH | Grafton | GEN1 | Conventional Hydroelectric | HY |  | S | 22.5 | 22.5 | 12 | N | 1930 |  |  | N | IPP Non-CHP | 2 | X | WAT
Conventional Hydroelectric.WAT | hydro | TRUE | 61122 | Great River Hydro, LLC | 2349 | Comerford | NH | Grafton | GEN2 | Conventional Hydroelectric | HY |  | S | 47.8 | 48.5 | 12 | N | 1930 |  |  | N | IPP Non-CHP | 2 | X | WAT
Conventional Hydroelectric.WAT | hydro | TRUE | 61122 | Great River Hydro, LLC | 2349 | Comerford | NH | Grafton | GEN3 | Conventional Hydroelectric | HY |  | S | 47.8 | 48.5 | 12 | N | 1930 |  |  | N | IPP Non-CHP | 2 | X | WAT
Conventional Hydroelectric.WAT | hydro | TRUE | 61122 | Great River Hydro, LLC | 2349 | Comerford | NH | Grafton | GEN4 | Conventional Hydroelectric | HY |  | S | 47.8 | 48.5 | 12 | N | 1930 |  |  | N | IPP Non-CHP | 2 | X | WAT
Conventional Hydroelectric.WAT | hydro | TRUE | 61122 | Great River Hydro, LLC | 2351 | S C Moore | NH | Grafton | GEN1 | Conventional Hydroelectric | HY |  | S | 47.2 | 47.7 | 1 | N | 1957 |  |  | N | IPP Non-CHP | 2 | X | WAT
Conventional Hydroelectric.WAT | hydro | TRUE | 61122 | Great River Hydro, LLC | 2351 | S C Moore | NH | Grafton | GEN2 | Conventional Hydroelectric | HY |  | S | 47.2 | 47.7 | 1 | N | 1957 |  |  | N | IPP Non-CHP | 2 | X | WAT
Conventional Hydroelectric.WAT | hydro | TRUE | 61122 | Great River Hydro, LLC | 2351 | S C Moore | NH | Grafton | GEN3 | Conventional Hydroelectric | HY |  | S | 47.2 | 47.7 | 1 | N | 1957 |  |  | N | IPP Non-CHP | 2 | X | WAT
Conventional Hydroelectric.WAT | hydro | TRUE | 61122 | Great River Hydro, LLC | 2351 | S C Moore | NH | Grafton | GEN4 | Conventional Hydroelectric | HY |  | S | 47.2 | 47.7 | 1 | N | 1957 |  |  | N | IPP Non-CHP | 2 | X | WAT
Conventional Hydroelectric.WAT | hydro | TRUE | 61122 | Great River Hydro, LLC | 2351 | S C Moore | NH | Grafton | GEN5 | Conventional Hydroelectric | HY |  | S | 4.6 | 4.6 | 3.7 | N | 2023 |  |  | N | IPP Non-CHP | 2 | X | WAT
Conventional Hydroelectric.WAT | hydro | TRUE | 61122 | Great River Hydro, LLC | 2352 | Vernon Dam | VT | Windham | 1 | Conventional Hydroelectric | HY |  | S | 2.4 | 2.4 | 2 | N | 1909 |  |  | N | IPP Non-CHP | 2 | X | WAT
Conventional Hydroelectric.WAT | hydro | TRUE | 61122 | Great River Hydro, LLC | 2352 | Vernon Dam | VT | Windham | 10 | Conventional Hydroelectric | HY |  | S | 4 | 4 | 4 | N | 1921 |  |  | N | IPP Non-CHP | 2 | X | WAT
Conventional Hydroelectric.WAT | hydro | TRUE | 61122 | Great River Hydro, LLC | 2352 | Vernon Dam | VT | Windham | 2 | Conventional Hydroelectric | HY |  | S | 2.4 | 2.4 | 2 | N | 1909 |  |  | N | IPP Non-CHP | 2 | X | WAT
Conventional Hydroelectric.WAT | hydro | TRUE | 61122 | Great River Hydro, LLC | 2352 | Vernon Dam | VT | Windham | 3 | Conventional Hydroelectric | HY |  | S | 2.4 | 2.4 | 2 | N | 1909 |  |  | N | IPP Non-CHP | 2 | X | WAT
Conventional Hydroelectric.WAT | hydro | TRUE | 61122 | Great River Hydro, LLC | 2352 | Vernon Dam | VT | Windham | 4 | Conventional Hydroelectric | HY |  | S | 2.4 | 2.4 | 2 | N | 1909 |  |  | N | IPP Non-CHP | 2 | X | WAT
Conventional Hydroelectric.WAT | hydro | TRUE | 61122 | Great River Hydro, LLC | 2352 | Vernon Dam | VT | Windham | 5 | Conventional Hydroelectric | HY |  | S | 3.6 | 3.6 | 3 | N | 2008 |  |  | N | IPP Non-CHP | 2 | X | WAT
Conventional Hydroelectric.WAT | hydro | TRUE | 61122 | Great River Hydro, LLC | 2352 | Vernon Dam | VT | Windham | 6A | Conventional Hydroelectric | HY |  | S | 4.5 | 4.5 | 3 | N | 2008 |  |  | N | IPP Non-CHP | 2 | X | WAT
Conventional Hydroelectric.WAT | hydro | TRUE | 61122 | Great River Hydro, LLC | 2352 | Vernon Dam | VT | Windham | 7A | Conventional Hydroelectric | HY |  | S | 4.5 | 4.5 | 3 | N | 2008 |  |  | N | IPP Non-CHP | 2 | X | WAT
Conventional Hydroelectric.WAT | hydro | TRUE | 61122 | Great River Hydro, LLC | 2352 | Vernon Dam | VT | Windham | 8 | Conventional Hydroelectric | HY |  | S | 3.6 | 3.6 | 3 | N | 2008 |  |  | N | IPP Non-CHP | 2 | X | WAT
Conventional Hydroelectric.WAT | hydro | TRUE | 61122 | Great River Hydro, LLC | 2352 | Vernon Dam | VT | Windham | 9 | Conventional Hydroelectric | HY |  | S | 4 | 4 | 3 | N | 1921 |  |  | N | IPP Non-CHP | 2 | X | WAT
Conventional Hydroelectric.WAT | hydro | TRUE | 61122 | Great River Hydro, LLC | 2353 | Wilder | VT | Windsor | GEN1 | Conventional Hydroelectric | HY |  | S | 18.1 | 19 | 3 | N | 1950 |  |  | N | IPP Non-CHP | 2 | X | WAT
Conventional Hydroelectric.WAT | hydro | TRUE | 61122 | Great River Hydro, LLC | 2353 | Wilder | VT | Windsor | GEN2 | Conventional Hydroelectric | HY |  | S | 18.1 | 19 | 3 | N | 1950 |  |  | N | IPP Non-CHP | 2 | X | WAT
Conventional Hydroelectric.WAT | hydro | TRUE | 61122 | Great River Hydro, LLC | 2353 | Wilder | VT | Windsor | GEN3 | Conventional Hydroelectric | HY |  | S | 2.8 | 2.8 | 2.8 | N | 1987 |  |  | N | IPP Non-CHP | 2 | X | WAT
Conventional Hydroelectric.WAT | hydro | TRUE | 62775 | Central Rivers Power NH, LLC | 2354 | Amoskeag | NH | Hillsborough | 1 | Conventional Hydroelectric | HY |  | S | 6.2 | 6.5 | 0.7 | N | 1924 |  |  | N | IPP Non-CHP | 2 | X | WAT
Conventional Hydroelectric.WAT | hydro | TRUE | 62775 | Central Rivers Power NH, LLC | 2354 | Amoskeag | NH | Hillsborough | 2 | Conventional Hydroelectric | HY |  | S | 5.3 | 5.5 | 0.7 | N | 1922 |  |  | N | IPP Non-CHP | 2 | X | WAT
Conventional Hydroelectric.WAT | hydro | TRUE | 62775 | Central Rivers Power NH, LLC | 2354 | Amoskeag | NH | Hillsborough | 3 | Conventional Hydroelectric | HY |  | S | 5.3 | 5.5 | 0.7 | N | 1922 |  |  | N | IPP Non-CHP | 2 | X | WAT
Conventional Hydroelectric.WAT | hydro | TRUE | 62775 | Central Rivers Power NH, LLC | 2355 | Ayers Island | NH | Grafton | 1 | Conventional Hydroelectric | HY |  | S | 2.8 | 3 | 0.5 | N | 1925 |  |  | N | IPP Non-CHP | 2 | X | WAT
Conventional Hydroelectric.WAT | hydro | TRUE | 62775 | Central Rivers Power NH, LLC | 2355 | Ayers Island | NH | Grafton | 2 | Conventional Hydroelectric | HY |  | S | 2.8 | 3 | 0.5 | N | 1925 |  |  | N | IPP Non-CHP | 2 | X | WAT
Conventional Hydroelectric.WAT | hydro | TRUE | 62775 | Central Rivers Power NH, LLC | 2355 | Ayers Island | NH | Grafton | 3 | Conventional Hydroelectric | HY |  | S | 2.8 | 3 | 0.5 | N | 1925 |  |  | N | IPP Non-CHP | 2 | X | WAT
Conventional Hydroelectric.WAT | hydro | TRUE | 62775 | Central Rivers Power NH, LLC | 2356 | Eastman Falls | NH | Merrimack | 1 | Conventional Hydroelectric | HY |  | S | 1.8 | 1.8 | 0.5 | N | 1937 |  |  | N | IPP Non-CHP | 2 | X | WAT
Conventional Hydroelectric.WAT | hydro | TRUE | 62775 | Central Rivers Power NH, LLC | 2356 | Eastman Falls | NH | Merrimack | 2 | Conventional Hydroelectric | HY |  | S | 3.8 | 4.7 | 0.9 | N | 1983 |  |  | N | IPP Non-CHP | 2 | X | WAT
Conventional Hydroelectric.WAT | hydro | TRUE | 62775 | Central Rivers Power NH, LLC | 2357 | Garvins Falls | NH | Merrimack | 1 | Conventional Hydroelectric | HY |  | S | 3.4 | 3.4 | 1.3 | N | 1981 |  |  | N | IPP Non-CHP | 2 | X | WAT
Conventional Hydroelectric.WAT | hydro | TRUE | 62775 | Central Rivers Power NH, LLC | 2357 | Garvins Falls | NH | Merrimack | 2 | Conventional Hydroelectric | HY |  | S | 3.3 | 3.4 | 1.3 | N | 1981 |  |  | N | IPP Non-CHP | 2 | X | WAT
Conventional Hydroelectric.WAT | hydro | TRUE | 62775 | Central Rivers Power NH, LLC | 2357 | Garvins Falls | NH | Merrimack | 3 | Conventional Hydroelectric | HY |  | S | 2.4 | 2.4 | 0.5 | N | 1925 |  |  | N | IPP Non-CHP | 2 | X | WAT
Conventional Hydroelectric.WAT | hydro | TRUE | 62775 | Central Rivers Power NH, LLC | 2357 | Garvins Falls | NH | Merrimack | 4 | Conventional Hydroelectric | HY |  | S | 3.2 | 3.2 | 0.5 | N | 1925 |  |  | N | IPP Non-CHP | 2 | X | WAT
Conventional Hydroelectric.WAT | hydro | TRUE | 62775 | Central Rivers Power NH, LLC | 2358 | Gorham | NH | Coos | 1 | Conventional Hydroelectric | HY |  | S | 0.4 | 0.4 | 0.1 | N | 1917 |  |  | N | IPP Non-CHP | 2 | X | WAT
Conventional Hydroelectric.WAT | hydro | TRUE | 62775 | Central Rivers Power NH, LLC | 2358 | Gorham | NH | Coos | 2 | Conventional Hydroelectric | HY |  | S | 0.4 | 0.4 | 0.1 | N | 1917 |  |  | N | IPP Non-CHP | 2 | X | WAT
Conventional Hydroelectric.WAT | hydro | TRUE | 62775 | Central Rivers Power NH, LLC | 2358 | Gorham | NH | Coos | 3 | Conventional Hydroelectric | HY |  | S | 0.6 | 0.6 | 0.1 | N | 1923 |  |  | N | IPP Non-CHP | 2 | X | WAT
Conventional Hydroelectric.WAT | hydro | TRUE | 62775 | Central Rivers Power NH, LLC | 2358 | Gorham | NH | Coos | 4 | Conventional Hydroelectric | HY |  | S | 0.6 | 0.6 | 0.1 | N | 1923 |  |  | N | IPP Non-CHP | 2 | X | WAT
Conventional Hydroelectric.WAT | hydro | TRUE | 62775 | Central Rivers Power NH, LLC | 2359 | Hooksett | NH | Merrimack | 1 | Conventional Hydroelectric | HY |  | S | 1.6 | 1.6 | 0.5 | N | 1927 |  |  | N | IPP Non-CHP | 2 | X | WAT
Conventional Hydroelectric.WAT | hydro | TRUE | 62775 | Central Rivers Power NH, LLC | 2360 | Jackman | NH | Hillsborough | 1 | Conventional Hydroelectric | HY |  | S | 3.6 | 3.4 | 0.5 | N | 1926 |  |  | N | IPP Non-CHP | 2 | X | WAT
Petroleum Liquids.DFO | petroleum | TRUE | 62032 | Granite Shore Power | 2362 | Lost Nation | NH | Coos | GT1 | Petroleum Liquids | GT |  | S | 14 | 18.1 | 4 | N | 1969 |  |  | N | IPP Non-CHP | 2 | X | DFO
Conventional Steam Coal.BIT | hard coal | TRUE | 62032 | Granite Shore Power | 2364 | Merrimack | NH | Merrimack | 1 | Conventional Steam Coal | ST |  | S | 108 | 108 | 80 | N | 1960 |  |  | N | IPP Non-CHP | 2 | X | BIT
Conventional Steam Coal.BIT | hard coal | TRUE | 62032 | Granite Shore Power | 2364 | Merrimack | NH | Merrimack | 2 | Conventional Steam Coal | ST |  | S | 330.5 | 330 | 120 | N | 1968 |  |  | N | IPP Non-CHP | 2 | X | BIT
Petroleum Liquids.JF | petroleum | TRUE | 62032 | Granite Shore Power | 2364 | Merrimack | NH | Merrimack | GT1 | Petroleum Liquids | GT |  | S | 16.8 | 21.7 | 4 | N | 1968 |  |  | N | IPP Non-CHP | 2 | X | JF
Petroleum Liquids.JF | petroleum | TRUE | 62032 | Granite Shore Power | 2364 | Merrimack | NH | Merrimack | GT2 | Petroleum Liquids | GT |  | S | 16.8 | 21.3 | 4 | N | 1969 |  |  | N | IPP Non-CHP | 2 | X | JF
Conventional Steam Coal.BIT | hard coal | TRUE | 62032 | Granite Shore Power | 2367 | Schiller | NH | Rockingham | 4 | Conventional Steam Coal | ST |  | S | 47.5 | 48 | 13 | N | 1952 |  |  | N | IPP Non-CHP | 2 | X | BIT | RFO | OBS
Wood/Wood Waste Biomass.WDS | biomass | TRUE | 62032 | Granite Shore Power | 2367 | Schiller | NH | Rockingham | 5 | Wood/Wood Waste Biomass | ST |  | S | 43.1 | 42.6 | 35 | N | 1955 |  |  | N | IPP Non-CHP | 2 | X | WDS | BIT
Conventional Steam Coal.BIT | hard coal | TRUE | 62032 | Granite Shore Power | 2367 | Schiller | NH | Rockingham | 6 | Conventional Steam Coal | ST |  | S | 47.9 | 48.6 | 13 | N | 1957 |  |  | N | IPP Non-CHP | 2 | X | BIT | RFO | OBS
Petroleum Liquids.JF | petroleum | TRUE | 62032 | Granite Shore Power | 2367 | Schiller | NH | Rockingham | GT1 | Petroleum Liquids | GT |  | S | 17 | 18 | 5 | N | 1970 |  |  | N | IPP Non-CHP | 2 | X | JF
Conventional Hydroelectric.WAT | hydro | TRUE | 62775 | Central Rivers Power NH, LLC | 2368 | Smith (NH) | NH | Coos | 1 | Conventional Hydroelectric | HY |  | S | 11.7 | 15.2 | 3 | N | 1948 |  |  | N | IPP Non-CHP | 2 | X | WAT
Petroleum Liquids.JF | petroleum | TRUE | 62032 | Granite Shore Power | 2369 | White Lake | NH | Carroll | GT1 | Petroleum Liquids | GT |  | S | 17.5 | 22.4 | 4 | N | 1968 |  |  | N | IPP Non-CHP | 2 | X | JF
Natural Gas Fired Combustion Turbine.NG | natural gas peaker | TRUE | 56606 | Calpine New Jersey Generation LLC | 2379 | Carlls Corner | NJ | Cumberland | CA1 | Natural Gas Fired Combustion Turbine | GT |  | S | 37.6 | 49.8 | 33.8 | N | 1973 | 6 | 2024 | N | IPP Non-CHP | 2 | X | NG | KER
Natural Gas Fired Combustion Turbine.NG | natural gas peaker | TRUE | 56606 | Calpine New Jersey Generation LLC | 2379 | Carlls Corner | NJ | Cumberland | CA2 | Natural Gas Fired Combustion Turbine | GT |  | S | 39.2 | 49.8 | 35.3 | N | 1973 | 6 | 2024 | N | IPP Non-CHP | 2 | X | NG | KER
Petroleum Liquids.DFO | petroleum | TRUE | 63034 | Sayreville Power, LLC | 2390 | Sayreville | NJ | Middlesex | GT1 | Petroleum Liquids | GT |  | S | 57.1 | 70 | 50 | N | 1972 |  |  | N | IPP Non-CHP | 2 | X | DFO | NG
Petroleum Liquids.DFO | petroleum | TRUE | 63034 | Sayreville Power, LLC | 2390 | Sayreville | NJ | Middlesex | GT2 | Petroleum Liquids | GT |  | S | 56.7 | 70 | 50 | N | 1972 |  |  | N | IPP Non-CHP | 2 | X | DFO | NG
Petroleum Liquids.DFO | petroleum | TRUE | 63034 | Sayreville Power, LLC | 2390 | Sayreville | NJ | Middlesex | GT3 | Petroleum Liquids | GT |  | S | 54.6 | 70 | 50 | N | 1972 |  |  | N | IPP Non-CHP | 2 | X | DFO | NG
Petroleum Liquids.DFO | petroleum | TRUE | 63034 | Sayreville Power, LLC | 2390 | Sayreville | NJ | Middlesex | GT4 | Petroleum Liquids | GT |  | S | 48.5 | 70 | 45 | N | 1973 |  |  | N | IPP Non-CHP | 2 | X | DFO | NG
Natural Gas Fired Combined Cycle.NG | natural gas combined cycle | TRUE | 63033 | Gilbert Power, LLC | 2393 | Gilbert | NJ | Hunterdon | 4 | Natural Gas Fired Combined Cycle | CT | CC1 | S | 49 | 56 | 42 | N | 1974 |  |  | N | IPP Non-CHP | 2 | X | NG
Natural Gas Fired Combined Cycle.NG | natural gas combined cycle | TRUE | 63033 | Gilbert Power, LLC | 2393 | Gilbert | NJ | Hunterdon | 5 | Natural Gas Fired Combined Cycle | CT | CC1 | S | 53 | 56 | 42 | N | 1974 |  |  | N | IPP Non-CHP | 2 | X | NG
Natural Gas Fired Combined Cycle.NG | natural gas combined cycle | TRUE | 63033 | Gilbert Power, LLC | 2393 | Gilbert | NJ | Hunterdon | 6 | Natural Gas Fired Combined Cycle | CT | CC1 | S | 55 | 56 | 42 | N | 1974 |  |  | N | IPP Non-CHP | 2 | X | NG
Natural Gas Fired Combined Cycle.NG | natural gas combined cycle | TRUE | 63033 | Gilbert Power, LLC | 2393 | Gilbert | NJ | Hunterdon | 7 | Natural Gas Fired Combined Cycle | CT | CC1 | S | 55.5 | 56 | 42 | N | 1974 |  |  | N | IPP Non-CHP | 2 | X | NG
Natural Gas Fired Combined Cycle.NG | natural gas combined cycle | TRUE | 63033 | Gilbert Power, LLC | 2393 | Gilbert | NJ | Hunterdon | 8 | Natural Gas Fired Combined Cycle | CA | CC1 | S | 90 | 104 | 37 | N | 1977 |  |  | N | IPP Non-CHP | 2 | X | NG
Natural Gas Fired Combustion Turbine.NG | natural gas peaker | TRUE | 63033 | Gilbert Power, LLC | 2393 | Gilbert | NJ | Hunterdon | 9 | Natural Gas Fired Combustion Turbine | GT |  | S | 152.7 | 167 | 150 | N | 1996 |  |  | N | IPP Non-CHP | 2 | X | NG | DFO
Natural Gas Fired Combined Cycle.NG | natural gas combined cycle | TRUE | 65385 | Bergen Generating Station | 2398 | Bergen Generating Station | NJ | Bergen | 1101 | Natural Gas Fired Combined Cycle | CT | CC1 | S | 110 | 110 | 92 | N | 1995 |  |  | N | IPP Non-CHP | 2 | X | NG | KER
Natural Gas Fired Combined Cycle.NG | natural gas combined cycle | TRUE | 65385 | Bergen Generating Station | 2398 | Bergen Generating Station | NJ | Bergen | 1201 | Natural Gas Fired Combined Cycle | CT | CC1 | S | 110 | 110 | 92 | N | 1995 |  |  | N | IPP Non-CHP | 2 | X | NG | KER
Natural Gas Fired Combined Cycle.NG | natural gas combined cycle | TRUE | 65385 | Bergen Generating Station | 2398 | Bergen Generating Station | NJ | Bergen | 1301 | Natural Gas Fired Combined Cycle | CT | CC1 | S | 115 | 115 | 92 | N | 1995 |  |  | N | IPP Non-CHP | 2 | X | NG | KER
Natural Gas Fired Combined Cycle.NG | natural gas combined cycle | TRUE | 65385 | Bergen Generating Station | 2398 | Bergen Generating Station | NJ | Bergen | 1401 | Natural Gas Fired Combined Cycle | CT | CC1 | S | 115 | 115 | 92 | N | 1995 |  |  | N | IPP Non-CHP | 2 | X | NG | KER
Natural Gas Fired Combined Cycle.NG | natural gas combined cycle | TRUE | 65385 | Bergen Generating Station | 2398 | Bergen Generating Station | NJ | Bergen | 1501 | Natural Gas Fired Combined Cycle | CA | CC1 | S | 204 | 204 | 92 | N | 1959 |  |  | N | IPP Non-CHP | 2 | X | NG | KER
Natural Gas Fired Combined Cycle.NG | natural gas combined cycle | TRUE | 65385 | Bergen Generating Station | 2398 | Bergen Generating Station | NJ | Bergen | 2101 | Natural Gas Fired Combined Cycle | CT | CC1 | S | 178.5 | 178.5 | 127 | N | 2002 |  |  | N | IPP Non-CHP | 2 | X | NG | KER
Natural Gas Fired Combined Cycle.NG | natural gas combined cycle | TRUE | 65385 | Bergen Generating Station | 2398 | Bergen Generating Station | NJ | Bergen | 2201 | Natural Gas Fired Combined Cycle | CT | CC1 | S | 174 | 174 | 127 | N | 2002 |  |  | N | IPP Non-CHP | 2 | X | NG | KER
Natural Gas Fired Combined Cycle.NG | natural gas combined cycle | TRUE | 65385 | Bergen Generating Station | 2398 | Bergen Generating Station | NJ | Bergen | 2301 | Natural Gas Fired Combined Cycle | CA | CC1 | S | 238.5 | 238.5 | 127 | N | 2002 |  |  | N | IPP Non-CHP | 2 | X | NG | KER
Natural Gas Fired Combustion Turbine.NG | natural gas peaker | TRUE | 65386 | Burlington Generating Station | 2399 | PSEG Burlington Generating Station | NJ | Burlington | 121 | Natural Gas Fired Combustion Turbine | GT |  | S | 42 | 42 | 42 | N | 2000 |  |  | N | IPP Non-CHP | 2 | X | NG | KER
Natural Gas Fired Combustion Turbine.NG | natural gas peaker | TRUE | 65386 | Burlington Generating Station | 2399 | PSEG Burlington Generating Station | NJ | Burlington | 122 | Natural Gas Fired Combustion Turbine | GT |  | S | 42 | 42 | 42 | N | 2000 |  |  | N | IPP Non-CHP | 2 | X | NG | KER
Natural Gas Fired Combustion Turbine.NG | natural gas peaker | TRUE | 65386 | Burlington Generating Station | 2399 | PSEG Burlington Generating Station | NJ | Burlington | 123 | Natural Gas Fired Combustion Turbine | GT |  | S | 42 | 42 | 42 | N | 2000 |  |  | N | IPP Non-CHP | 2 | X | NG | KER
Natural Gas Fired Combustion Turbine.NG | natural gas peaker | TRUE | 65386 | Burlington Generating Station | 2399 | PSEG Burlington Generating Station | NJ | Burlington | 124 | Natural Gas Fired Combustion Turbine | GT |  | S | 42 | 42 | 42 | N | 2000 |  |  | N | IPP Non-CHP | 2 | X | NG | KER
Natural Gas Fired Combustion Turbine.NG | natural gas peaker | TRUE | 65388 | Kearny Generating Station | 2404 | PSEG Kearny Generating Station | NJ | Hudson | 131 | Natural Gas Fired Combustion Turbine | GT |  | S | 46.9 | 46.9 | 25 | N | 2012 |  |  | N | IPP Non-CHP | 2 | X | NG
Natural Gas Fired Combustion Turbine.NG | natural gas peaker | TRUE | 65388 | Kearny Generating Station | 2404 | PSEG Kearny Generating Station | NJ | Hudson | 132 | Natural Gas Fired Combustion Turbine | GT |  | S | 46.9 | 46.9 | 25 | N | 2012 |  |  | N | IPP Non-CHP | 2 | X | NG
Natural Gas Fired Combustion Turbine.NG | natural gas peaker | TRUE | 65388 | Kearny Generating Station | 2404 | PSEG Kearny Generating Station | NJ | Hudson | 133 | Natural Gas Fired Combustion Turbine | GT |  | S | 46.9 | 46.9 | 25 | N | 2012 |  |  | N | IPP Non-CHP | 2 | X | NG
Natural Gas Fired Combustion Turbine.NG | natural gas peaker | TRUE | 65388 | Kearny Generating Station | 2404 | PSEG Kearny Generating Station | NJ | Hudson | 134 | Natural Gas Fired Combustion Turbine | GT |  | S | 46.9 | 46.9 | 25 | N | 2012 |  |  | N | IPP Non-CHP | 2 | X | NG
Natural Gas Fired Combustion Turbine.NG | natural gas peaker | TRUE | 65388 | Kearny Generating Station | 2404 | PSEG Kearny Generating Station | NJ | Hudson | 141 | Natural Gas Fired Combustion Turbine | GT |  | S | 46.9 | 46.9 | 25 | N | 2012 |  |  | N | IPP Non-CHP | 2 | X | NG
Natural Gas Fired Combustion Turbine.NG | natural gas peaker | TRUE | 65388 | Kearny Generating Station | 2404 | PSEG Kearny Generating Station | NJ | Hudson | 142 | Natural Gas Fired Combustion Turbine | GT |  | S | 46.9 | 46.9 | 25 | N | 2012 |  |  | N | IPP Non-CHP | 2 | X | NG
Natural Gas Fired Combustion Turbine.NG | natural gas peaker | TRUE | 65388 | Kearny Generating Station | 2404 | PSEG Kearny Generating Station | NJ | Hudson | N121 | Natural Gas Fired Combustion Turbine | GT |  | S | 43.8 | 43.8 | 25 | N | 2001 |  |  | N | IPP Non-CHP | 2 | X | NG | KER
Natural Gas Fired Combustion Turbine.NG | natural gas peaker | TRUE | 65388 | Kearny Generating Station | 2404 | PSEG Kearny Generating Station | NJ | Hudson | N122 | Natural Gas Fired Combustion Turbine | GT |  | S | 43.7 | 43.7 | 25 | N | 2001 |  |  | N | IPP Non-CHP | 2 | X | NG | KER
Natural Gas Fired Combustion Turbine.NG | natural gas peaker | TRUE | 65388 | Kearny Generating Station | 2404 | PSEG Kearny Generating Station | NJ | Hudson | N123 | Natural Gas Fired Combustion Turbine | GT |  | S | 43.8 | 43.8 | 25 | N | 2001 |  |  | N | IPP Non-CHP | 2 | X | NG | KER
Natural Gas Fired Combustion Turbine.NG | natural gas peaker | TRUE | 65388 | Kearny Generating Station | 2404 | PSEG Kearny Generating Station | NJ | Hudson | N124 | Natural Gas Fired Combustion Turbine | GT |  | S | 43.7 | 43.7 | 25 | N | 2001 |  |  | N | IPP Non-CHP | 2 | X | NG | KER
Natural Gas Fired Combined Cycle.NG | natural gas combined cycle | TRUE | 65389 | Linden Combined Cycle | 2406 | PSEG Linden Generating Station | NJ | Union | 1001 | Natural Gas Fired Combined Cycle | CA | CC1 | W | 252 | 252 | 155 | N | 2006 |  |  | N | IPP Non-CHP | 2 | X | NG | DFO
Natural Gas Fired Combined Cycle.NG | natural gas combined cycle | TRUE | 65389 | Linden Combined Cycle | 2406 | PSEG Linden Generating Station | NJ | Union | 1101 | Natural Gas Fired Combined Cycle | CT | CC1 | W | 199 | 199 | 155 | N | 2006 |  |  | N | IPP Non-CHP | 2 | X | NG | DFO
Natural Gas Fired Combined Cycle.NG | natural gas combined cycle | TRUE | 65389 | Linden Combined Cycle | 2406 | PSEG Linden Generating Station | NJ | Union | 1201 | Natural Gas Fired Combined Cycle | CT | CC1 | W | 199 | 199 | 155 | N | 2006 |  |  | N | IPP Non-CHP | 2 | X | NG | DFO
Natural Gas Fired Combined Cycle.NG | natural gas combined cycle | TRUE | 65389 | Linden Combined Cycle | 2406 | PSEG Linden Generating Station | NJ | Union | 2001 | Natural Gas Fired Combined Cycle | CA | CC2 | W | 252 | 252 | 155 | N | 2006 |  |  | N | IPP Non-CHP | 2 | X | NG | DFO
Natural Gas Fired Combined Cycle.NG | natural gas combined cycle | TRUE | 65389 | Linden Combined Cycle | 2406 | PSEG Linden Generating Station | NJ | Union | 2101 | Natural Gas Fired Combined Cycle | CT | CC2 | W | 199 | 199 | 155 | N | 2006 |  |  | N | IPP Non-CHP | 2 | X | NG | DFO
Natural Gas Fired Combined Cycle.NG | natural gas combined cycle | TRUE | 65389 | Linden Combined Cycle | 2406 | PSEG Linden Generating Station | NJ | Union | 2201 | Natural Gas Fired Combined Cycle | CT | CC2 | W | 199 | 199 | 155 | N | 2006 |  |  | N | IPP Non-CHP | 2 | X | NG | DFO
Natural Gas Fired Combustion Turbine.NG | natural gas peaker | TRUE | 65389 | Linden Combined Cycle | 2406 | PSEG Linden Generating Station | NJ | Union | 5 | Natural Gas Fired Combustion Turbine | GT |  | W | 86 | 86 | 56.6 | N | 2000 |  |  | N | IPP Non-CHP | 2 | X | NG | DFO
Natural Gas Fired Combustion Turbine.NG | natural gas peaker | TRUE | 65389 | Linden Combined Cycle | 2406 | PSEG Linden Generating Station | NJ | Union | 6 | Natural Gas Fired Combustion Turbine | GT |  | W | 86 | 86 | 56.6 | N | 2000 |  |  | N | IPP Non-CHP | 2 | X | NG | DFO
Natural Gas Fired Combustion Turbine.NG | natural gas peaker | TRUE | 65389 | Linden Combined Cycle | 2406 | PSEG Linden Generating Station | NJ | Union | 7 | Natural Gas Fired Combustion Turbine | GT |  | W | 84 | 84 | 55.3 | N | 1995 |  |  | N | IPP Non-CHP | 2 | X | NG | DFO
Natural Gas Fired Combustion Turbine.NG | natural gas peaker | TRUE | 65389 | Linden Combined Cycle | 2406 | PSEG Linden Generating Station | NJ | Union | 8 | Natural Gas Fired Combustion Turbine | GT |  | W | 80.2 | 80.2 | 53.3 | N | 1995 |  |  | N | IPP Non-CHP | 2 | X | NG | DFO
Nuclear.NUC | nuclear | TRUE | 15478 | PSEG Nuclear LLC | 2410 | PSEG Salem Generating Station | NJ | Salem | 1 | Nuclear | ST |  | J | 1145.8 | 1145.8 | 1145.8 | N | 1977 |  |  | N | IPP Non-CHP | 2 | X | NUC
Nuclear.NUC | nuclear | TRUE | 15478 | PSEG Nuclear LLC | 2410 | PSEG Salem Generating Station | NJ | Salem | 2 | Nuclear | ST |  | J | 1138.9 | 1138.9 | 1138.9 | N | 1981 |  |  | N | IPP Non-CHP | 2 | X | NUC
Petroleum Liquids.DFO | petroleum | TRUE | 15478 | PSEG Nuclear LLC | 2410 | PSEG Salem Generating Station | NJ | Salem | 3 | Petroleum Liquids | GT |  | J | 38.4 | 38.4 | 38 | N | 1971 |  |  | N | IPP Non-CHP | 2 | X | DFO
Natural Gas Fired Combined Cycle.NG | natural gas combined cycle | TRUE | 65391 | Sewaren Generating Station | 2411 | PSEG Sewaren Generating Station | NJ | Middlesex | 701 | Natural Gas Fired Combined Cycle | CT | CC7 | S | 338 | 338 | 150 | N | 2018 |  |  | N | IPP Non-CHP | 2 | X | NG | DFO
Natural Gas Fired Combined Cycle.NG | natural gas combined cycle | TRUE | 65391 | Sewaren Generating Station | 2411 | PSEG Sewaren Generating Station | NJ | Middlesex | 702 | Natural Gas Fired Combined Cycle | CA | CC7 | S | 200 | 200 | 85 | N | 2018 |  |  | N | IPP Non-CHP | 2 | X | NG
Natural Gas Fired Combustion Turbine.NG | natural gas peaker | TRUE | 19856 | City of Vineland - (NJ) | 2434 | Howard Down | NJ | Cumberland | 11 | Natural Gas Fired Combustion Turbine | GT |  | S | 55 | 60 | 55 | N | 2012 |  |  | N | Electric Utility | 1 | X | NG | DFO
Conventional Steam Coal.BIT | hard coal | TRUE | 803 | Arizona Public Service Co | 2442 | Four Corners | NM | San Juan | 4 | Conventional Steam Coal | ST |  | J | 770 | 770 | 364 | N | 1969 | 12 | 2031 | N | Electric Utility | 1 | X | BIT
Conventional Steam Coal.BIT | hard coal | TRUE | 803 | Arizona Public Service Co | 2442 | Four Corners | NM | San Juan | 5 | Conventional Steam Coal | ST |  | J | 770 | 770 | 364 | N | 1970 | 12 | 2031 | N | Electric Utility | 1 | X | BIT
Natural Gas Steam Turbine.NG | natural gas steam turbine | TRUE | 5701 | El Paso Electric Co | 2444 | Rio Grande | NM | Dona Ana | 6 | Natural Gas Steam Turbine | ST |  | S | 45 | 47 | 18 | N | 1957 | 12 | 2026 | N | Electric Utility | 1 | X | NG
Natural Gas Steam Turbine.NG | natural gas steam turbine | TRUE | 5701 | El Paso Electric Co | 2444 | Rio Grande | NM | Dona Ana | 7 | Natural Gas Steam Turbine | ST |  | S | 46 | 48 | 18 | N | 1958 | 12 | 2027 | N | Electric Utility | 1 | X | NG
Natural Gas Steam Turbine.NG | natural gas steam turbine | TRUE | 5701 | El Paso Electric Co | 2444 | Rio Grande | NM | Dona Ana | 8 | Natural Gas Steam Turbine | ST |  | S | 139 | 147 | 44 | N | 1972 | 12 | 2033 | N | Electric Utility | 1 | X | NG
Natural Gas Fired Combustion Turbine.NG | natural gas peaker | TRUE | 5701 | El Paso Electric Co | 2444 | Rio Grande | NM | Dona Ana | 9 | Natural Gas Fired Combustion Turbine | GT |  | S | 83 | 93 | 17.9 | N | 2013 |  |  | N | Electric Utility | 1 | X | NG
Natural Gas Steam Turbine.NG | natural gas steam turbine | TRUE | 17718 | Southwestern Public Service Co | 2446 | Maddox | NM | Lea | 1 | Natural Gas Steam Turbine | ST |  | S | 112 | 112 | 35 | N | 1967 | 12 | 2028 | N | Electric Utility | 1 | X | NG
Natural Gas Fired Combustion Turbine.NG | natural gas peaker | TRUE | 17718 | Southwestern Public Service Co | 2446 | Maddox | NM | Lea | 2 | Natural Gas Fired Combustion Turbine | GT |  | S | 61 | 63 | 48 | N | 1976 | 12 | 2025 | N | Electric Utility | 1 | X | NG
Natural Gas Fired Combustion Turbine.NG | natural gas peaker | TRUE | 17718 | Southwestern Public Service Co | 2446 | Maddox | NM | Lea | 3 | Natural Gas Fired Combustion Turbine | GT |  | S | 10 | 10 | 3 | N | 1963 | 12 | 2025 | N | Electric Utility | 1 | X | NG
Natural Gas Steam Turbine.NG | natural gas steam turbine | TRUE | 15473 | Public Service Co of NM | 2450 | Reeves | NM | Bernalillo | 1 | Natural Gas Steam Turbine | ST |  | S | 42 | 42 | 10 | N | 1960 |  |  | N | Electric Utility | 1 | X | NG
Natural Gas Steam Turbine.NG | natural gas steam turbine | TRUE | 15473 | Public Service Co of NM | 2450 | Reeves | NM | Bernalillo | 2 | Natural Gas Steam Turbine | ST |  | S | 41 | 41 | 10 | N | 1960 |  |  | N | Electric Utility | 1 | X | NG
Natural Gas Steam Turbine.NG | natural gas steam turbine | TRUE | 15473 | Public Service Co of NM | 2450 | Reeves | NM | Bernalillo | 3 | Natural Gas Steam Turbine | ST |  | S | 63 | 63 | 15 | N | 1962 |  |  | N | Electric Utility | 1 | X | NG
Natural Gas Steam Turbine.NG | natural gas steam turbine | TRUE | 17718 | Southwestern Public Service Co | 2454 | Cunningham | NM | Lea | 1 | Natural Gas Steam Turbine | ST |  | S | 71 | 71 | 31 | N | 1957 |  |  | N | Electric Utility | 1 | X | NG
Natural Gas Steam Turbine.NG | natural gas steam turbine | TRUE | 17718 | Southwestern Public Service Co | 2454 | Cunningham | NM | Lea | 2 | Natural Gas Steam Turbine | ST |  | S | 183 | 183 | 59 | N | 1965 | 12 | 2025 | N | Electric Utility | 1 | X | NG
Natural Gas Fired Combustion Turbine.NG | natural gas peaker | TRUE | 17718 | Southwestern Public Service Co | 2454 | Cunningham | NM | Lea | 3 | Natural Gas Fired Combustion Turbine | GT |  | S | 106 | 98 | 87 | N | 1998 | 12 | 2040 | N | Electric Utility | 1 | X | NG
Natural Gas Fired Combustion Turbine.NG | natural gas peaker | TRUE | 17718 | Southwestern Public Service Co | 2454 | Cunningham | NM | Lea | 4 | Natural Gas Fired Combustion Turbine | GT |  | S | 103 | 98 | 87 | N | 1998 | 12 | 2040 | N | Electric Utility | 1 | X | NG
Natural Gas Steam Turbine.NG | natural gas steam turbine | TRUE | 15473 | Public Service Co of NM | 2475 | Algodones | NM | Sandoval | 1 | Natural Gas Steam Turbine | ST |  | J | 15 | 15 | 15 | N | 1954 |  |  | N | Electric Utility | 1 | X | NG | RFO
Natural Gas Steam Turbine.NG | natural gas steam turbine | TRUE | 15473 | Public Service Co of NM | 2475 | Algodones | NM | Sandoval | 2 | Natural Gas Steam Turbine | ST |  | J | 15 | 15 | 15 | N | 1954 |  |  | N | Electric Utility | 1 | X | NG | RFO
Natural Gas Steam Turbine.NG | natural gas steam turbine | TRUE | 15473 | Public Service Co of NM | 2475 | Algodones | NM | Sandoval | 3 | Natural Gas Steam Turbine | ST |  | J | 15 | 15 | 15 | N | 1959 |  |  | N | Electric Utility | 1 | X | NG | RFO
Natural Gas Steam Turbine.NG | natural gas steam turbine | TRUE | 58971 | Danskammer Energy | 2480 | Danskammer Generating Station | NY | Orange | 1 | Natural Gas Steam Turbine | ST |  | S | 68 | 68 | 20 | N | 1951 |  |  | N | IPP Non-CHP | 2 | X | NG
Natural Gas Steam Turbine.NG | natural gas steam turbine | TRUE | 58971 | Danskammer Energy | 2480 | Danskammer Generating Station | NY | Orange | 2 | Natural Gas Steam Turbine | ST |  | S | 65.7 | 65.5 | 20 | N | 1954 |  |  | N | IPP Non-CHP | 2 | X | NG
Natural Gas Steam Turbine.NG | natural gas steam turbine | TRUE | 58971 | Danskammer Energy | 2480 | Danskammer Generating Station | NY | Orange | 3 | Natural Gas Steam Turbine | ST |  | S | 137.7 | 137.1 | 40 | N | 1959 |  |  | N | IPP Non-CHP | 2 | X | NG
Natural Gas Steam Turbine.NG | natural gas steam turbine | TRUE | 58971 | Danskammer Energy | 2480 | Danskammer Generating Station | NY | Orange | 4 | Natural Gas Steam Turbine | ST |  | S | 225.9 | 229.5 | 60 | N | 1967 |  |  | N | IPP Non-CHP | 2 | X | NG
Petroleum Liquids.DFO | petroleum | TRUE | 58971 | Danskammer Energy | 2480 | Danskammer Generating Station | NY | Orange | 5 | Petroleum Liquids | IC |  | S | 2.5 | 2.5 | 0.5 | N | 1967 |  |  | N | IPP Non-CHP | 2 | X | DFO
Petroleum Liquids.DFO | petroleum | TRUE | 58971 | Danskammer Energy | 2480 | Danskammer Generating Station | NY | Orange | 6 | Petroleum Liquids | IC |  | S | 2.5 | 2.5 | 0.5 | N | 1967 |  |  | N | IPP Non-CHP | 2 | X | DFO
Conventional Hydroelectric.WAT | hydro | TRUE | 3249 | Central Hudson Gas & Elec Corp | 2481 | Dashville | NY | Ulster | 1 | Conventional Hydroelectric | HY |  | S | 2.4 | 2.4 | 0.3 | N | 1920 |  |  | N | Electric Utility | 1 | X | WAT
Conventional Hydroelectric.WAT | hydro | TRUE | 3249 | Central Hudson Gas & Elec Corp | 2481 | Dashville | NY | Ulster | 2 | Conventional Hydroelectric | HY |  | S | 2.4 | 2.4 | 0.3 | N | 1920 |  |  | N | Electric Utility | 1 | X | WAT
Conventional Hydroelectric.WAT | hydro | TRUE | 15296 | New York Power Authority | 2483 | Neversink | NY | Sullivan | H1 | Conventional Hydroelectric | HY |  | W | 22 | 22 | 1 | N | 1953 |  |  | N | Electric Utility | 1 | X | WAT
Petroleum Liquids.KER | petroleum | TRUE | 3249 | Central Hudson Gas & Elec Corp | 2485 | South Cairo | NY | Greene | GT1 | Petroleum Liquids | GT |  | S | 18.1 | 22.9 | 2 | N | 1970 | 4 | 2024 | N | Electric Utility | 1 | X | KER
Conventional Hydroelectric.WAT | hydro | TRUE | 3249 | Central Hudson Gas & Elec Corp | 2486 | Sturgeon | NY | Ulster | H1 | Conventional Hydroelectric | HY |  | S | 4.8 | 4.8 | 4 | N | 1924 |  |  | N | Electric Utility | 1 | X | WAT
Conventional Hydroelectric.WAT | hydro | TRUE | 3249 | Central Hudson Gas & Elec Corp | 2486 | Sturgeon | NY | Ulster | H2 | Conventional Hydroelectric | HY |  | S | 4.8 | 4.8 | 4 | N | 1924 |  |  | N | Electric Utility | 1 | X | WAT
Conventional Hydroelectric.WAT | hydro | TRUE | 3249 | Central Hudson Gas & Elec Corp | 2486 | Sturgeon | NY | Ulster | H3 | Conventional Hydroelectric | HY |  | S | 4.8 | 4.8 | 4 | N | 1924 |  |  | N | Electric Utility | 1 | X | WAT
Natural Gas Fired Combustion Turbine.NG | natural gas peaker | TRUE | 3249 | Central Hudson Gas & Elec Corp | 2487 | West Coxsackie | NY | Greene | GT1 | Natural Gas Fired Combustion Turbine | GT |  | S | 20.2 | 24.8 | 2 | N | 1969 | 12 | 2025 | N | Electric Utility | 1 | X | NG | KER
Natural Gas Steam Turbine.NG | natural gas steam turbine | TRUE | 13192 | NRG Arthur Kill Operations Inc | 2490 | Arthur Kill Generating Station | NY | Richmond | 2 | Natural Gas Steam Turbine | ST |  | W | 362.2 | 361 | 90 | N | 1959 |  |  | N | IPP Non-CHP | 2 | X | NG
Natural Gas Steam Turbine.NG | natural gas steam turbine | TRUE | 13192 | NRG Arthur Kill Operations Inc | 2490 | Arthur Kill Generating Station | NY | Richmond | 3 | Natural Gas Steam Turbine | ST |  | W | 522.7 | 530 | 150 | N | 1969 |  |  | N | IPP Non-CHP | 2 | X | NG
Natural Gas Fired Combustion Turbine.NG | natural gas peaker | TRUE | 13192 | NRG Arthur Kill Operations Inc | 2490 | Arthur Kill Generating Station | NY | Richmond | GT1 | Natural Gas Fired Combustion Turbine | GT |  | W | 12.3 | 15.9 | 1 | N | 1970 |  |  | N | IPP Non-CHP | 2 | X | NG
Natural Gas Fired Combustion Turbine.NG | natural gas peaker | TRUE | 4226 | Consolidated Edison Co-NY Inc | 2493 | East River | NY | New York | 1 | Natural Gas Fired Combustion Turbine | GT |  | S | 151.5 | 197.8 | 110 | N | 2005 |  |  | N | Electric Utility | 1 | X | NG | KER
Natural Gas Fired Combustion Turbine.NG | natural gas peaker | TRUE | 4226 | Consolidated Edison Co-NY Inc | 2493 | East River | NY | New York | 2 | Natural Gas Fired Combustion Turbine | GT |  | S | 155 | 199.1 | 110 | N | 2005 |  |  | N | Electric Utility | 1 | X | NG | KER
Natural Gas Steam Turbine.NG | natural gas steam turbine | TRUE | 4226 | Consolidated Edison Co-NY Inc | 2493 | East River | NY | New York | 6 | Natural Gas Steam Turbine | ST |  | S | 141.4 | 140.5 | 45 | N | 1951 |  |  | Y | Electric Utility | 1 | T | NG | DFO | RFO
Natural Gas Steam Turbine.NG | natural gas steam turbine | TRUE | 4226 | Consolidated Edison Co-NY Inc | 2493 | East River | NY | New York | 7 | Natural Gas Steam Turbine | ST |  | S | 182.4 | 186.7 | 65 | N | 1955 |  |  | N | Electric Utility | 1 | X | NG | DFO | RFO
Petroleum Liquids.DFO | petroleum | TRUE | 54863 | U S Power Generating Company LLC | 2494 | Gowanus Gas Turbines Generating | NY | Kings | GT11 | Petroleum Liquids | GT |  | S | 19.1 | 24.9 | 16 | N | 1971 |  |  | N | IPP Non-CHP | 2 | X | DFO
Petroleum Liquids.DFO | petroleum | TRUE | 54863 | U S Power Generating Company LLC | 2494 | Gowanus Gas Turbines Generating | NY | Kings | GT12 | Petroleum Liquids | GT |  | S | 17.1 | 22.3 | 16 | N | 1971 |  |  | N | IPP Non-CHP | 2 | X | DFO
Petroleum Liquids.DFO | petroleum | TRUE | 54863 | U S Power Generating Company LLC | 2494 | Gowanus Gas Turbines Generating | NY | Kings | GT13 | Petroleum Liquids | GT |  | S | 17.2 | 22.5 | 16 | N | 1971 |  |  | N | IPP Non-CHP | 2 | X | DFO
Petroleum Liquids.DFO | petroleum | TRUE | 54863 | U S Power Generating Company LLC | 2494 | Gowanus Gas Turbines Generating | NY | Kings | GT14 | Petroleum Liquids | GT |  | S | 17.1 | 22.3 | 15.6 | N | 1971 |  |  | N | IPP Non-CHP | 2 | X | DFO
Petroleum Liquids.DFO | petroleum | TRUE | 54863 | U S Power Generating Company LLC | 2494 | Gowanus Gas Turbines Generating | NY | Kings | GT15 | Petroleum Liquids | GT |  | S | 16.5 | 21.6 | 15.9 | N | 1971 |  |  | N | IPP Non-CHP | 2 | X | DFO
Petroleum Liquids.DFO | petroleum | TRUE | 54863 | U S Power Generating Company LLC | 2494 | Gowanus Gas Turbines Generating | NY | Kings | GT16 | Petroleum Liquids | GT |  | S | 18 | 23.5 | 15.6 | N | 1971 |  |  | N | IPP Non-CHP | 2 | X | DFO
Petroleum Liquids.DFO | petroleum | TRUE | 54863 | U S Power Generating Company LLC | 2494 | Gowanus Gas Turbines Generating | NY | Kings | GT17 | Petroleum Liquids | GT |  | S | 17.6 | 23 | 16 | N | 1971 |  |  | N | IPP Non-CHP | 2 | X | DFO
Petroleum Liquids.DFO | petroleum | TRUE | 54863 | U S Power Generating Company LLC | 2494 | Gowanus Gas Turbines Generating | NY | Kings | GT18 | Petroleum Liquids | GT |  | S | 17.9 | 23.4 | 14.6 | N | 1971 |  |  | N | IPP Non-CHP | 2 | X | DFO
Natural Gas Fired Combustion Turbine.NG | natural gas peaker | TRUE | 54863 | U S Power Generating Company LLC | 2494 | Gowanus Gas Turbines Generating | NY | Kings | GT21 | Natural Gas Fired Combustion Turbine | GT |  | S | 17.9 | 23.4 | 16 | N | 1971 |  |  | N | IPP Non-CHP | 2 | X | NG | DFO
Natural Gas Fired Combustion Turbine.NG | natural gas peaker | TRUE | 54863 | U S Power Generating Company LLC | 2494 | Gowanus Gas Turbines Generating | NY | Kings | GT22 | Natural Gas Fired Combustion Turbine | GT |  | S | 18.8 | 24.6 | 15.2 | N | 1971 |  |  | N | IPP Non-CHP | 2 | X | NG | DFO
Natural Gas Fired Combustion Turbine.NG | natural gas peaker | TRUE | 54863 | U S Power Generating Company LLC | 2494 | Gowanus Gas Turbines Generating | NY | Kings | GT23 | Natural Gas Fired Combustion Turbine | GT |  | S | 20.6 | 26.9 | 16 | N | 1971 |  |  | N | IPP Non-CHP | 2 | X | NG | DFO
Natural Gas Fired Combustion Turbine.NG | natural gas peaker | TRUE | 54863 | U S Power Generating Company LLC | 2494 | Gowanus Gas Turbines Generating | NY | Kings | GT24 | Natural Gas Fired Combustion Turbine | GT |  | S | 19.3 | 25.2 | 16 | N | 1971 |  |  | N | IPP Non-CHP | 2 | X | NG | DFO
Natural Gas Fired Combustion Turbine.NG | natural gas peaker | TRUE | 54863 | U S Power Generating Company LLC | 2494 | Gowanus Gas Turbines Generating | NY | Kings | GT25 | Natural Gas Fired Combustion Turbine | GT |  | S | 18.6 | 24.3 | 16 | N | 1971 |  |  | N | IPP Non-CHP | 2 | X | NG | DFO
Natural Gas Fired Combustion Turbine.NG | natural gas peaker | TRUE | 54863 | U S Power Generating Company LLC | 2494 | Gowanus Gas Turbines Generating | NY | Kings | GT26 | Natural Gas Fired Combustion Turbine | GT |  | S | 20.3 | 26.5 | 16 | N | 1971 |  |  | N | IPP Non-CHP | 2 | X | NG | DFO
Natural Gas Fired Combustion Turbine.NG | natural gas peaker | TRUE | 54863 | U S Power Generating Company LLC | 2494 | Gowanus Gas Turbines Generating | NY | Kings | GT27 | Natural Gas Fired Combustion Turbine | GT |  | S | 19.6 | 25.6 | 16 | N | 1971 |  |  | N | IPP Non-CHP | 2 | X | NG | DFO
Natural Gas Fired Combustion Turbine.NG | natural gas peaker | TRUE | 54863 | U S Power Generating Company LLC | 2494 | Gowanus Gas Turbines Generating | NY | Kings | GT28 | Natural Gas Fired Combustion Turbine | GT |  | S | 17.7 | 23.1 | 16 | N | 1971 |  |  | N | IPP Non-CHP | 2 | X | NG | DFO
Natural Gas Fired Combustion Turbine.NG | natural gas peaker | TRUE | 54863 | U S Power Generating Company LLC | 2494 | Gowanus Gas Turbines Generating | NY | Kings | GT31 | Natural Gas Fired Combustion Turbine | GT |  | S | 17.7 | 23.1 | 16 | N | 1971 |  |  | N | IPP Non-CHP | 2 | X | NG | DFO
Natural Gas Fired Combustion Turbine.NG | natural gas peaker | TRUE | 54863 | U S Power Generating Company LLC | 2494 | Gowanus Gas Turbines Generating | NY | Kings | GT32 | Natural Gas Fired Combustion Turbine | GT |  | S | 17.7 | 23.1 | 16 | N | 1971 |  |  | N | IPP Non-CHP | 2 | X | NG | DFO
Natural Gas Fired Combustion Turbine.NG | natural gas peaker | TRUE | 54863 | U S Power Generating Company LLC | 2494 | Gowanus Gas Turbines Generating | NY | Kings | GT33 | Natural Gas Fired Combustion Turbine | GT |  | S | 19.8 | 25.9 | 16 | N | 1971 |  |  | N | IPP Non-CHP | 2 | X | NG | DFO
Natural Gas Fired Combustion Turbine.NG | natural gas peaker | TRUE | 54863 | U S Power Generating Company LLC | 2494 | Gowanus Gas Turbines Generating | NY | Kings | GT34 | Natural Gas Fired Combustion Turbine | GT |  | S | 17.9 | 23.4 | 15.9 | N | 1971 |  |  | N | IPP Non-CHP | 2 | X | NG | DFO
Natural Gas Fired Combustion Turbine.NG | natural gas peaker | TRUE | 54863 | U S Power Generating Company LLC | 2494 | Gowanus Gas Turbines Generating | NY | Kings | GT35 | Natural Gas Fired Combustion Turbine | GT |  | S | 19 | 24.8 | 16 | N | 1971 |  |  | N | IPP Non-CHP | 2 | X | NG | DFO
Natural Gas Fired Combustion Turbine.NG | natural gas peaker | TRUE | 54863 | U S Power Generating Company LLC | 2494 | Gowanus Gas Turbines Generating | NY | Kings | GT36 | Natural Gas Fired Combustion Turbine | GT |  | S | 17.6 | 23 | 15.2 | N | 1971 |  |  | N | IPP Non-CHP | 2 | X | NG | DFO
Natural Gas Fired Combustion Turbine.NG | natural gas peaker | TRUE | 54863 | U S Power Generating Company LLC | 2494 | Gowanus Gas Turbines Generating | NY | Kings | GT37 | Natural Gas Fired Combustion Turbine | GT |  | S | 18.1 | 23.6 | 16 | N | 1971 |  |  | N | IPP Non-CHP | 2 | X | NG | DFO
Natural Gas Fired Combustion Turbine.NG | natural gas peaker | TRUE | 54863 | U S Power Generating Company LLC | 2494 | Gowanus Gas Turbines Generating | NY | Kings | GT38 | Natural Gas Fired Combustion Turbine | GT |  | S | 19 | 24.8 | 16 | N | 1971 |  |  | N | IPP Non-CHP | 2 | X | NG | DFO
Petroleum Liquids.DFO | petroleum | TRUE | 54863 | U S Power Generating Company LLC | 2494 | Gowanus Gas Turbines Generating | NY | Kings | GT41 | Petroleum Liquids | GT |  | S | 16.8 | 21.9 | 16 | N | 1971 |  |  | N | IPP Non-CHP | 2 | X | DFO
Petroleum Liquids.DFO | petroleum | TRUE | 54863 | U S Power Generating Company LLC | 2494 | Gowanus Gas Turbines Generating | NY | Kings | GT42 | Petroleum Liquids | GT |  | S | 17.3 | 22.6 | 16 | N | 1971 |  |  | N | IPP Non-CHP | 2 | X | DFO
Petroleum Liquids.DFO | petroleum | TRUE | 54863 | U S Power Generating Company LLC | 2494 | Gowanus Gas Turbines Generating | NY | Kings | GT43 | Petroleum Liquids | GT |  | S | 17.6 | 23 | 16 | N | 1971 |  |  | N | IPP Non-CHP | 2 | X | DFO
Petroleum Liquids.DFO | petroleum | TRUE | 54863 | U S Power Generating Company LLC | 2494 | Gowanus Gas Turbines Generating | NY | Kings | GT44 | Petroleum Liquids | GT |  | S | 17.1 | 22.3 | 15.8 | N | 1971 |  |  | N | IPP Non-CHP | 2 | X | DFO
Petroleum Liquids.DFO | petroleum | TRUE | 54863 | U S Power Generating Company LLC | 2494 | Gowanus Gas Turbines Generating | NY | Kings | GT45 | Petroleum Liquids | GT |  | S | 17.1 | 22.3 | 15.7 | N | 1971 |  |  | N | IPP Non-CHP | 2 | X | DFO
Petroleum Liquids.DFO | petroleum | TRUE | 54863 | U S Power Generating Company LLC | 2494 | Gowanus Gas Turbines Generating | NY | Kings | GT46 | Petroleum Liquids | GT |  | S | 18.6 | 24.3 | 16 | N | 1971 |  |  | N | IPP Non-CHP | 2 | X | DFO
Petroleum Liquids.DFO | petroleum | TRUE | 54863 | U S Power Generating Company LLC | 2494 | Gowanus Gas Turbines Generating | NY | Kings | GT47 | Petroleum Liquids | GT |  | S | 16.6 | 21.7 | 14 | N | 1971 |  |  | N | IPP Non-CHP | 2 | X | DFO
Petroleum Liquids.DFO | petroleum | TRUE | 54863 | U S Power Generating Company LLC | 2494 | Gowanus Gas Turbines Generating | NY | Kings | GT48 | Petroleum Liquids | GT |  | S | 19 | 24.8 | 16 | N | 1971 |  |  | N | IPP Non-CHP | 2 | X | DFO
Natural Gas Fired Combustion Turbine.NG | natural gas peaker | TRUE | 54863 | U S Power Generating Company LLC | 2499 | Narrows Gas Turbines Generating | NY | Kings | NT11 | Natural Gas Fired Combustion Turbine | GT |  | S | 21 | 27.4 | 16 | N | 1972 |  |  | N | IPP Non-CHP | 2 | X | NG | DFO
Natural Gas Fired Combustion Turbine.NG | natural gas peaker | TRUE | 54863 | U S Power Generating Company LLC | 2499 | Narrows Gas Turbines Generating | NY | Kings | NT12 | Natural Gas Fired Combustion Turbine | GT |  | S | 19.5 | 25.5 | 16 | N | 1972 |  |  | N | IPP Non-CHP | 2 | X | NG | DFO
Natural Gas Fired Combustion Turbine.NG | natural gas peaker | TRUE | 54863 | U S Power Generating Company LLC | 2499 | Narrows Gas Turbines Generating | NY | Kings | NT13 | Natural Gas Fired Combustion Turbine | GT |  | S | 20.4 | 26.6 | 16 | N | 1972 |  |  | N | IPP Non-CHP | 2 | X | NG | DFO
Natural Gas Fired Combustion Turbine.NG | natural gas peaker | TRUE | 54863 | U S Power Generating Company LLC | 2499 | Narrows Gas Turbines Generating | NY | Kings | NT14 | Natural Gas Fired Combustion Turbine | GT |  | S | 20.1 | 26.3 | 16 | N | 1972 |  |  | N | IPP Non-CHP | 2 | X | NG | DFO
Natural Gas Fired Combustion Turbine.NG | natural gas peaker | TRUE | 54863 | U S Power Generating Company LLC | 2499 | Narrows Gas Turbines Generating | NY | Kings | NT15 | Natural Gas Fired Combustion Turbine | GT |  | S | 19.8 | 25.9 | 16 | N | 1972 |  |  | N | IPP Non-CHP | 2 | X | NG | DFO
Natural Gas Fired Combustion Turbine.NG | natural gas peaker | TRUE | 54863 | U S Power Generating Company LLC | 2499 | Narrows Gas Turbines Generating | NY | Kings | NT16 | Natural Gas Fired Combustion Turbine | GT |  | S | 18.9 | 24.7 | 15.7 | N | 1972 |  |  | N | IPP Non-CHP | 2 | X | NG | DFO
Natural Gas Fired Combustion Turbine.NG | natural gas peaker | TRUE | 54863 | U S Power Generating Company LLC | 2499 | Narrows Gas Turbines Generating | NY | Kings | NT17 | Natural Gas Fired Combustion Turbine | GT |  | S | 18.4 | 24 | 15.6 | N | 1972 |  |  | N | IPP Non-CHP | 2 | X | NG | DFO
Natural Gas Fired Combustion Turbine.NG | natural gas peaker | TRUE | 54863 | U S Power Generating Company LLC | 2499 | Narrows Gas Turbines Generating | NY | Kings | NT18 | Natural Gas Fired Combustion Turbine | GT |  | S | 19.9 | 26 | 16 | N | 1972 |  |  | N | IPP Non-CHP | 2 | X | NG | DFO
Natural Gas Fired Combustion Turbine.NG | natural gas peaker | TRUE | 54863 | U S Power Generating Company LLC | 2499 | Narrows Gas Turbines Generating | NY | Kings | NT21 | Natural Gas Fired Combustion Turbine | GT |  | S | 19.4 | 25.3 | 16 | N | 1972 |  |  | N | IPP Non-CHP | 2 | X | NG | DFO
Natural Gas Fired Combustion Turbine.NG | natural gas peaker | TRUE | 54863 | U S Power Generating Company LLC | 2499 | Narrows Gas Turbines Generating | NY | Kings | NT22 | Natural Gas Fired Combustion Turbine | GT |  | S | 18.7 | 24.4 | 16 | N | 1972 |  |  | N | IPP Non-CHP | 2 | X | NG | DFO
Natural Gas Fired Combustion Turbine.NG | natural gas peaker | TRUE | 54863 | U S Power Generating Company LLC | 2499 | Narrows Gas Turbines Generating | NY | Kings | NT23 | Natural Gas Fired Combustion Turbine | GT |  | S | 18.4 | 24 | 16 | N | 1972 |  |  | N | IPP Non-CHP | 2 | X | NG | DFO
Natural Gas Fired Combustion Turbine.NG | natural gas peaker | TRUE | 54863 | U S Power Generating Company LLC | 2499 | Narrows Gas Turbines Generating | NY | Kings | NT24 | Natural Gas Fired Combustion Turbine | GT |  | S | 18.4 | 24 | 16 | N | 1972 |  |  | N | IPP Non-CHP | 2 | X | NG | DFO
Natural Gas Fired Combustion Turbine.NG | natural gas peaker | TRUE | 54863 | U S Power Generating Company LLC | 2499 | Narrows Gas Turbines Generating | NY | Kings | NT25 | Natural Gas Fired Combustion Turbine | GT |  | S | 19.9 | 26 | 16 | N | 1972 |  |  | N | IPP Non-CHP | 2 | X | NG | DFO
Natural Gas Fired Combustion Turbine.NG | natural gas peaker | TRUE | 54863 | U S Power Generating Company LLC | 2499 | Narrows Gas Turbines Generating | NY | Kings | NT26 | Natural Gas Fired Combustion Turbine | GT |  | S | 18.1 | 23.6 | 15.3 | N | 1972 |  |  | N | IPP Non-CHP | 2 | X | NG | DFO
Natural Gas Fired Combustion Turbine.NG | natural gas peaker | TRUE | 54863 | U S Power Generating Company LLC | 2499 | Narrows Gas Turbines Generating | NY | Kings | NT27 | Natural Gas Fired Combustion Turbine | GT |  | S | 20.7 | 27 | 16 | N | 1972 |  |  | N | IPP Non-CHP | 2 | X | NG | DFO
Natural Gas Fired Combustion Turbine.NG | natural gas peaker | TRUE | 54863 | U S Power Generating Company LLC | 2499 | Narrows Gas Turbines Generating | NY | Kings | NT28 | Natural Gas Fired Combustion Turbine | GT |  | S | 17.5 | 22.9 | 15.7 | N | 1972 |  |  | N | IPP Non-CHP | 2 | X | NG | DFO
Natural Gas Steam Turbine.NG | natural gas steam turbine | TRUE | 61130 | Ravenswood Operations LLC | 2500 | Ravenswood | NY | Queens | 1 | Natural Gas Steam Turbine | ST |  | S | 368.5 | 375.8 | 75 | N | 1963 |  |  | N | IPP Non-CHP | 2 | X | NG | DFO
Natural Gas Steam Turbine.NG | natural gas steam turbine | TRUE | 61130 | Ravenswood Operations LLC | 2500 | Ravenswood | NY | Queens | 2 | Natural Gas Steam Turbine | ST |  | S | 374.5 | 374.3 | 75 | N | 1963 |  |  | N | IPP Non-CHP | 2 | X | NG | DFO
Natural Gas Steam Turbine.NG | natural gas steam turbine | TRUE | 61130 | Ravenswood Operations LLC | 2500 | Ravenswood | NY | Queens | 3 | Natural Gas Steam Turbine | ST |  | S | 987.3 | 968.3 | 150 | N | 1965 |  |  | N | IPP Non-CHP | 2 | X | NG | DFO
Natural Gas Fired Combined Cycle.NG | natural gas combined cycle | TRUE | 61130 | Ravenswood Operations LLC | 2500 | Ravenswood | NY | Queens | 4 | Natural Gas Fired Combined Cycle | CT | CCR4 | S | 150.4 | 185.8 | 115 | N | 2003 |  |  | N | IPP Non-CHP | 2 | X | NG | KER
Natural Gas Fired Combined Cycle.NG | natural gas combined cycle | TRUE | 61130 | Ravenswood Operations LLC | 2500 | Ravenswood | NY | Queens | 4S | Natural Gas Fired Combined Cycle | CA | CCR4 | S | 72.8 | 89.8 | 0 | N | 2003 |  |  | N | IPP Non-CHP | 2 | X | NG | KER
Natural Gas Fired Combustion Turbine.NG | natural gas peaker | TRUE | 4226 | Consolidated Edison Co-NY Inc | 2503 | 59th Street | NY | New York | GT1 | Natural Gas Fired Combustion Turbine | GT |  | S | 13.9 | 17.4 | 3 | N | 1969 |  |  | N | Electric Utility | 1 | X | NG | KER
Petroleum Liquids.KER | petroleum | TRUE | 4226 | Consolidated Edison Co-NY Inc | 2504 | 74th Street | NY | New York | GT1 | Petroleum Liquids | GT |  | S | 18.5 | 21.7 | 8 | N | 1968 |  |  | N | Electric Utility | 1 | X | KER
Petroleum Liquids.KER | petroleum | TRUE | 4226 | Consolidated Edison Co-NY Inc | 2504 | 74th Street | NY | New York | GT2 | Petroleum Liquids | GT |  | S | 19.3 | 21.9 | 8 | N | 1968 |  |  | N | Electric Utility | 1 | X | KER
Natural Gas Fired Combustion Turbine.NG | natural gas peaker | TRUE | 56505 | National Grid Generation LLC | 2511 | E F Barrett | NY | Nassau | 10 | Natural Gas Fired Combustion Turbine | GT |  | S | 40.6 | 50 | 30 | N | 1971 |  |  | N | Electric Utility | 1 | X | NG | DFO
Natural Gas Fired Combustion Turbine.NG | natural gas peaker | TRUE | 56505 | National Grid Generation LLC | 2511 | E F Barrett | NY | Nassau | 11 | Natural Gas Fired Combustion Turbine | GT |  | S | 40.1 | 50.5 | 30 | N | 1971 |  |  | N | Electric Utility | 1 | X | NG | DFO
Natural Gas Fired Combustion Turbine.NG | natural gas peaker | TRUE | 56505 | National Grid Generation LLC | 2511 | E F Barrett | NY | Nassau | 12 | Natural Gas Fired Combustion Turbine | GT |  | S | 40.9 | 48.7 | 30 | N | 1971 |  |  | N | Electric Utility | 1 | X | NG | DFO
Natural Gas Fired Combustion Turbine.NG | natural gas peaker | TRUE | 56505 | National Grid Generation LLC | 2511 | E F Barrett | NY | Nassau | 3 | Natural Gas Fired Combustion Turbine | GT |  | S | 17.7 | 20.2 | 10.5 | N | 1970 |  |  | N | Electric Utility | 1 | X | NG | DFO
Natural Gas Fired Combustion Turbine.NG | natural gas peaker | TRUE | 56505 | National Grid Generation LLC | 2511 | E F Barrett | NY | Nassau | 4 | Natural Gas Fired Combustion Turbine | GT |  | S | 16.8 | 20.5 | 11.4 | N | 1970 |  |  | N | Electric Utility | 1 | X | NG | DFO
Natural Gas Fired Combustion Turbine.NG | natural gas peaker | TRUE | 56505 | National Grid Generation LLC | 2511 | E F Barrett | NY | Nassau | 5 | Natural Gas Fired Combustion Turbine | GT |  | S | 17.6 | 20.1 | 11 | N | 1970 |  |  | N | Electric Utility | 1 | X | NG | DFO
Natural Gas Fired Combustion Turbine.NG | natural gas peaker | TRUE | 56505 | National Grid Generation LLC | 2511 | E F Barrett | NY | Nassau | 6 | Natural Gas Fired Combustion Turbine | GT |  | S | 16.4 | 19.9 | 11.2 | N | 1970 |  |  | N | Electric Utility | 1 | X | NG | DFO
Natural Gas Fired Combustion Turbine.NG | natural gas peaker | TRUE | 56505 | National Grid Generation LLC | 2511 | E F Barrett | NY | Nassau | 8 | Natural Gas Fired Combustion Turbine | GT |  | S | 15.1 | 15.2 | 11.4 | N | 1970 |  |  | N | Electric Utility | 1 | X | NG | DFO
Natural Gas Fired Combustion Turbine.NG | natural gas peaker | TRUE | 56505 | National Grid Generation LLC | 2511 | E F Barrett | NY | Nassau | 9 | Natural Gas Fired Combustion Turbine | GT |  | S | 41.2 | 49.2 | 29.8 | N | 1971 |  |  | N | Electric Utility | 1 | X | NG | DFO
Natural Gas Fired Combustion Turbine.NG | natural gas peaker | TRUE | 56505 | National Grid Generation LLC | 2511 | E F Barrett | NY | Nassau | GT1 | Natural Gas Fired Combustion Turbine | GT |  | S | 17.4 | 20.5 | 10.7 | N | 1970 |  |  | N | Electric Utility | 1 | X | NG | DFO
Natural Gas Fired Combustion Turbine.NG | natural gas peaker | TRUE | 56505 | National Grid Generation LLC | 2511 | E F Barrett | NY | Nassau | GT2 | Natural Gas Fired Combustion Turbine | GT |  | S | 17.6 | 20.4 | 9 | N | 1970 |  |  | N | Electric Utility | 1 | X | NG | DFO
Natural Gas Steam Turbine.NG | natural gas steam turbine | TRUE | 56505 | National Grid Generation LLC | 2511 | E F Barrett | NY | Nassau | ST1 | Natural Gas Steam Turbine | ST |  | S | 194.2 | 199.5 | 15 | N | 1956 |  |  | N | Electric Utility | 1 | X | NG | RFO
Natural Gas Steam Turbine.NG | natural gas steam turbine | TRUE | 56505 | National Grid Generation LLC | 2511 | E F Barrett | NY | Nassau | ST2 | Natural Gas Steam Turbine | ST |  | S | 178 | 190.5 | 15 | N | 1963 |  |  | N | Electric Utility | 1 | X | NG | RFO
Petroleum Liquids.DFO | petroleum | TRUE | 56505 | National Grid Generation LLC | 2512 | East Hampton | NY | Suffolk | 1 | Petroleum Liquids | GT |  | S | 19.2 | 24 | 15.4 | N | 1970 |  |  | N | Electric Utility | 1 | X | DFO
Petroleum Liquids.DFO | petroleum | TRUE | 56505 | National Grid Generation LLC | 2512 | East Hampton | NY | Suffolk | 2 | Petroleum Liquids | IC |  | S | 2 | 2 | 2 | N | 1962 |  |  | N | Electric Utility | 1 | X | DFO
Petroleum Liquids.DFO | petroleum | TRUE | 56505 | National Grid Generation LLC | 2512 | East Hampton | NY | Suffolk | 3 | Petroleum Liquids | IC |  | S | 2 | 2.1 | 2 | N | 1962 |  |  | N | Electric Utility | 1 | X | DFO
Petroleum Liquids.DFO | petroleum | TRUE | 56505 | National Grid Generation LLC | 2512 | East Hampton | NY | Suffolk | 4 | Petroleum Liquids | IC |  | S | 2 | 2.1 | 1.9 | N | 1962 |  |  | N | Electric Utility | 1 | X | DFO
Petroleum Liquids.DFO | petroleum | TRUE | 56505 | National Grid Generation LLC | 2514 | Glenwood | NY | Nassau | GT2 | Petroleum Liquids | GT |  | S | 49 | 55.1 | 40 | N | 1972 |  |  | N | Electric Utility | 1 | X | DFO
Petroleum Liquids.DFO | petroleum | TRUE | 56505 | National Grid Generation LLC | 2514 | Glenwood | NY | Nassau | GT3 | Petroleum Liquids | GT |  | S | 55.1 | 68.6 | 44.1 | N | 1972 |  |  | N | Electric Utility | 1 | X | DFO
Natural Gas Steam Turbine.NG | natural gas steam turbine | TRUE | 56505 | National Grid Generation LLC | 2516 | Northport | NY | Suffolk | 2 | Natural Gas Steam Turbine | ST |  | S | 398 | 399 | 40 | N | 1968 |  |  | N | Electric Utility | 1 | X | NG | RFO
Natural Gas Steam Turbine.NG | natural gas steam turbine | TRUE | 56505 | National Grid Generation LLC | 2516 | Northport | NY | Suffolk | 3 | Natural Gas Steam Turbine | ST |  | S | 398.5 | 394.2 | 30 | N | 1972 |  |  | N | Electric Utility | 1 | X | NG | RFO
Natural Gas Steam Turbine.NG | natural gas steam turbine | TRUE | 56505 | National Grid Generation LLC | 2516 | Northport | NY | Suffolk | 4 | Natural Gas Steam Turbine | ST |  | S | 398 | 396.5 | 40 | N | 1977 |  |  | N | Electric Utility | 1 | X | NG | RFO
Petroleum Liquids.DFO | petroleum | TRUE | 56505 | National Grid Generation LLC | 2516 | Northport | NY | Suffolk | GT1 | Petroleum Liquids | GT |  | S | 11.8 | 15.8 | 10.6 | N | 1967 |  |  | N | Electric Utility | 1 | X | DFO
Natural Gas Steam Turbine.NG | natural gas steam turbine | TRUE | 56505 | National Grid Generation LLC | 2516 | Northport | NY | Suffolk | ST1 | Natural Gas Steam Turbine | ST |  | S | 397.7 | 396.2 | 40 | N | 1967 |  |  | N | Electric Utility | 1 | X | NG | RFO
Natural Gas Steam Turbine.NG | natural gas steam turbine | TRUE | 56505 | National Grid Generation LLC | 2517 | Port Jefferson | NY | Suffolk | 3 | Natural Gas Steam Turbine | ST |  | S | 192 | 189.2 | 15 | N | 1958 |  |  | N | Electric Utility | 1 | X | NG | RFO
Natural Gas Steam Turbine.NG | natural gas steam turbine | TRUE | 56505 | National Grid Generation LLC | 2517 | Port Jefferson | NY | Suffolk | 4 | Natural Gas Steam Turbine | ST |  | S | 193 | 194.7 | 15 | N | 1960 |  |  | N | Electric Utility | 1 | X | NG | RFO
Petroleum Liquids.DFO | petroleum | TRUE | 56505 | National Grid Generation LLC | 2517 | Port Jefferson | NY | Suffolk | GT1 | Petroleum Liquids | GT |  | S | 12.9 | 16.6 | 10.6 | N | 1966 |  |  | N | Electric Utility | 1 | X | DFO
Natural Gas Fired Combustion Turbine.NG | natural gas peaker | TRUE | 56505 | National Grid Generation LLC | 2517 | Port Jefferson | NY | Suffolk | GT2 | Natural Gas Fired Combustion Turbine | GT |  | S | 42.6 | 46.7 | 37 | N | 2002 |  |  | N | Electric Utility | 1 | X | NG | KER
Natural Gas Fired Combustion Turbine.NG | natural gas peaker | TRUE | 56505 | National Grid Generation LLC | 2517 | Port Jefferson | NY | Suffolk | GT3 | Natural Gas Fired Combustion Turbine | GT |  | S | 40.1 | 47.1 | 37 | N | 2002 |  |  | N | Electric Utility | 1 | X | NG | KER
Petroleum Liquids.DFO | petroleum | TRUE | 56505 | National Grid Generation LLC | 2518 | Shoreham | NY | Suffolk | GT1 | Petroleum Liquids | GT |  | S | 49.8 | 65 | 39.4 | N | 1971 |  |  | N | Electric Utility | 1 | X | DFO
Petroleum Liquids.DFO | petroleum | TRUE | 56505 | National Grid Generation LLC | 2518 | Shoreham | NY | Suffolk | GT2 | Petroleum Liquids | GT |  | S | 15.9 | 19.7 | 12 | N | 1966 |  |  | N | Electric Utility | 1 | X | DFO
Petroleum Liquids.DFO | petroleum | TRUE | 56505 | National Grid Generation LLC | 2519 | South Hampton | NY | Suffolk | 1 | Petroleum Liquids | GT |  | S | 8.5 | 10.4 | 6.6 | N | 1963 |  |  | N | Electric Utility | 1 | X | DFO
Petroleum Liquids.DFO | petroleum | TRUE | 56505 | National Grid Generation LLC | 2520 | Southold | NY | Suffolk | 1 | Petroleum Liquids | GT |  | S | 10 | 9 | 7.3 | N | 1964 |  |  | N | Electric Utility | 1 | X | DFO
Petroleum Liquids.DFO | petroleum | TRUE | 56505 | National Grid Generation LLC | 2521 | West Babylon | NY | Suffolk | 4 | Petroleum Liquids | GT |  | S | 49.7 | 66.5 | 41.5 | N | 1971 |  |  | N | Electric Utility | 1 | X | DFO
Conventional Hydroelectric.WAT | hydro | TRUE | 13511 | New York State Elec & Gas Corp | 2522 | Cadyville | NY | Clinton | 1 | Conventional Hydroelectric | HY |  | S | 1.2 | 1.2 | 0 | N | 1921 |  |  | N | Electric Utility | 1 | X | WAT
Conventional Hydroelectric.WAT | hydro | TRUE | 13511 | New York State Elec & Gas Corp | 2522 | Cadyville | NY | Clinton | 2 | Conventional Hydroelectric | HY |  | S | 1.2 | 1.2 | 0 | N | 1921 |  |  | N | Electric Utility | 1 | X | WAT
Conventional Hydroelectric.WAT | hydro | TRUE | 13511 | New York State Elec & Gas Corp | 2522 | Cadyville | NY | Clinton | 3 | Conventional Hydroelectric | HY |  | S | 3.1 | 3.1 | 0 | N | 1986 |  |  | N | Electric Utility | 1 | X | WAT
Natural Gas Steam Turbine.NG | natural gas steam turbine | TRUE | 25 | Greenidge Generation Holdings LLC | 2527 | Greenidge Generation LLC | NY | Yates | 4 | Natural Gas Steam Turbine | ST |  | S | 104.5 | 106.3 | 32 | N | 1953 |  |  | N | IPP Non-CHP | 2 | X | NG | WDS
Petroleum Liquids.DFO | petroleum | TRUE | 13511 | New York State Elec & Gas Corp | 2528 | Harris Lake | NY | Essex | 1 | Petroleum Liquids | IC |  | S | 1.7 | 1.7 | 1.7 | N | 1967 |  |  | N | Electric Utility | 1 | X | DFO
Petroleum Liquids.DFO | petroleum | TRUE | 13511 | New York State Elec & Gas Corp | 2528 | Harris Lake | NY | Essex | 2 | Petroleum Liquids | IC |  | S | 2.3 | 2.3 | 2.3 | N | 2017 |  |  | N | Electric Utility | 1 | X | DFO
Conventional Hydroelectric.WAT | hydro | TRUE | 13511 | New York State Elec & Gas Corp | 2530 | High Falls - Saranac NY | NY | Clinton | 1 | Conventional Hydroelectric | HY |  | S | 4 | 4 | 0 | N | 1948 |  |  | N | Electric Utility | 1 | X | WAT
Conventional Hydroelectric.WAT | hydro | TRUE | 13511 | New York State Elec & Gas Corp | 2530 | High Falls - Saranac NY | NY | Clinton | 2 | Conventional Hydroelectric | HY |  | S | 4 | 4 | 0 | N | 1949 |  |  | N | Electric Utility | 1 | X | WAT
Conventional Hydroelectric.WAT | hydro | TRUE | 13511 | New York State Elec & Gas Corp | 2530 | High Falls - Saranac NY | NY | Clinton | 3 | Conventional Hydroelectric | HY |  | S | 7 | 7 | 0 | N | 1956 |  |  | N | Electric Utility | 1 | X | WAT
Conventional Hydroelectric.WAT | hydro | TRUE | 13511 | New York State Elec & Gas Corp | 2532 | Kent Falls | NY | Clinton | 1 | Conventional Hydroelectric | HY |  | S | 3.8 | 3.8 | 0 | N | 1928 |  |  | N | Electric Utility | 1 | X | WAT
Conventional Hydroelectric.WAT | hydro | TRUE | 13511 | New York State Elec & Gas Corp | 2532 | Kent Falls | NY | Clinton | 2 | Conventional Hydroelectric | HY |  | S | 3.8 | 3.8 | 0 | N | 1928 |  |  | N | Electric Utility | 1 | X | WAT
Conventional Hydroelectric.WAT | hydro | TRUE | 13511 | New York State Elec & Gas Corp | 2532 | Kent Falls | NY | Clinton | 3 | Conventional Hydroelectric | HY |  | S | 6 | 6 | 0 | N | 1985 |  |  | N | Electric Utility | 1 | X | WAT
Natural Gas Fired Combined Cycle.NG | natural gas combined cycle | TRUE | 65417 | Generation Bridge II New York LLC | 2539 | Bethlehem Energy Center | NY | Albany | 5 | Natural Gas Fired Combined Cycle | CT | CC1 | S | 178.4 | 205.8 | 170 | N | 2005 |  |  | N | IPP Non-CHP | 2 | X | NG | KER
Natural Gas Fired Combined Cycle.NG | natural gas combined cycle | TRUE | 65417 | Generation Bridge II New York LLC | 2539 | Bethlehem Energy Center | NY | Albany | 6 | Natural Gas Fired Combined Cycle | CT | CC1 | S | 179.7 | 205.8 | 170 | N | 2005 |  |  | N | IPP Non-CHP | 2 | X | NG | RFO
Natural Gas Fired Combined Cycle.NG | natural gas combined cycle | TRUE | 65417 | Generation Bridge II New York LLC | 2539 | Bethlehem Energy Center | NY | Albany | 7 | Natural Gas Fired Combined Cycle | CT | CC1 | S | 177.9 | 205.8 | 170 | N | 2005 |  |  | N | IPP Non-CHP | 2 | X | NG
Natural Gas Fired Combined Cycle.NG | natural gas combined cycle | TRUE | 65417 | Generation Bridge II New York LLC | 2539 | Bethlehem Energy Center | NY | Albany | 8 | Natural Gas Fired Combined Cycle | CA | CC1 | S | 279.5 | 307.3 | 170 | N | 2005 |  |  | N | IPP Non-CHP | 2 | X | NG
Conventional Hydroelectric.WAT | hydro | TRUE | 5914 | Erie Boulevard Hydropower LP | 2540 | Allens Falls | NY | St Lawrence | 1 | Conventional Hydroelectric | HY |  | S | 3.5 | 5 | 3.5 | N | 1927 |  |  | N | IPP Non-CHP | 2 | X | WAT
Conventional Hydroelectric.WAT | hydro | TRUE | 5914 | Erie Boulevard Hydropower LP | 2543 | Beardslee | NY | Herkimer | 1 | Conventional Hydroelectric | HY |  | S | 8.5 | 8.9 | 4 | N | 1924 |  |  | N | IPP Non-CHP | 2 | X | WAT
Conventional Hydroelectric.WAT | hydro | TRUE | 5914 | Erie Boulevard Hydropower LP | 2543 | Beardslee | NY | Herkimer | 2 | Conventional Hydroelectric | HY |  | S | 8.1 | 7.8 | 4 | N | 1924 |  |  | N | IPP Non-CHP | 2 | X | WAT
Conventional Hydroelectric.WAT | hydro | TRUE | 5914 | Erie Boulevard Hydropower LP | 2544 | Belfort | NY | Lewis | 1 | Conventional Hydroelectric | HY |  | S | 0.4 | 0.4 | 0.2 | N | 1903 |  |  | N | IPP Non-CHP | 2 | X | WAT
Conventional Hydroelectric.WAT | hydro | TRUE | 5914 | Erie Boulevard Hydropower LP | 2544 | Belfort | NY | Lewis | 2 | Conventional Hydroelectric | HY |  | S | 0.5 | 0.5 | 0.4 | N | 1915 |  |  | N | IPP Non-CHP | 2 | X | WAT
Conventional Hydroelectric.WAT | hydro | TRUE | 5914 | Erie Boulevard Hydropower LP | 2544 | Belfort | NY | Lewis | 3 | Conventional Hydroelectric | HY |  | S | 0.9 | 0.9 | 0.7 | N | 1918 |  |  | N | IPP Non-CHP | 2 | X | WAT
Conventional Hydroelectric.WAT | hydro | TRUE | 5914 | Erie Boulevard Hydropower LP | 2545 | Bennetts Bridge | NY | Oswego | 1 | Conventional Hydroelectric | HY |  | S | 8.4 | 7 | 3 | N | 1932 |  |  | N | IPP Non-CHP | 2 | X | WAT
Conventional Hydroelectric.WAT | hydro | TRUE | 5914 | Erie Boulevard Hydropower LP | 2545 | Bennetts Bridge | NY | Oswego | 2 | Conventional Hydroelectric | HY |  | S | 8.4 | 7.5 | 3 | N | 1932 |  |  | N | IPP Non-CHP | 2 | X | WAT
Conventional Hydroelectric.WAT | hydro | TRUE | 5914 | Erie Boulevard Hydropower LP | 2545 | Bennetts Bridge | NY | Oswego | 3 | Conventional Hydroelectric | HY |  | S | 6.3 | 7.3 | 3 | N | 1966 |  |  | N | IPP Non-CHP | 2 | X | WAT
Conventional Hydroelectric.WAT | hydro | TRUE | 5914 | Erie Boulevard Hydropower LP | 2545 | Bennetts Bridge | NY | Oswego | 4 | Conventional Hydroelectric | HY |  | S | 7.2 | 7.3 | 3 | N | 1966 |  |  | N | IPP Non-CHP | 2 | X | WAT
Conventional Hydroelectric.WAT | hydro | TRUE | 5914 | Erie Boulevard Hydropower LP | 2546 | Black River | NY | Jefferson | 1 | Conventional Hydroelectric | HY |  | S | 1.5 | 2.3 | 1.5 | N | 1920 |  |  | N | IPP Non-CHP | 2 | X | WAT
Conventional Hydroelectric.WAT | hydro | TRUE | 5914 | Erie Boulevard Hydropower LP | 2546 | Black River | NY | Jefferson | 2 | Conventional Hydroelectric | HY |  | S | 1.5 | 2.3 | 1.5 | N | 1920 |  |  | N | IPP Non-CHP | 2 | X | WAT
Conventional Hydroelectric.WAT | hydro | TRUE | 5914 | Erie Boulevard Hydropower LP | 2546 | Black River | NY | Jefferson | 3 | Conventional Hydroelectric | HY |  | S | 1.5 | 2.3 | 1.5 | N | 1920 |  |  | N | IPP Non-CHP | 2 | X | WAT
Conventional Hydroelectric.WAT | hydro | TRUE | 5914 | Erie Boulevard Hydropower LP | 2547 | Blake | NY | St Lawrence | 1 | Conventional Hydroelectric | HY |  | S | 14.2 | 14.5 | 1 | N | 1957 |  |  | N | IPP Non-CHP | 2 | X | WAT
Conventional Hydroelectric.WAT | hydro | TRUE | 5914 | Erie Boulevard Hydropower LP | 2548 | Browns Falls | NY | St Lawrence | 1 | Conventional Hydroelectric | HY |  | S | 7.9 | 7.6 | 7 | N | 1923 |  |  | N | IPP Non-CHP | 2 | X | WAT
Conventional Hydroelectric.WAT | hydro | TRUE | 5914 | Erie Boulevard Hydropower LP | 2548 | Browns Falls | NY | St Lawrence | 2 | Conventional Hydroelectric | HY |  | S | 7.9 | 7.6 | 7 | N | 1923 |  |  | N | IPP Non-CHP | 2 | X | WAT
Conventional Hydroelectric.WAT | hydro | TRUE | 5914 | Erie Boulevard Hydropower LP | 2550 | Chasm | NY | Franklin | 1 | Conventional Hydroelectric | HY |  | S | 0.5 | 0.6 | 0.5 | N | 1913 |  |  | N | IPP Non-CHP | 2 | X | WAT
Conventional Hydroelectric.WAT | hydro | TRUE | 5914 | Erie Boulevard Hydropower LP | 2550 | Chasm | NY | Franklin | 2 | Conventional Hydroelectric | HY |  | S | 0.5 | 0.6 | 0.5 | N | 1913 |  |  | N | IPP Non-CHP | 2 | X | WAT
Conventional Hydroelectric.WAT | hydro | TRUE | 5914 | Erie Boulevard Hydropower LP | 2550 | Chasm | NY | Franklin | 3 | Conventional Hydroelectric | HY |  | S | 0.6 | 0.7 | 0.6 | N | 1926 |  |  | N | IPP Non-CHP | 2 | X | WAT
Conventional Hydroelectric.WAT | hydro | TRUE | 5914 | Erie Boulevard Hydropower LP | 2551 | Colton | NY | St Lawrence | 1 | Conventional Hydroelectric | HY |  | S | 9.9 | 9.7 | 0.2 | N | 1918 |  |  | N | IPP Non-CHP | 2 | X | WAT
Conventional Hydroelectric.WAT | hydro | TRUE | 5914 | Erie Boulevard Hydropower LP | 2551 | Colton | NY | St Lawrence | 2 | Conventional Hydroelectric | HY |  | S | 10.3 | 9.9 | 0.2 | N | 1918 |  |  | N | IPP Non-CHP | 2 | X | WAT
Conventional Hydroelectric.WAT | hydro | TRUE | 5914 | Erie Boulevard Hydropower LP | 2551 | Colton | NY | St Lawrence | 3 | Conventional Hydroelectric | HY |  | S | 9.5 | 11.1 | 0.2 | N | 1928 |  |  | N | IPP Non-CHP | 2 | X | WAT
Conventional Hydroelectric.WAT | hydro | TRUE | 5914 | Erie Boulevard Hydropower LP | 2552 | Deferiet | NY | Jefferson | 1 | Conventional Hydroelectric | HY |  | S | 3.6 | 3.6 | 2.8 | N | 1925 |  |  | N | IPP Non-CHP | 2 | X | WAT
Conventional Hydroelectric.WAT | hydro | TRUE | 5914 | Erie Boulevard Hydropower LP | 2552 | Deferiet | NY | Jefferson | 2 | Conventional Hydroelectric | HY |  | S | 3.6 | 3.6 | 2.8 | N | 1925 |  |  | N | IPP Non-CHP | 2 | X | WAT
Conventional Hydroelectric.WAT | hydro | TRUE | 5914 | Erie Boulevard Hydropower LP | 2552 | Deferiet | NY | Jefferson | 3 | Conventional Hydroelectric | HY |  | S | 3.6 | 3.6 | 2.8 | N | 1925 |  |  | N | IPP Non-CHP | 2 | X | WAT
Conventional Hydroelectric.WAT | hydro | TRUE | 5914 | Erie Boulevard Hydropower LP | 2555 | Eagle | NY | Lewis | 1 | Conventional Hydroelectric | HY |  | S | 1.4 | 1.1 | 1.1 | N | 1914 |  |  | N | IPP Non-CHP | 2 | X | WAT
Conventional Hydroelectric.WAT | hydro | TRUE | 5914 | Erie Boulevard Hydropower LP | 2555 | Eagle | NY | Lewis | 2 | Conventional Hydroelectric | HY |  | S | 1.2 | 1 | 1 | N | 1915 |  |  | N | IPP Non-CHP | 2 | X | WAT
Conventional Hydroelectric.WAT | hydro | TRUE | 5914 | Erie Boulevard Hydropower LP | 2555 | Eagle | NY | Lewis | 3 | Conventional Hydroelectric | HY |  | S | 1.2 | 1 | 1 | N | 1919 |  |  | N | IPP Non-CHP | 2 | X | WAT
Conventional Hydroelectric.WAT | hydro | TRUE | 5914 | Erie Boulevard Hydropower LP | 2555 | Eagle | NY | Lewis | 4 | Conventional Hydroelectric | HY |  | S | 2 | 1.8 | 1.8 | N | 1925 |  |  | N | IPP Non-CHP | 2 | X | WAT
Conventional Hydroelectric.WAT | hydro | TRUE | 5914 | Erie Boulevard Hydropower LP | 2556 | Eel Weir | NY | St Lawrence | 1 | Conventional Hydroelectric | HY |  | S | 0.4 | 0.4 | 0.4 | N | 1928 |  |  | N | IPP Non-CHP | 2 | X | WAT
Conventional Hydroelectric.WAT | hydro | TRUE | 5914 | Erie Boulevard Hydropower LP | 2556 | Eel Weir | NY | St Lawrence | 2 | Conventional Hydroelectric | HY |  | S | 0.8 | 0.8 | 0.8 | N | 1928 |  |  | N | IPP Non-CHP | 2 | X | WAT
Conventional Hydroelectric.WAT | hydro | TRUE | 5914 | Erie Boulevard Hydropower LP | 2556 | Eel Weir | NY | St Lawrence | 3 | Conventional Hydroelectric | HY |  | S | 0.8 | 0.8 | 0.8 | N | 1928 |  |  | N | IPP Non-CHP | 2 | X | WAT
Conventional Hydroelectric.WAT | hydro | TRUE | 5914 | Erie Boulevard Hydropower LP | 2557 | Effley | NY | Lewis | 1 | Conventional Hydroelectric | HY |  | S | 0.4 | 0.4 | 0.4 | N | 1902 |  |  | N | IPP Non-CHP | 2 | X | WAT
Conventional Hydroelectric.WAT | hydro | TRUE | 5914 | Erie Boulevard Hydropower LP | 2557 | Effley | NY | Lewis | 2 | Conventional Hydroelectric | HY |  | S | 0.4 | 0.4 | 0.4 | N | 1907 |  |  | N | IPP Non-CHP | 2 | X | WAT
Conventional Hydroelectric.WAT | hydro | TRUE | 5914 | Erie Boulevard Hydropower LP | 2557 | Effley | NY | Lewis | 3 | Conventional Hydroelectric | HY |  | S | 0.4 | 0.4 | 0.4 | N | 1910 |  |  | N | IPP Non-CHP | 2 | X | WAT
Conventional Hydroelectric.WAT | hydro | TRUE | 5914 | Erie Boulevard Hydropower LP | 2557 | Effley | NY | Lewis | 4 | Conventional Hydroelectric | HY |  | S | 1.7 | 1.4 | 1.4 | N | 1923 |  |  | N | IPP Non-CHP | 2 | X | WAT
Conventional Hydroelectric.WAT | hydro | TRUE | 5914 | Erie Boulevard Hydropower LP | 2559 | Elmer | NY | Lewis | 1 | Conventional Hydroelectric | HY |  | S | 1 | 1 | 0.7 | N | 1916 |  |  | N | IPP Non-CHP | 2 | X | WAT
Conventional Hydroelectric.WAT | hydro | TRUE | 5914 | Erie Boulevard Hydropower LP | 2559 | Elmer | NY | Lewis | 2 | Conventional Hydroelectric | HY |  | S | 1 | 1 | 0.7 | N | 1916 |  |  | N | IPP Non-CHP | 2 | X | WAT
Conventional Hydroelectric.WAT | hydro | TRUE | 5914 | Erie Boulevard Hydropower LP | 2560 | Ephratah | NY | Fulton | 1 | Conventional Hydroelectric | HY |  | S | 0.9 | 0.9 | 0.2 | N | 1920 |  |  | N | IPP Non-CHP | 2 | X | WAT
Conventional Hydroelectric.WAT | hydro | TRUE | 5914 | Erie Boulevard Hydropower LP | 2560 | Ephratah | NY | Fulton | 2 | Conventional Hydroelectric | HY |  | S | 0.9 | 1 | 0.2 | N | 1911 |  |  | N | IPP Non-CHP | 2 | X | WAT
Conventional Hydroelectric.WAT | hydro | TRUE | 5914 | Erie Boulevard Hydropower LP | 2560 | Ephratah | NY | Fulton | 3 | Conventional Hydroelectric | HY |  | S | 0.9 | 1 | 0.2 | N | 1911 |  |  | N | IPP Non-CHP | 2 | X | WAT
Conventional Hydroelectric.WAT | hydro | TRUE | 5914 | Erie Boulevard Hydropower LP | 2560 | Ephratah | NY | Fulton | 4 | Conventional Hydroelectric | HY |  | S | 1 | 1 | 0.2 | N | 1911 |  |  | N | IPP Non-CHP | 2 | X | WAT
Conventional Hydroelectric.WAT | hydro | TRUE | 5914 | Erie Boulevard Hydropower LP | 2561 | East Norfolk | NY | St Lawrence | 1 | Conventional Hydroelectric | HY |  | S | 4.1 | 4 | 0.9 | N | 1928 |  |  | N | IPP Non-CHP | 2 | X | WAT
Conventional Hydroelectric.WAT | hydro | TRUE | 5914 | Erie Boulevard Hydropower LP | 2562 | Five Falls | NY | St Lawrence | 1 | Conventional Hydroelectric | HY |  | S | 22.4 | 23.5 | 1 | N | 1955 |  |  | N | IPP Non-CHP | 2 | X | WAT
Conventional Hydroelectric.WAT | hydro | TRUE | 5914 | Erie Boulevard Hydropower LP | 2563 | Flat Rock | NY | St Lawrence | 1 | Conventional Hydroelectric | HY |  | S | 2.4 | 2.4 | 1.4 | N | 1924 |  |  | N | IPP Non-CHP | 2 | X | WAT
Conventional Hydroelectric.WAT | hydro | TRUE | 5914 | Erie Boulevard Hydropower LP | 2563 | Flat Rock | NY | St Lawrence | 2 | Conventional Hydroelectric | HY |  | S | 2.8 | 2.8 | 2.5 | N | 1924 |  |  | N | IPP Non-CHP | 2 | X | WAT
Conventional Hydroelectric.WAT | hydro | TRUE | 5914 | Erie Boulevard Hydropower LP | 2564 | Franklin (NY) | NY | Franklin | 1 | Conventional Hydroelectric | HY |  | S | 0.9 | 0.9 | 0.8 | N | 1911 |  |  | N | IPP Non-CHP | 2 | X | WAT
Conventional Hydroelectric.WAT | hydro | TRUE | 5914 | Erie Boulevard Hydropower LP | 2564 | Franklin (NY) | NY | Franklin | 2 | Conventional Hydroelectric | HY |  | S | 1.1 | 1.1 | 1 | N | 1926 |  |  | N | IPP Non-CHP | 2 | X | WAT
Conventional Hydroelectric.WAT | hydro | TRUE | 5914 | Erie Boulevard Hydropower LP | 2566 | Fulton Hydro | NY | Oswego | 1 | Conventional Hydroelectric | HY |  | S | 0.1 | 0.7 | 0.1 | N | 1924 |  |  | N | IPP Non-CHP | 2 | X | WAT
Conventional Hydroelectric.WAT | hydro | TRUE | 5914 | Erie Boulevard Hydropower LP | 2566 | Fulton Hydro | NY | Oswego | 2 | Conventional Hydroelectric | HY |  | S | 0.1 | 0.3 | 0.1 | N | 1928 |  |  | N | IPP Non-CHP | 2 | X | WAT
Conventional Hydroelectric.WAT | hydro | TRUE | 5914 | Erie Boulevard Hydropower LP | 2568 | Glenwood Hydro | NY | Orleans | 1 | Conventional Hydroelectric | HY |  | S | 0.5 | 0.4 | 0.3 | N | 1950 |  |  | N | IPP Non-CHP | 2 | X | WAT
Conventional Hydroelectric.WAT | hydro | TRUE | 5914 | Erie Boulevard Hydropower LP | 2568 | Glenwood Hydro | NY | Orleans | 2 | Conventional Hydroelectric | HY |  | S | 0.5 | 0.4 | 0.3 | N | 1950 |  |  | N | IPP Non-CHP | 2 | X | WAT
Conventional Hydroelectric.WAT | hydro | TRUE | 5914 | Erie Boulevard Hydropower LP | 2568 | Glenwood Hydro | NY | Orleans | 3 | Conventional Hydroelectric | HY |  | S | 0.5 | 0.4 | 0.3 | N | 1950 |  |  | N | IPP Non-CHP | 2 | X | WAT
Conventional Hydroelectric.WAT | hydro | TRUE | 5914 | Erie Boulevard Hydropower LP | 2569 | Granby | NY | Oswego | 1 | Conventional Hydroelectric | HY |  | S | 5.1 | 5.2 | 2.8 | N | 1983 |  |  | N | IPP Non-CHP | 2 | X | WAT
Conventional Hydroelectric.WAT | hydro | TRUE | 5914 | Erie Boulevard Hydropower LP | 2569 | Granby | NY | Oswego | 2 | Conventional Hydroelectric | HY |  | S | 5.1 | 5.2 | 2.8 | N | 1983 |  |  | N | IPP Non-CHP | 2 | X | WAT
Conventional Hydroelectric.WAT | hydro | TRUE | 5914 | Erie Boulevard Hydropower LP | 2571 | Hannawa | NY | St Lawrence | 1 | Conventional Hydroelectric | HY |  | S | 3.6 | 3.6 | 0.2 | N | 1914 |  |  | N | IPP Non-CHP | 2 | X | WAT
Conventional Hydroelectric.WAT | hydro | TRUE | 5914 | Erie Boulevard Hydropower LP | 2571 | Hannawa | NY | St Lawrence | 2 | Conventional Hydroelectric | HY |  | S | 3.6 | 3.6 | 0.2 | N | 1920 |  |  | N | IPP Non-CHP | 2 | X | WAT
Conventional Hydroelectric.WAT | hydro | TRUE | 5914 | Erie Boulevard Hydropower LP | 2572 | Herrings | NY | Jefferson | 1 | Conventional Hydroelectric | HY |  | S | 1.5 | 1.5 | 1 | N | 1924 |  |  | N | IPP Non-CHP | 2 | X | WAT
Conventional Hydroelectric.WAT | hydro | TRUE | 5914 | Erie Boulevard Hydropower LP | 2572 | Herrings | NY | Jefferson | 2 | Conventional Hydroelectric | HY |  | S | 1.5 | 1.5 | 1 | N | 1924 |  |  | N | IPP Non-CHP | 2 | X | WAT
Conventional Hydroelectric.WAT | hydro | TRUE | 5914 | Erie Boulevard Hydropower LP | 2572 | Herrings | NY | Jefferson | 3 | Conventional Hydroelectric | HY |  | S | 1.5 | 1.5 | 1 | N | 1924 |  |  | N | IPP Non-CHP | 2 | X | WAT
Conventional Hydroelectric.WAT | hydro | TRUE | 5914 | Erie Boulevard Hydropower LP | 2573 | Heuvelton | NY | St Lawrence | 1 | Conventional Hydroelectric | HY |  | S | 0.4 | 0.4 | 0.2 | N | 1924 |  |  | N | IPP Non-CHP | 2 | X | WAT
Conventional Hydroelectric.WAT | hydro | TRUE | 5914 | Erie Boulevard Hydropower LP | 2573 | Heuvelton | NY | St Lawrence | 2 | Conventional Hydroelectric | HY |  | S | 0.4 | 0.4 | 0.2 | N | 1924 |  |  | N | IPP Non-CHP | 2 | X | WAT
Conventional Hydroelectric.WAT | hydro | TRUE | 14240 | Oswego City of | 2574 | High Dam | NY | Oswego | 1 | Conventional Hydroelectric | HY |  | S | 2.2 | 2.2 | 0.7 | N | 1928 |  |  | N | Electric Utility | 1 | X | WAT
Conventional Hydroelectric.WAT | hydro | TRUE | 14240 | Oswego City of | 2574 | High Dam | NY | Oswego | 2 | Conventional Hydroelectric | HY |  | S | 2.2 | 2.2 | 0.7 | N | 1928 |  |  | N | Electric Utility | 1 | X | WAT
Conventional Hydroelectric.WAT | hydro | TRUE | 14240 | Oswego City of | 2574 | High Dam | NY | Oswego | 3 | Conventional Hydroelectric | HY |  | S | 2.2 | 2.2 | 0.7 | N | 1928 |  |  | N | Electric Utility | 1 | X | WAT
Conventional Hydroelectric.WAT | hydro | TRUE | 14240 | Oswego City of | 2574 | High Dam | NY | Oswego | 4 | Conventional Hydroelectric | HY |  | S | 2.2 | 2.2 | 0.7 | N | 1949 |  |  | N | Electric Utility | 1 | X | WAT
Conventional Hydroelectric.WAT | hydro | TRUE | 5914 | Erie Boulevard Hydropower LP | 2575 | High Falls - Croghan NY | NY | Lewis | 1 | Conventional Hydroelectric | HY |  | S | 1.8 | 1.8 | 1 | N | 1925 |  |  | N | IPP Non-CHP | 2 | X | WAT
Conventional Hydroelectric.WAT | hydro | TRUE | 5914 | Erie Boulevard Hydropower LP | 2575 | High Falls - Croghan NY | NY | Lewis | 2 | Conventional Hydroelectric | HY |  | S | 1.8 | 1.8 | 1 | N | 1925 |  |  | N | IPP Non-CHP | 2 | X | WAT
Conventional Hydroelectric.WAT | hydro | TRUE | 5914 | Erie Boulevard Hydropower LP | 2575 | High Falls - Croghan NY | NY | Lewis | 3 | Conventional Hydroelectric | HY |  | S | 1.8 | 1.8 | 1 | N | 1925 |  |  | N | IPP Non-CHP | 2 | X | WAT
Conventional Hydroelectric.WAT | hydro | TRUE | 5914 | Erie Boulevard Hydropower LP | 2576 | Higley | NY | St Lawrence | 1N | Conventional Hydroelectric | HY |  | S | 1.5 | 1.6 | 0.3 | N | 2003 |  |  | N | IPP Non-CHP | 2 | X | WAT
Conventional Hydroelectric.WAT | hydro | TRUE | 5914 | Erie Boulevard Hydropower LP | 2576 | Higley | NY | St Lawrence | 2N | Conventional Hydroelectric | HY |  | S | 1.6 | 1.6 | 0.3 | N | 2003 |  |  | N | IPP Non-CHP | 2 | X | WAT
Conventional Hydroelectric.WAT | hydro | TRUE | 5914 | Erie Boulevard Hydropower LP | 2576 | Higley | NY | St Lawrence | 3N | Conventional Hydroelectric | HY |  | S | 1.6 | 1.6 | 0.3 | N | 2003 |  |  | N | IPP Non-CHP | 2 | X | WAT
Conventional Hydroelectric.WAT | hydro | TRUE | 5914 | Erie Boulevard Hydropower LP | 2576 | Higley | NY | St Lawrence | 4N | Conventional Hydroelectric | HY |  | S | 1.6 | 1.6 | 0.3 | N | 2003 |  |  | N | IPP Non-CHP | 2 | X | WAT
Conventional Hydroelectric.WAT | hydro | TRUE | 5914 | Erie Boulevard Hydropower LP | 2578 | Hydraulic Race | NY | Niagara | 1 | Conventional Hydroelectric | HY |  | S | 2.8 | 2.4 | 1.8 | N | 1942 |  |  | N | IPP Non-CHP | 2 | X | WAT
Conventional Hydroelectric.WAT | hydro | TRUE | 5914 | Erie Boulevard Hydropower LP | 2579 | Inghams | NY | Fulton | 1 | Conventional Hydroelectric | HY |  | S | 2.8 | 2.9 | 1 | N | 1912 |  |  | N | IPP Non-CHP | 2 | X | WAT
Conventional Hydroelectric.WAT | hydro | TRUE | 5914 | Erie Boulevard Hydropower LP | 2579 | Inghams | NY | Fulton | 2 | Conventional Hydroelectric | HY |  | S | 3.4 | 3.4 | 1 | N | 1912 |  |  | N | IPP Non-CHP | 2 | X | WAT
Conventional Hydroelectric.WAT | hydro | TRUE | 5914 | Erie Boulevard Hydropower LP | 2580 | Johnsonville Dam | NY | Rensselaer | 1 | Conventional Hydroelectric | HY |  | S | 1.1 | 1.1 | 0.3 | N | 1909 |  |  | N | IPP Non-CHP | 2 | X | WAT
Conventional Hydroelectric.WAT | hydro | TRUE | 5914 | Erie Boulevard Hydropower LP | 2580 | Johnsonville Dam | NY | Rensselaer | 2 | Conventional Hydroelectric | HY |  | S | 1.4 | 1.2 | 0.3 | N | 1909 |  |  | N | IPP Non-CHP | 2 | X | WAT
Conventional Hydroelectric.WAT | hydro | TRUE | 5914 | Erie Boulevard Hydropower LP | 2581 | Kamargo | NY | Jefferson | 1 | Conventional Hydroelectric | HY |  | S | 1.3 | 1.7 | 1 | N | 1921 |  |  | N | IPP Non-CHP | 2 | X | WAT
Conventional Hydroelectric.WAT | hydro | TRUE | 5914 | Erie Boulevard Hydropower LP | 2581 | Kamargo | NY | Jefferson | 2 | Conventional Hydroelectric | HY |  | S | 1.3 | 1.7 | 1 | N | 1921 |  |  | N | IPP Non-CHP | 2 | X | WAT
Conventional Hydroelectric.WAT | hydro | TRUE | 5914 | Erie Boulevard Hydropower LP | 2581 | Kamargo | NY | Jefferson | 3 | Conventional Hydroelectric | HY |  | S | 1.3 | 1.7 | 1 | N | 1921 |  |  | N | IPP Non-CHP | 2 | X | WAT
Conventional Hydroelectric.WAT | hydro | TRUE | 5914 | Erie Boulevard Hydropower LP | 2582 | Lighthouse Hill | NY | Oswego | 1 | Conventional Hydroelectric | HY |  | S | 4 | 4 | 0.5 | N | 1930 |  |  | N | IPP Non-CHP | 2 | X | WAT
Conventional Hydroelectric.WAT | hydro | TRUE | 5914 | Erie Boulevard Hydropower LP | 2582 | Lighthouse Hill | NY | Oswego | 2 | Conventional Hydroelectric | HY |  | S | 3.6 | 4 | 0.5 | N | 1930 |  |  | N | IPP Non-CHP | 2 | X | WAT
Conventional Hydroelectric.WAT | hydro | TRUE | 5914 | Erie Boulevard Hydropower LP | 2583 | Macomb | NY | Franklin | 1 | Conventional Hydroelectric | HY |  | S | 0.8 | 0.8 | 0.6 | N | 1940 |  |  | N | IPP Non-CHP | 2 | X | WAT
Conventional Hydroelectric.WAT | hydro | TRUE | 5914 | Erie Boulevard Hydropower LP | 2586 | Minetto | NY | Oswego | 1 | Conventional Hydroelectric | HY |  | S | 1.4 | 1.4 | 1.2 | N | 1915 |  |  | N | IPP Non-CHP | 2 | X | WAT
Conventional Hydroelectric.WAT | hydro | TRUE | 5914 | Erie Boulevard Hydropower LP | 2586 | Minetto | NY | Oswego | 2 | Conventional Hydroelectric | HY |  | S | 1.4 | 1.4 | 1.2 | N | 1915 |  |  | N | IPP Non-CHP | 2 | X | WAT
Conventional Hydroelectric.WAT | hydro | TRUE | 5914 | Erie Boulevard Hydropower LP | 2586 | Minetto | NY | Oswego | 3 | Conventional Hydroelectric | HY |  | S | 1.4 | 1.4 | 1.2 | N | 1915 |  |  | N | IPP Non-CHP | 2 | X | WAT
Conventional Hydroelectric.WAT | hydro | TRUE | 5914 | Erie Boulevard Hydropower LP | 2586 | Minetto | NY | Oswego | 4 | Conventional Hydroelectric | HY |  | S | 1.4 | 1.4 | 1.2 | N | 1915 |  |  | N | IPP Non-CHP | 2 | X | WAT
Conventional Hydroelectric.WAT | hydro | TRUE | 5914 | Erie Boulevard Hydropower LP | 2586 | Minetto | NY | Oswego | 5 | Conventional Hydroelectric | HY |  | S | 1.4 | 1.4 | 1.2 | N | 1915 |  |  | N | IPP Non-CHP | 2 | X | WAT
Conventional Hydroelectric.WAT | hydro | TRUE | 5914 | Erie Boulevard Hydropower LP | 2588 | Moshier | NY | Herkimer | 1 | Conventional Hydroelectric | HY |  | S | 4 | 4 | 2.5 | N | 1929 |  |  | N | IPP Non-CHP | 2 | X | WAT
Conventional Hydroelectric.WAT | hydro | TRUE | 5914 | Erie Boulevard Hydropower LP | 2588 | Moshier | NY | Herkimer | 2 | Conventional Hydroelectric | HY |  | S | 4 | 4 | 2.5 | N | 1929 |  |  | N | IPP Non-CHP | 2 | X | WAT
Nuclear.NUC | nuclear | TRUE | 55951 | Constellation Nuclear | 2589 | Nine Mile Point Nuclear Station | NY | Oswego | 1 | Nuclear | ST |  | S | 620.9 | 626.5 | 105 | N | 1969 |  |  | N | IPP Non-CHP | 2 | X | NUC
Nuclear.NUC | nuclear | TRUE | 55951 | Constellation Nuclear | 2589 | Nine Mile Point Nuclear Station | NY | Oswego | 2 | Nuclear | ST |  | J | 1272.1 | 1293.9 | 75 | N | 1987 |  |  | N | IPP Non-CHP | 2 | X | NUC
Conventional Hydroelectric.WAT | hydro | TRUE | 5914 | Erie Boulevard Hydropower LP | 2590 | Norfolk | NY | St Lawrence | 1 | Conventional Hydroelectric | HY |  | S | 5.1 | 5 | 1 | N | 1928 |  |  | N | IPP Non-CHP | 2 | X | WAT
Conventional Hydroelectric.WAT | hydro | TRUE | 5914 | Erie Boulevard Hydropower LP | 2591 | Norwood | NY | St Lawrence | 1 | Conventional Hydroelectric | HY |  | S | 2.2 | 2.1 | 0.3 | N | 1928 |  |  | N | IPP Non-CHP | 2 | X | WAT
Petroleum Liquids.RFO | petroleum | TRUE | 64701 | Oswego Harbor Power | 2594 | Oswego Harbor Power | NY | Oswego | ST5 | Petroleum Liquids | ST |  | W | 807 | 812 | 150 | N | 1975 |  |  | N | IPP Non-CHP | 2 | X | RFO
Petroleum Liquids.RFO | petroleum | TRUE | 64701 | Oswego Harbor Power | 2594 | Oswego Harbor Power | NY | Oswego | ST6 | Petroleum Liquids | ST |  | W | 808.2 | 808.7 | 150 | N | 1979 |  |  | N | IPP Non-CHP | 2 | X | RFO | NG
Conventional Hydroelectric.WAT | hydro | TRUE | 5914 | Erie Boulevard Hydropower LP | 2595 | Oswego Falls East | NY | Oswego | 1 | Conventional Hydroelectric | HY |  | S | 1.4 | 1.5 | 1 | N | 1914 |  |  | N | IPP Non-CHP | 2 | X | WAT
Conventional Hydroelectric.WAT | hydro | TRUE | 5914 | Erie Boulevard Hydropower LP | 2595 | Oswego Falls East | NY | Oswego | 2 | Conventional Hydroelectric | HY |  | S | 1.4 | 1.5 | 1 | N | 1914 |  |  | N | IPP Non-CHP | 2 | X | WAT
Conventional Hydroelectric.WAT | hydro | TRUE | 5914 | Erie Boulevard Hydropower LP | 2595 | Oswego Falls East | NY | Oswego | 3 | Conventional Hydroelectric | HY |  | S | 1.4 | 1.5 | 1 | N | 1914 |  |  | N | IPP Non-CHP | 2 | X | WAT
Conventional Hydroelectric.WAT | hydro | TRUE | 5914 | Erie Boulevard Hydropower LP | 2596 | Oswego Falls West | NY | Oswego | 4 | Conventional Hydroelectric | HY |  | S | 0.9 | 0.9 | 0.7 | N | 1914 |  |  | N | IPP Non-CHP | 2 | X | WAT
Conventional Hydroelectric.WAT | hydro | TRUE | 5914 | Erie Boulevard Hydropower LP | 2596 | Oswego Falls West | NY | Oswego | 5 | Conventional Hydroelectric | HY |  | S | 0.9 | 0.9 | 0.7 | N | 1914 |  |  | N | IPP Non-CHP | 2 | X | WAT
Conventional Hydroelectric.WAT | hydro | TRUE | 5914 | Erie Boulevard Hydropower LP | 2596 | Oswego Falls West | NY | Oswego | 6 | Conventional Hydroelectric | HY |  | S | 0.4 | 0.4 | 0.4 | N | 2008 |  |  | N | IPP Non-CHP | 2 | X | WAT
Conventional Hydroelectric.WAT | hydro | TRUE | 5914 | Erie Boulevard Hydropower LP | 2596 | Oswego Falls West | NY | Oswego | 7 | Conventional Hydroelectric | HY |  | S | 0.4 | 0.4 | 0.4 | N | 2008 |  |  | N | IPP Non-CHP | 2 | X | WAT
Conventional Hydroelectric.WAT | hydro | TRUE | 5914 | Erie Boulevard Hydropower LP | 2597 | Parishville | NY | St Lawrence | 1 | Conventional Hydroelectric | HY |  | S | 2.3 | 2.4 | 0.8 | N | 1925 |  |  | N | IPP Non-CHP | 2 | X | WAT
Conventional Hydroelectric.WAT | hydro | TRUE | 5914 | Erie Boulevard Hydropower LP | 2598 | Piercefield | NY | St Lawrence | 1 | Conventional Hydroelectric | HY |  | S | 1.6 | 1.6 | 1 | N | 1957 |  |  | N | IPP Non-CHP | 2 | X | WAT
Conventional Hydroelectric.WAT | hydro | TRUE | 5914 | Erie Boulevard Hydropower LP | 2598 | Piercefield | NY | St Lawrence | 2 | Conventional Hydroelectric | HY |  | S | 0.6 | 0.6 | 0.4 | N | 1924 |  |  | N | IPP Non-CHP | 2 | X | WAT
Conventional Hydroelectric.WAT | hydro | TRUE | 5914 | Erie Boulevard Hydropower LP | 2598 | Piercefield | NY | St Lawrence | 3 | Conventional Hydroelectric | HY |  | S | 0.6 | 0.6 | 0.4 | N | 1924 |  |  | N | IPP Non-CHP | 2 | X | WAT
Conventional Hydroelectric.WAT | hydro | TRUE | 5914 | Erie Boulevard Hydropower LP | 2599 | Prospect | NY | Oneida | 1 | Conventional Hydroelectric | HY |  | S | 18.3 | 18.1 | 4 | N | 1959 |  |  | N | IPP Non-CHP | 2 | X | WAT
Conventional Hydroelectric.WAT | hydro | TRUE | 5914 | Erie Boulevard Hydropower LP | 2600 | Rainbow Falls Hydro | NY | St Lawrence | 1 | Conventional Hydroelectric | HY |  | S | 24 | 23.8 | 1 | N | 1956 |  |  | N | IPP Non-CHP | 2 | X | WAT
Conventional Hydroelectric.WAT | hydro | TRUE | 5914 | Erie Boulevard Hydropower LP | 2601 | Raymondville | NY | St Lawrence | 1 | Conventional Hydroelectric | HY |  | S | 2.3 | 2.1 | 0.2 | N | 1928 |  |  | N | IPP Non-CHP | 2 | X | WAT
Conventional Hydroelectric.WAT | hydro | TRUE | 5914 | Erie Boulevard Hydropower LP | 2604 | South Edwards | NY | St Lawrence | 1 | Conventional Hydroelectric | HY |  | S | 1.2 | 1.1 | 0.9 | N | 1912 |  |  | N | IPP Non-CHP | 2 | X | WAT
Conventional Hydroelectric.WAT | hydro | TRUE | 5914 | Erie Boulevard Hydropower LP | 2604 | South Edwards | NY | St Lawrence | 2 | Conventional Hydroelectric | HY |  | S | 1.2 | 1.1 | 0.9 | N | 1912 |  |  | N | IPP Non-CHP | 2 | X | WAT
Conventional Hydroelectric.WAT | hydro | TRUE | 5914 | Erie Boulevard Hydropower LP | 2604 | South Edwards | NY | St Lawrence | 3 | Conventional Hydroelectric | HY |  | S | 0.8 | 0.7 | 0.6 | N | 1921 |  |  | N | IPP Non-CHP | 2 | X | WAT
Conventional Hydroelectric.WAT | hydro | TRUE | 5914 | Erie Boulevard Hydropower LP | 2604 | South Edwards | NY | St Lawrence | 4 | Conventional Hydroelectric | HY |  | S | 0.2 | 0.2 | 0.2 | N | 1994 |  |  | N | IPP Non-CHP | 2 | X | WAT
Conventional Hydroelectric.WAT | hydro | TRUE | 5914 | Erie Boulevard Hydropower LP | 2605 | School Street | NY | Albany | 1 | Conventional Hydroelectric | HY |  | S | 7.5 | 7.1 | 1 | N | 1915 |  |  | N | IPP Non-CHP | 2 | X | WAT
Conventional Hydroelectric.WAT | hydro | TRUE | 5914 | Erie Boulevard Hydropower LP | 2605 | School Street | NY | Albany | 2 | Conventional Hydroelectric | HY |  | S | 5.9 | 6.3 | 1 | N | 1915 |  |  | N | IPP Non-CHP | 2 | X | WAT
Conventional Hydroelectric.WAT | hydro | TRUE | 5914 | Erie Boulevard Hydropower LP | 2605 | School Street | NY | Albany | 3 | Conventional Hydroelectric | HY |  | S | 6.1 | 6.4 | 1 | N | 1915 |  |  | N | IPP Non-CHP | 2 | X | WAT
Conventional Hydroelectric.WAT | hydro | TRUE | 5914 | Erie Boulevard Hydropower LP | 2605 | School Street | NY | Albany | 4 | Conventional Hydroelectric | HY |  | S | 6.6 | 6.6 | 1 | N | 1922 |  |  | N | IPP Non-CHP | 2 | X | WAT
Conventional Hydroelectric.WAT | hydro | TRUE | 5914 | Erie Boulevard Hydropower LP | 2605 | School Street | NY | Albany | 5 | Conventional Hydroelectric | HY |  | S | 10.8 | 9.7 | 1 | N | 1924 |  |  | N | IPP Non-CHP | 2 | X | WAT
Conventional Hydroelectric.WAT | hydro | TRUE | 5914 | Erie Boulevard Hydropower LP | 2606 | Schaghticoke | NY | Rensselaer | 1 | Conventional Hydroelectric | HY |  | S | 4 | 4.3 | 1.5 | N | 1908 |  |  | N | IPP Non-CHP | 2 | X | WAT
Conventional Hydroelectric.WAT | hydro | TRUE | 5914 | Erie Boulevard Hydropower LP | 2606 | Schaghticoke | NY | Rensselaer | 2 | Conventional Hydroelectric | HY |  | S | 4.1 | 4.1 | 1.5 | N | 1908 |  |  | N | IPP Non-CHP | 2 | X | WAT
Conventional Hydroelectric.WAT | hydro | TRUE | 5914 | Erie Boulevard Hydropower LP | 2606 | Schaghticoke | NY | Rensselaer | 3 | Conventional Hydroelectric | HY |  | S | 3.8 | 3.9 | 1.5 | N | 1908 |  |  | N | IPP Non-CHP | 2 | X | WAT
Conventional Hydroelectric.WAT | hydro | TRUE | 5914 | Erie Boulevard Hydropower LP | 2606 | Schaghticoke | NY | Rensselaer | 4 | Conventional Hydroelectric | HY |  | S | 4 | 3.9 | 1.5 | N | 1908 |  |  | N | IPP Non-CHP | 2 | X | WAT
Conventional Hydroelectric.WAT | hydro | TRUE | 5914 | Erie Boulevard Hydropower LP | 2607 | Schuylerville | NY | Saratoga | 1 | Conventional Hydroelectric | HY |  | S | 1.5 | 1.6 | 0.1 | N | 1919 |  |  | N | IPP Non-CHP | 2 | X | WAT
Conventional Hydroelectric.WAT | hydro | TRUE | 5914 | Erie Boulevard Hydropower LP | 2608 | Sewalls | NY | Jefferson | 1 | Conventional Hydroelectric | HY |  | S | 1.1 | 1.1 | 0.7 | N | 1925 |  |  | N | IPP Non-CHP | 2 | X | WAT
Conventional Hydroelectric.WAT | hydro | TRUE | 5914 | Erie Boulevard Hydropower LP | 2608 | Sewalls | NY | Jefferson | 2 | Conventional Hydroelectric | HY |  | S | 1.1 | 1.1 | 0.7 | N | 1925 |  |  | N | IPP Non-CHP | 2 | X | WAT
Conventional Hydroelectric.WAT | hydro | TRUE | 5914 | Erie Boulevard Hydropower LP | 2609 | Sherman Island | NY | Saratoga | 1 | Conventional Hydroelectric | HY |  | S | 6.7 | 6.7 | 1 | N | 2009 |  |  | N | IPP Non-CHP | 2 | X | WAT
Conventional Hydroelectric.WAT | hydro | TRUE | 5914 | Erie Boulevard Hydropower LP | 2609 | Sherman Island | NY | Saratoga | 2 | Conventional Hydroelectric | HY |  | S | 7 | 8.1 | 1 | N | 1923 |  |  | N | IPP Non-CHP | 2 | X | WAT
Conventional Hydroelectric.WAT | hydro | TRUE | 5914 | Erie Boulevard Hydropower LP | 2609 | Sherman Island | NY | Saratoga | 3 | Conventional Hydroelectric | HY |  | S | 7 | 8.3 | 1 | N | 1923 |  |  | N | IPP Non-CHP | 2 | X | WAT
Conventional Hydroelectric.WAT | hydro | TRUE | 5914 | Erie Boulevard Hydropower LP | 2609 | Sherman Island | NY | Saratoga | 4 | Conventional Hydroelectric | HY |  | S | 7.2 | 7.4 | 1 | N | 1923 |  |  | N | IPP Non-CHP | 2 | X | WAT
Conventional Hydroelectric.WAT | hydro | TRUE | 5914 | Erie Boulevard Hydropower LP | 2609 | Sherman Island | NY | Saratoga | 5 | Conventional Hydroelectric | HY |  | S | 7.7 | 8.2 | 1 | N | 1923 |  |  | N | IPP Non-CHP | 2 | X | WAT
Conventional Hydroelectric.WAT | hydro | TRUE | 5914 | Erie Boulevard Hydropower LP | 2609 | Sherman Island | NY | Saratoga | 6 | Conventional Hydroelectric | HY |  | S | 1.3 | 1.3 | 0.2 | N | 2009 |  |  | N | IPP Non-CHP | 2 | X | WAT
Conventional Hydroelectric.WAT | hydro | TRUE | 5914 | Erie Boulevard Hydropower LP | 2610 | Soft Maple | NY | Lewis | 1 | Conventional Hydroelectric | HY |  | S | 7.2 | 8.1 | 4 | N | 1925 |  |  | N | IPP Non-CHP | 2 | X | WAT
Conventional Hydroelectric.WAT | hydro | TRUE | 5914 | Erie Boulevard Hydropower LP | 2610 | Soft Maple | NY | Lewis | 2 | Conventional Hydroelectric | HY |  | S | 7.2 | 8.1 | 4 | N | 1925 |  |  | N | IPP Non-CHP | 2 | X | WAT
Conventional Hydroelectric.WAT | hydro | TRUE | 5914 | Erie Boulevard Hydropower LP | 2611 | South Colton | NY | St Lawrence | 1 | Conventional Hydroelectric | HY |  | S | 19.8 | 20 | 1 | N | 1954 |  |  | N | IPP Non-CHP | 2 | X | WAT
Conventional Hydroelectric.WAT | hydro | TRUE | 5914 | Erie Boulevard Hydropower LP | 2612 | Spier Falls | NY | Saratoga | 8 | Conventional Hydroelectric | HY |  | S | 8.5 | 8.6 | 4 | N | 1924 |  |  | N | IPP Non-CHP | 2 | X | WAT
Conventional Hydroelectric.WAT | hydro | TRUE | 5914 | Erie Boulevard Hydropower LP | 2612 | Spier Falls | NY | Saratoga | 9 | Conventional Hydroelectric | HY |  | S | 46 | 46.3 | 8 | N | 1930 |  |  | N | IPP Non-CHP | 2 | X | WAT
Conventional Hydroelectric.WAT | hydro | TRUE | 5914 | Erie Boulevard Hydropower LP | 2613 | Stark | NY | St Lawrence | 1 | Conventional Hydroelectric | HY |  | S | 23.3 | 24.5 | 1 | N | 1957 |  |  | N | IPP Non-CHP | 2 | X | WAT
Conventional Hydroelectric.WAT | hydro | TRUE | 5914 | Erie Boulevard Hydropower LP | 2614 | Stewarts Bridge | NY | Saratoga | 1 | Conventional Hydroelectric | HY |  | S | 37.5 | 37.5 | 15 | N | 1952 |  |  | N | IPP Non-CHP | 2 | X | WAT
Conventional Hydroelectric.WAT | hydro | TRUE | 5914 | Erie Boulevard Hydropower LP | 2614 | Stewarts Bridge | NY | Saratoga | 2 | Conventional Hydroelectric | HY |  | S | 2.5 | 2.5 | 0.2 | N | 2013 |  |  | N | IPP Non-CHP | 2 | X | WAT
Conventional Hydroelectric.WAT | hydro | TRUE | 5914 | Erie Boulevard Hydropower LP | 2616 | Sugar Island | NY | St Lawrence | 1 | Conventional Hydroelectric | HY |  | S | 2.1 | 2.1 | 0.2 | N | 1924 |  |  | N | IPP Non-CHP | 2 | X | WAT
Conventional Hydroelectric.WAT | hydro | TRUE | 5914 | Erie Boulevard Hydropower LP | 2616 | Sugar Island | NY | St Lawrence | 2 | Conventional Hydroelectric | HY |  | S | 2 | 2 | 0.2 | N | 1924 |  |  | N | IPP Non-CHP | 2 | X | WAT
Conventional Hydroelectric.WAT | hydro | TRUE | 5914 | Erie Boulevard Hydropower LP | 2617 | Taylorville | NY | Lewis | 1 | Conventional Hydroelectric | HY |  | S | 1.1 | 1.1 | 0.9 | N | 1913 |  |  | N | IPP Non-CHP | 2 | X | WAT
Conventional Hydroelectric.WAT | hydro | TRUE | 5914 | Erie Boulevard Hydropower LP | 2617 | Taylorville | NY | Lewis | 2 | Conventional Hydroelectric | HY |  | S | 0.9 | 0.9 | 0.9 | N | 1913 |  |  | N | IPP Non-CHP | 2 | X | WAT
Conventional Hydroelectric.WAT | hydro | TRUE | 5914 | Erie Boulevard Hydropower LP | 2617 | Taylorville | NY | Lewis | 3 | Conventional Hydroelectric | HY |  | S | 1.1 | 1.1 | 0.9 | N | 1913 |  |  | N | IPP Non-CHP | 2 | X | WAT
Conventional Hydroelectric.WAT | hydro | TRUE | 5914 | Erie Boulevard Hydropower LP | 2617 | Taylorville | NY | Lewis | 4 | Conventional Hydroelectric | HY |  | S | 1.3 | 1.3 | 1.1 | N | 1927 |  |  | N | IPP Non-CHP | 2 | X | WAT
Conventional Hydroelectric.WAT | hydro | TRUE | 5914 | Erie Boulevard Hydropower LP | 2619 | Trenton Falls | NY | Oneida | 5 | Conventional Hydroelectric | HY |  | S | 8.1 | 6.8 | 2 | N | 1919 |  |  | N | IPP Non-CHP | 2 | X | WAT
Conventional Hydroelectric.WAT | hydro | TRUE | 5914 | Erie Boulevard Hydropower LP | 2619 | Trenton Falls | NY | Oneida | 6 | Conventional Hydroelectric | HY |  | S | 8.1 | 6.4 | 2 | N | 1919 |  |  | N | IPP Non-CHP | 2 | X | WAT
Conventional Hydroelectric.WAT | hydro | TRUE | 5914 | Erie Boulevard Hydropower LP | 2619 | Trenton Falls | NY | Oneida | 7 | Conventional Hydroelectric | HY |  | S | 9.7 | 8.7 | 2 | N | 1919 |  |  | N | IPP Non-CHP | 2 | X | WAT
Conventional Hydroelectric.WAT | hydro | TRUE | 5914 | Erie Boulevard Hydropower LP | 2621 | Varick | NY | Oswego | 2 | Conventional Hydroelectric | HY |  | S | 1.4 | 1.4 | 0.9 | N | 1926 |  |  | N | IPP Non-CHP | 2 | X | WAT
Conventional Hydroelectric.WAT | hydro | TRUE | 5914 | Erie Boulevard Hydropower LP | 2621 | Varick | NY | Oswego | 3 | Conventional Hydroelectric | HY |  | S | 1.4 | 1.4 | 0.9 | N | 1926 |  |  | N | IPP Non-CHP | 2 | X | WAT
Conventional Hydroelectric.WAT | hydro | TRUE | 5914 | Erie Boulevard Hydropower LP | 2621 | Varick | NY | Oswego | 4 | Conventional Hydroelectric | HY |  | S | 1.4 | 1.4 | 0.9 | N | 1926 |  |  | N | IPP Non-CHP | 2 | X | WAT
Conventional Hydroelectric.WAT | hydro | TRUE | 5914 | Erie Boulevard Hydropower LP | 2621 | Varick | NY | Oswego | 5 | Conventional Hydroelectric | HY |  | S | 1.4 | 1.4 | 0.9 | N | 1926 |  |  | N | IPP Non-CHP | 2 | X | WAT
Conventional Hydroelectric.WAT | hydro | TRUE | 5914 | Erie Boulevard Hydropower LP | 2623 | Waterport | NY | Orleans | 1 | Conventional Hydroelectric | HY |  | S | 1.8 | 1.8 | 1 | N | 1921 |  |  | N | IPP Non-CHP | 2 | X | WAT
Conventional Hydroelectric.WAT | hydro | TRUE | 5914 | Erie Boulevard Hydropower LP | 2623 | Waterport | NY | Orleans | 2 | Conventional Hydroelectric | HY |  | S | 2 | 2 | 1.1 | N | 1921 |  |  | N | IPP Non-CHP | 2 | X | WAT
Conventional Hydroelectric.WAT | hydro | TRUE | 5914 | Erie Boulevard Hydropower LP | 2624 | Yaleville | NY | St Lawrence | 1 | Conventional Hydroelectric | HY |  | S | 0.4 | 0.4 | 0.3 | N | 1940 |  |  | N | IPP Non-CHP | 2 | X | WAT
Conventional Hydroelectric.WAT | hydro | TRUE | 5914 | Erie Boulevard Hydropower LP | 2624 | Yaleville | NY | St Lawrence | 2 | Conventional Hydroelectric | HY |  | S | 0.2 | 0.1 | 0.1 | N | 1940 |  |  | N | IPP Non-CHP | 2 | X | WAT
Natural Gas Steam Turbine.NG | natural gas steam turbine | TRUE | 64082 | Bowline, LLC | 2625 | Bowline Point | NY | Rockland | 1 | Natural Gas Steam Turbine | ST |  | S | 586 | 593.2 | 80 | N | 1972 |  |  | N | IPP Non-CHP | 2 | X | NG | RFO
Natural Gas Steam Turbine.NG | natural gas steam turbine | TRUE | 64082 | Bowline, LLC | 2625 | Bowline Point | NY | Rockland | 2 | Natural Gas Steam Turbine | ST |  | S | 573.6 | 568.8 | 100 | N | 1974 |  |  | N | IPP Non-CHP | 2 | X | NG | RFO
Conventional Hydroelectric.WAT | hydro | TRUE | 15296 | New York Power Authority | 2627 | Grahamsville | NY | Sullivan | GRHM | Conventional Hydroelectric | HY |  | W | 16.3 | 16.3 | 1 | N | 1956 |  |  | N | Electric Utility | 1 | X | WAT
Natural Gas Fired Combustion Turbine.NG | natural gas peaker | TRUE | 56142 | Alliance NYGT, LLC | 2628 | Hillburn | NY | Rockland | GEN1 | Natural Gas Fired Combustion Turbine | GT |  | S | 33.1 | 43.8 | 5 | N | 1972 |  |  | N | IPP Non-CHP | 2 | X | NG | KER
Conventional Hydroelectric.WAT | hydro | TRUE | 57280 | Eagle Creek Renewable Energy, LLC | 2630 | Mongaup Falls | NY | Sullivan | GEN1 | Conventional Hydroelectric | HY |  | W | 4.3 | 4.3 | 0.4 | N | 1923 |  |  | N | IPP Non-CHP | 2 | X | WAT
Conventional Hydroelectric.WAT | hydro | TRUE | 57280 | Eagle Creek Renewable Energy, LLC | 2630 | Mongaup Falls | NY | Sullivan | GEN2 | Conventional Hydroelectric | HY |  | W | 1.1 | 1.1 | 0.4 | N | 1923 |  |  | N | IPP Non-CHP | 2 | X | WAT
Conventional Hydroelectric.WAT | hydro | TRUE | 57280 | Eagle Creek Renewable Energy, LLC | 2630 | Mongaup Falls | NY | Sullivan | GEN3 | Conventional Hydroelectric | HY |  | W | 1.1 | 1.1 | 0.4 | N | 1923 |  |  | N | IPP Non-CHP | 2 | X | WAT
Conventional Hydroelectric.WAT | hydro | TRUE | 57280 | Eagle Creek Renewable Energy, LLC | 2630 | Mongaup Falls | NY | Sullivan | GEN4 | Conventional Hydroelectric | HY |  | W | 1.1 | 1.1 | 0.4 | N | 1923 |  |  | N | IPP Non-CHP | 2 | X | WAT
Conventional Hydroelectric.WAT | hydro | TRUE | 57280 | Eagle Creek Renewable Energy, LLC | 2631 | Rio | NY | Sullivan | RIO | Conventional Hydroelectric | HY |  | W | 10.1 | 10.1 | 4 | N | 1927 |  |  | N | IPP Non-CHP | 2 | X | WAT
Conventional Hydroelectric.WAT | hydro | TRUE | 57280 | Eagle Creek Renewable Energy, LLC | 2631 | Rio | NY | Sullivan | RIO2 | Conventional Hydroelectric | HY |  | W | 0.8 | 0.8 | 0.4 | N | 2013 |  |  | N | IPP Non-CHP | 2 | X | WAT
Natural Gas Fired Combustion Turbine.NG | natural gas peaker | TRUE | 56142 | Alliance NYGT, LLC | 2632 | Shoemaker | NY | Orange | SHOE | Natural Gas Fired Combustion Turbine | GT |  | S | 33 | 40 | 5 | N | 1972 |  |  | N | IPP Non-CHP | 2 | X | NG | KER
Conventional Hydroelectric.WAT | hydro | TRUE | 57280 | Eagle Creek Renewable Energy, LLC | 2634 | Swinging Bridge 2 | NY | Sullivan | SWI2 | Conventional Hydroelectric | HY |  | W | 7.4 | 7.4 | 5 | N | 1939 |  |  | N | IPP Non-CHP | 2 | X | WAT
Conventional Hydroelectric.WAT | hydro | TRUE | 57280 | Eagle Creek Renewable Energy, LLC | 2634 | Swinging Bridge 2 | NY | Sullivan | SWI3 | Conventional Hydroelectric | HY |  | W | 1.2 | 1.2 | 0.4 | N | 2019 |  |  | N | IPP Non-CHP | 2 | X | WAT
Conventional Hydroelectric.WAT | hydro | TRUE | 16183 | Rochester Gas & Electric Corp | 2638 | Rochester 26 | NY | Monroe | 1 | Conventional Hydroelectric | HY |  | S | 3 | 3 | 0 | N | 1952 |  |  | N | Electric Utility | 1 | X | WAT
Conventional Hydroelectric.WAT | hydro | TRUE | 16183 | Rochester Gas & Electric Corp | 2639 | Rochester 2 | NY | Monroe | 1 | Conventional Hydroelectric | HY |  | S | 8.5 | 8.5 | 0 | N | 1960 |  |  | N | Electric Utility | 1 | X | WAT
Conventional Hydroelectric.WAT | hydro | TRUE | 16183 | Rochester Gas & Electric Corp | 2641 | Rochester 5 | NY | Monroe | 2 | Conventional Hydroelectric | HY |  | S | 12.9 | 12.9 | 0 | N | 1918 |  |  | N | Electric Utility | 1 | X | WAT
Conventional Hydroelectric.WAT | hydro | TRUE | 16183 | Rochester Gas & Electric Corp | 2641 | Rochester 5 | NY | Monroe | HY1 | Conventional Hydroelectric | HY |  | S | 12.9 | 12.9 | 0 | N | 1918 |  |  | N | Electric Utility | 1 | X | WAT
Conventional Hydroelectric.WAT | hydro | TRUE | 16183 | Rochester Gas & Electric Corp | 2641 | Rochester 5 | NY | Monroe | HY3 | Conventional Hydroelectric | HY |  | S | 18 | 18 | 0 | N | 1927 |  |  | N | Electric Utility | 1 | X | WAT
Conventional Hydroelectric.WAT | hydro | TRUE | 16183 | Rochester Gas & Electric Corp | 2646 | Wiscoy 170 | NY | Allegany | 1 | Conventional Hydroelectric | HY |  | S | 0.6 | 0.6 | 0 | N | 1922 |  |  | N | Electric Utility | 1 | X | WAT
Conventional Hydroelectric.WAT | hydro | TRUE | 16183 | Rochester Gas & Electric Corp | 2646 | Wiscoy 170 | NY | Allegany | 2 | Conventional Hydroelectric | HY |  | S | 0.4 | 0.4 | 0 | N | 1922 |  |  | N | Electric Utility | 1 | X | WAT
Petroleum Liquids.DFO | petroleum | TRUE | 6775 | Village of Freeport - (NY) | 2678 | Plant No 1 Freeport | NY | Nassau | 2 | Petroleum Liquids | IC |  | S | 2.2 | 2.2 | 2.2 | N | 1949 |  |  | N | Electric Utility | 1 | X | DFO
Petroleum Liquids.DFO | petroleum | TRUE | 6775 | Village of Freeport - (NY) | 2678 | Plant No 1 Freeport | NY | Nassau | 3 | Petroleum Liquids | IC |  | S | 2 | 2 | 2 | N | 1954 |  |  | N | Electric Utility | 1 | X | DFO
Petroleum Liquids.KER | petroleum | TRUE | 6775 | Village of Freeport - (NY) | 2679 | Plant No 2 Freeport | NY | Nassau | 3 | Petroleum Liquids | GT |  | S | 16.8 | 18 | 5 | N | 1973 |  |  | N | Electric Utility | 1 | X | KER | DFO
Natural Gas Fired Combustion Turbine.NG | natural gas peaker | TRUE | 6775 | Village of Freeport - (NY) | 2679 | Plant No 2 Freeport | NY | Nassau | CT5 | Natural Gas Fired Combustion Turbine | GT |  | S | 49 | 49 | 25 | N | 2004 |  |  | N | Electric Utility | 1 | X | NG | KER
Petroleum Liquids.DFO | petroleum | TRUE | 7630 | Village of Greenport - (NY) | 2681 | Greenport | NY | Suffolk | 2 | Petroleum Liquids | IC |  | S | 1.5 | 1.6 |  | N | 1997 |  |  | N | Electric Utility | 1 | X | DFO
Petroleum Liquids.DFO | petroleum | TRUE | 7630 | Village of Greenport - (NY) | 2681 | Greenport | NY | Suffolk | 4 | Petroleum Liquids | IC |  | S | 1.2 | 1.2 | 0.3 | N | 1957 |  |  | N | Electric Utility | 1 | X | DFO
Petroleum Liquids.DFO | petroleum | TRUE | 7630 | Village of Greenport - (NY) | 2681 | Greenport | NY | Suffolk | 5 | Petroleum Liquids | IC |  | S | 1.6 | 1.6 | 0.3 | N | 1965 |  |  | N | Electric Utility | 1 | X | DFO
Petroleum Liquids.DFO | petroleum | TRUE | 7630 | Village of Greenport - (NY) | 2681 | Greenport | NY | Suffolk | 6 | Petroleum Liquids | IC |  | S | 2.6 | 2.6 | 0.4 | N | 1971 |  |  | N | Electric Utility | 1 | X | DFO
Petroleum Liquids.DFO | petroleum | TRUE | 7630 | Village of Greenport - (NY) | 2681 | Greenport | NY | Suffolk | 7 | Petroleum Liquids | IC |  | S | 1.6 | 1.6 |  | N | 1997 |  |  | N | Electric Utility | 1 | X | DFO
Natural Gas Steam Turbine.NG | natural gas steam turbine | TRUE | 9645 | Jamestown Board of Public Util | 2682 | S A Carlson | NY | Chautauqua | 5 | Natural Gas Steam Turbine | ST | 1 | S | 22.5 | 22.5 | 5 | N | 1951 |  |  | N | Electric Utility | 1 | X | NG | DFO
Natural Gas Steam Turbine.NG | natural gas steam turbine | TRUE | 9645 | Jamestown Board of Public Util | 2682 | S A Carlson | NY | Chautauqua | 6 | Natural Gas Steam Turbine | ST | 1 | S | 22.5 | 22.5 | 5 | N | 1968 |  |  | N | Electric Utility | 1 | X | NG | DFO
Natural Gas Fired Combustion Turbine.NG | natural gas peaker | TRUE | 9645 | Jamestown Board of Public Util | 2682 | S A Carlson | NY | Chautauqua | 7 | Natural Gas Fired Combustion Turbine | GT | 1 | S | 42 | 47 | 9 | N | 2001 |  |  | N | Electric Utility | 1 | X | NG
Conventional Hydroelectric.WAT | hydro | TRUE | 15296 | New York Power Authority | 2685 | Crescent | NY | Albany | 1 | Conventional Hydroelectric | HY |  | S | 2.8 | 2.8 | 1 | N | 1924 |  |  | N | Electric Utility | 1 | X | WAT
Conventional Hydroelectric.WAT | hydro | TRUE | 15296 | New York Power Authority | 2685 | Crescent | NY | Albany | 2 | Conventional Hydroelectric | HY |  | S | 2.8 | 2.8 | 1 | N | 1924 |  |  | N | Electric Utility | 1 | X | WAT
Conventional Hydroelectric.WAT | hydro | TRUE | 15296 | New York Power Authority | 2685 | Crescent | NY | Albany | 3 | Conventional Hydroelectric | HY |  | S | 3 | 3 | 1 | N | 1991 |  |  | N | Electric Utility | 1 | X | WAT
Conventional Hydroelectric.WAT | hydro | TRUE | 15296 | New York Power Authority | 2685 | Crescent | NY | Albany | 4 | Conventional Hydroelectric | HY |  | S | 3 | 3 | 1 | N | 1991 |  |  | N | Electric Utility | 1 | X | WAT
Conventional Hydroelectric.WAT | hydro | TRUE | 15296 | New York Power Authority | 2686 | Vischer Ferry | NY | Saratoga | 1 | Conventional Hydroelectric | HY |  | S | 2.8 | 2.9 | 1 | N | 1924 |  |  | N | Electric Utility | 1 | X | WAT
Conventional Hydroelectric.WAT | hydro | TRUE | 15296 | New York Power Authority | 2686 | Vischer Ferry | NY | Saratoga | 2 | Conventional Hydroelectric | HY |  | S | 2.8 | 2.9 | 1 | N | 1924 |  |  | N | Electric Utility | 1 | X | WAT
Conventional Hydroelectric.WAT | hydro | TRUE | 15296 | New York Power Authority | 2686 | Vischer Ferry | NY | Saratoga | 3 | Conventional Hydroelectric | HY |  | S | 3 | 2.9 | 1 | N | 1991 |  |  | N | Electric Utility | 1 | X | WAT
Conventional Hydroelectric.WAT | hydro | TRUE | 15296 | New York Power Authority | 2686 | Vischer Ferry | NY | Saratoga | 4 | Conventional Hydroelectric | HY |  | S | 3 | 2.9 | 1 | N | 1991 |  |  | N | Electric Utility | 1 | X | WAT
Hydroelectric Pumped Storage.WAT | other | TRUE | 15296 | New York Power Authority | 2691 | Blenheim Gilboa | NY | Schoharie | 1 | Hydroelectric Pumped Storage | PS |  | S | 290.7 | 290.7 | 1 | N | 1973 |  |  | N | Electric Utility | 1 | X | WAT
Hydroelectric Pumped Storage.WAT | other | TRUE | 15296 | New York Power Authority | 2691 | Blenheim Gilboa | NY | Schoharie | 2 | Hydroelectric Pumped Storage | PS |  | S | 291.2 | 291.2 | 1 | N | 1973 |  |  | N | Electric Utility | 1 | X | WAT
Hydroelectric Pumped Storage.WAT | other | TRUE | 15296 | New York Power Authority | 2691 | Blenheim Gilboa | NY | Schoharie | 3 | Hydroelectric Pumped Storage | PS |  | S | 291.7 | 291.7 | 1 | N | 1973 |  |  | N | Electric Utility | 1 | X | WAT
Hydroelectric Pumped Storage.WAT | other | TRUE | 15296 | New York Power Authority | 2691 | Blenheim Gilboa | NY | Schoharie | 4 | Hydroelectric Pumped Storage | PS |  | S | 291.5 | 291.5 | 1 | N | 1973 |  |  | N | Electric Utility | 1 | X | WAT
Hydroelectric Pumped Storage.WAT | other | TRUE | 15296 | New York Power Authority | 2692 | Lewiston Niagara | NY | Niagara | 1 | Hydroelectric Pumped Storage | PS |  | S | 20 | 20 | 1 | N | 1961 |  |  | N | Electric Utility | 1 | X | WAT
Hydroelectric Pumped Storage.WAT | other | TRUE | 15296 | New York Power Authority | 2692 | Lewiston Niagara | NY | Niagara | 10 | Hydroelectric Pumped Storage | PS |  | S | 20 | 20 | 1 | N | 1962 |  |  | N | Electric Utility | 1 | X | WAT
Hydroelectric Pumped Storage.WAT | other | TRUE | 15296 | New York Power Authority | 2692 | Lewiston Niagara | NY | Niagara | 11 | Hydroelectric Pumped Storage | PS |  | S | 20 | 20 | 1 | N | 1962 |  |  | N | Electric Utility | 1 | X | WAT
Hydroelectric Pumped Storage.WAT | other | TRUE | 15296 | New York Power Authority | 2692 | Lewiston Niagara | NY | Niagara | 12 | Hydroelectric Pumped Storage | PS |  | S | 20 | 20 | 1 | N | 1962 |  |  | N | Electric Utility | 1 | X | WAT
Hydroelectric Pumped Storage.WAT | other | TRUE | 15296 | New York Power Authority | 2692 | Lewiston Niagara | NY | Niagara | 2 | Hydroelectric Pumped Storage | PS |  | S | 20 | 20 | 1 | N | 1961 |  |  | N | Electric Utility | 1 | X | WAT
Hydroelectric Pumped Storage.WAT | other | TRUE | 15296 | New York Power Authority | 2692 | Lewiston Niagara | NY | Niagara | 3 | Hydroelectric Pumped Storage | PS |  | S | 20 | 20 | 1 | N | 1961 |  |  | N | Electric Utility | 1 | X | WAT
Hydroelectric Pumped Storage.WAT | other | TRUE | 15296 | New York Power Authority | 2692 | Lewiston Niagara | NY | Niagara | 4 | Hydroelectric Pumped Storage | PS |  | S | 20 | 20 | 1 | N | 1962 |  |  | N | Electric Utility | 1 | X | WAT
Hydroelectric Pumped Storage.WAT | other | TRUE | 15296 | New York Power Authority | 2692 | Lewiston Niagara | NY | Niagara | 5 | Hydroelectric Pumped Storage | PS |  | S | 20 | 20 | 1 | N | 1962 |  |  | N | Electric Utility | 1 | X | WAT
Hydroelectric Pumped Storage.WAT | other | TRUE | 15296 | New York Power Authority | 2692 | Lewiston Niagara | NY | Niagara | 6 | Hydroelectric Pumped Storage | PS |  | S | 20 | 20 | 1 | N | 1962 |  |  | N | Electric Utility | 1 | X | WAT
Hydroelectric Pumped Storage.WAT | other | TRUE | 15296 | New York Power Authority | 2692 | Lewiston Niagara | NY | Niagara | 7 | Hydroelectric Pumped Storage | PS |  | S | 20 | 20 | 1 | N | 1962 |  |  | N | Electric Utility | 1 | X | WAT
Hydroelectric Pumped Storage.WAT | other | TRUE | 15296 | New York Power Authority | 2692 | Lewiston Niagara | NY | Niagara | 8 | Hydroelectric Pumped Storage | PS |  | S | 20 | 20 | 1 | N | 1962 |  |  | N | Electric Utility | 1 | X | WAT
Hydroelectric Pumped Storage.WAT | other | TRUE | 15296 | New York Power Authority | 2692 | Lewiston Niagara | NY | Niagara | 9 | Hydroelectric Pumped Storage | PS |  | S | 20 | 20 | 1 | N | 1962 |  |  | N | Electric Utility | 1 | X | WAT
Conventional Hydroelectric.WAT | hydro | TRUE | 15296 | New York Power Authority | 2693 | Robert Moses Niagara | NY | Niagara | 1 | Conventional Hydroelectric | HY |  | S | 187.3 | 187.3 | 1 | N | 1961 |  |  | N | Electric Utility | 1 | X | WAT
Conventional Hydroelectric.WAT | hydro | TRUE | 15296 | New York Power Authority | 2693 | Robert Moses Niagara | NY | Niagara | 10 | Conventional Hydroelectric | HY |  | S | 187.3 | 187.3 | 1 | N | 1961 |  |  | N | Electric Utility | 1 | X | WAT
Conventional Hydroelectric.WAT | hydro | TRUE | 15296 | New York Power Authority | 2693 | Robert Moses Niagara | NY | Niagara | 11 | Conventional Hydroelectric | HY |  | S | 187.3 | 187.3 | 1 | N | 1962 |  |  | N | Electric Utility | 1 | X | WAT
Conventional Hydroelectric.WAT | hydro | TRUE | 15296 | New York Power Authority | 2693 | Robert Moses Niagara | NY | Niagara | 12 | Conventional Hydroelectric | HY |  | S | 187.3 | 187.3 | 1 | N | 1962 |  |  | N | Electric Utility | 1 | X | WAT
Conventional Hydroelectric.WAT | hydro | TRUE | 15296 | New York Power Authority | 2693 | Robert Moses Niagara | NY | Niagara | 13 | Conventional Hydroelectric | HY |  | S | 187.3 | 187.3 | 1 | N | 1962 |  |  | N | Electric Utility | 1 | X | WAT
Conventional Hydroelectric.WAT | hydro | TRUE | 15296 | New York Power Authority | 2693 | Robert Moses Niagara | NY | Niagara | 2 | Conventional Hydroelectric | HY |  | S | 187.3 | 187.3 | 1 | N | 1962 |  |  | N | Electric Utility | 1 | X | WAT
Conventional Hydroelectric.WAT | hydro | TRUE | 15296 | New York Power Authority | 2693 | Robert Moses Niagara | NY | Niagara | 3 | Conventional Hydroelectric | HY |  | S | 187.3 | 187.3 | 1 | N | 1961 |  |  | N | Electric Utility | 1 | X | WAT
Conventional Hydroelectric.WAT | hydro | TRUE | 15296 | New York Power Authority | 2693 | Robert Moses Niagara | NY | Niagara | 4 | Conventional Hydroelectric | HY |  | S | 187.3 | 187.3 | 1 | N | 1961 |  |  | N | Electric Utility | 1 | X | WAT
Conventional Hydroelectric.WAT | hydro | TRUE | 15296 | New York Power Authority | 2693 | Robert Moses Niagara | NY | Niagara | 5 | Conventional Hydroelectric | HY |  | S | 187.3 | 187.3 | 1 | N | 1961 |  |  | N | Electric Utility | 1 | X | WAT
Conventional Hydroelectric.WAT | hydro | TRUE | 15296 | New York Power Authority | 2693 | Robert Moses Niagara | NY | Niagara | 6 | Conventional Hydroelectric | HY |  | S | 187.3 | 187.3 | 1 | N | 1961 |  |  | N | Electric Utility | 1 | X | WAT
Conventional Hydroelectric.WAT | hydro | TRUE | 15296 | New York Power Authority | 2693 | Robert Moses Niagara | NY | Niagara | 7 | Conventional Hydroelectric | HY |  | S | 187.3 | 187.3 | 1 | N | 1961 |  |  | N | Electric Utility | 1 | X | WAT
Conventional Hydroelectric.WAT | hydro | TRUE | 15296 | New York Power Authority | 2693 | Robert Moses Niagara | NY | Niagara | 8 | Conventional Hydroelectric | HY |  | S | 187.3 | 187.3 | 1 | N | 1961 |  |  | N | Electric Utility | 1 | X | WAT
Conventional Hydroelectric.WAT | hydro | TRUE | 15296 | New York Power Authority | 2693 | Robert Moses Niagara | NY | Niagara | 9 | Conventional Hydroelectric | HY |  | S | 187.3 | 187.3 | 1 | N | 1961 |  |  | N | Electric Utility | 1 | X | WAT
Conventional Hydroelectric.WAT | hydro | TRUE | 15296 | New York Power Authority | 2694 | Robert Moses Power Dam | NY | St Lawrence | 17 | Conventional Hydroelectric | HY |  | S | 53.5 | 53.5 | 1 | N | 1959 |  |  | N | Electric Utility | 1 | X | WAT
Conventional Hydroelectric.WAT | hydro | TRUE | 15296 | New York Power Authority | 2694 | Robert Moses Power Dam | NY | St Lawrence | 18 | Conventional Hydroelectric | HY |  | S | 53.5 | 53.5 | 1 | N | 1959 |  |  | N | Electric Utility | 1 | X | WAT
Conventional Hydroelectric.WAT | hydro | TRUE | 15296 | New York Power Authority | 2694 | Robert Moses Power Dam | NY | St Lawrence | 19 | Conventional Hydroelectric | HY |  | S | 53.5 | 53.5 | 1 | N | 1959 |  |  | N | Electric Utility | 1 | X | WAT
Conventional Hydroelectric.WAT | hydro | TRUE | 15296 | New York Power Authority | 2694 | Robert Moses Power Dam | NY | St Lawrence | 20 | Conventional Hydroelectric | HY |  | S | 53.5 | 53.5 | 1 | N | 1959 |  |  | N | Electric Utility | 1 | X | WAT
Conventional Hydroelectric.WAT | hydro | TRUE | 15296 | New York Power Authority | 2694 | Robert Moses Power Dam | NY | St Lawrence | 21 | Conventional Hydroelectric | HY |  | S | 53.5 | 53.5 | 1 | N | 1959 |  |  | N | Electric Utility | 1 | X | WAT
Conventional Hydroelectric.WAT | hydro | TRUE | 15296 | New York Power Authority | 2694 | Robert Moses Power Dam | NY | St Lawrence | 22 | Conventional Hydroelectric | HY |  | S | 53.5 | 53.5 | 1 | N | 1959 |  |  | N | Electric Utility | 1 | X | WAT
Conventional Hydroelectric.WAT | hydro | TRUE | 15296 | New York Power Authority | 2694 | Robert Moses Power Dam | NY | St Lawrence | 23 | Conventional Hydroelectric | HY |  | S | 53.5 | 53.5 | 1 | N | 1959 |  |  | N | Electric Utility | 1 | X | WAT
Conventional Hydroelectric.WAT | hydro | TRUE | 15296 | New York Power Authority | 2694 | Robert Moses Power Dam | NY | St Lawrence | 24 | Conventional Hydroelectric | HY |  | S | 53.5 | 53.5 | 1 | N | 1958 |  |  | N | Electric Utility | 1 | X | WAT
Conventional Hydroelectric.WAT | hydro | TRUE | 15296 | New York Power Authority | 2694 | Robert Moses Power Dam | NY | St Lawrence | 25 | Conventional Hydroelectric | HY |  | S | 53.5 | 53.5 | 1 | N | 1958 |  |  | N | Electric Utility | 1 | X | WAT
Conventional Hydroelectric.WAT | hydro | TRUE | 15296 | New York Power Authority | 2694 | Robert Moses Power Dam | NY | St Lawrence | 26 | Conventional Hydroelectric | HY |  | S | 53.5 | 53.5 | 1 | N | 1958 |  |  | N | Electric Utility | 1 | X | WAT
Conventional Hydroelectric.WAT | hydro | TRUE | 15296 | New York Power Authority | 2694 | Robert Moses Power Dam | NY | St Lawrence | 27 | Conventional Hydroelectric | HY |  | S | 53.5 | 53.5 | 1 | N | 1958 |  |  | N | Electric Utility | 1 | X | WAT
Conventional Hydroelectric.WAT | hydro | TRUE | 15296 | New York Power Authority | 2694 | Robert Moses Power Dam | NY | St Lawrence | 28 | Conventional Hydroelectric | HY |  | S | 53.5 | 53.5 | 1 | N | 1958 |  |  | N | Electric Utility | 1 | X | WAT
Conventional Hydroelectric.WAT | hydro | TRUE | 15296 | New York Power Authority | 2694 | Robert Moses Power Dam | NY | St Lawrence | 29 | Conventional Hydroelectric | HY |  | S | 53.5 | 53.5 | 1 | N | 1958 |  |  | N | Electric Utility | 1 | X | WAT
Conventional Hydroelectric.WAT | hydro | TRUE | 15296 | New York Power Authority | 2694 | Robert Moses Power Dam | NY | St Lawrence | 30 | Conventional Hydroelectric | HY |  | S | 53.5 | 53.5 | 1 | N | 1958 |  |  | N | Electric Utility | 1 | X | WAT
Conventional Hydroelectric.WAT | hydro | TRUE | 15296 | New York Power Authority | 2694 | Robert Moses Power Dam | NY | St Lawrence | 31 | Conventional Hydroelectric | HY |  | S | 53.5 | 53.5 | 1 | N | 1958 |  |  | N | Electric Utility | 1 | X | WAT
Conventional Hydroelectric.WAT | hydro | TRUE | 15296 | New York Power Authority | 2694 | Robert Moses Power Dam | NY | St Lawrence | 32 | Conventional Hydroelectric | HY |  | S | 53.5 | 53.5 | 1 | N | 1958 |  |  | N | Electric Utility | 1 | X | WAT
Natural Gas Internal Combustion Engine.NG | natural gas peaker | TRUE | 16217 | Village of Rockville Centre - (NY) | 2695 | Charles P Keller | NY | Nassau | 10 | Natural Gas Internal Combustion Engine | IC |  | S | 3.2 | 3.2 | 1.6 | N | 1954 |  |  | N | Electric Utility | 1 | X | NG | DFO
Natural Gas Internal Combustion Engine.NG | natural gas peaker | TRUE | 16217 | Village of Rockville Centre - (NY) | 2695 | Charles P Keller | NY | Nassau | 11 | Natural Gas Internal Combustion Engine | IC |  | S | 5.2 | 5.2 | 2.6 | N | 1962 |  |  | N | Electric Utility | 1 | X | NG | DFO
Natural Gas Internal Combustion Engine.NG | natural gas peaker | TRUE | 16217 | Village of Rockville Centre - (NY) | 2695 | Charles P Keller | NY | Nassau | 12 | Natural Gas Internal Combustion Engine | IC |  | S | 5.5 | 5.5 | 2.7 | N | 1967 |  |  | N | Electric Utility | 1 | X | NG | DFO
Natural Gas Internal Combustion Engine.NG | natural gas peaker | TRUE | 16217 | Village of Rockville Centre - (NY) | 2695 | Charles P Keller | NY | Nassau | 13 | Natural Gas Internal Combustion Engine | IC |  | S | 5.5 | 5.5 | 2.7 | N | 1974 |  |  | N | Electric Utility | 1 | X | NG | DFO
Natural Gas Internal Combustion Engine.NG | natural gas peaker | TRUE | 16217 | Village of Rockville Centre - (NY) | 2695 | Charles P Keller | NY | Nassau | 14 | Natural Gas Internal Combustion Engine | IC |  | S | 6.2 | 6.2 | 3.1 | N | 1994 |  |  | N | Electric Utility | 1 | X | NG | DFO
Natural Gas Internal Combustion Engine.NG | natural gas peaker | TRUE | 16217 | Village of Rockville Centre - (NY) | 2695 | Charles P Keller | NY | Nassau | 9 | Natural Gas Internal Combustion Engine | IC |  | S | 3.2 | 3.2 | 1.6 | N | 1954 |  |  | N | Electric Utility | 1 | X | NG | DFO
Conventional Hydroelectric.WAT | hydro | TRUE | 20188 | City of Watertown - (NY) | 2700 | Watertown | NY | Jefferson | 1 | Conventional Hydroelectric | HY |  | S | 2.1 | 2.1 | 0.6 | N | 1924 |  |  | N | Electric Utility | 1 | X | WAT
Conventional Hydroelectric.WAT | hydro | TRUE | 20188 | City of Watertown - (NY) | 2700 | Watertown | NY | Jefferson | 2 | Conventional Hydroelectric | HY |  | S | 2.1 | 2.1 | 0.6 | N | 1924 |  |  | N | Electric Utility | 1 | X | WAT
Conventional Hydroelectric.WAT | hydro | TRUE | 20188 | City of Watertown - (NY) | 2700 | Watertown | NY | Jefferson | 3 | Conventional Hydroelectric | HY |  | S | 2.1 | 2.1 | 0.6 | N | 1924 |  |  | N | Electric Utility | 1 | X | WAT
Natural Gas Fired Combined Cycle.NG | natural gas combined cycle | TRUE | 3046 | Duke Energy Progress - (NC) | 2706 | Asheville | NC | Buncombe | CT5 | Natural Gas Fired Combined Cycle | CT | CC1 | S | 163 | 190 | 158 | N | 2019 |  |  | N | Electric Utility | 1 | X | NG | DFO
Natural Gas Fired Combined Cycle.NG | natural gas combined cycle | TRUE | 3046 | Duke Energy Progress - (NC) | 2706 | Asheville | NC | Buncombe | CT7 | Natural Gas Fired Combined Cycle | CT | CC2 | S | 161 | 190 | 158 | N | 2020 |  |  | N | Electric Utility | 1 | X | NG | DFO
Natural Gas Fired Combustion Turbine.NG | natural gas peaker | TRUE | 3046 | Duke Energy Progress - (NC) | 2706 | Asheville | NC | Buncombe | GT1 | Natural Gas Fired Combustion Turbine | GT |  | S | 160 | 185 | 70 | N | 1999 |  |  | N | Electric Utility | 1 | X | NG | DFO
Natural Gas Fired Combustion Turbine.NG | natural gas peaker | TRUE | 3046 | Duke Energy Progress - (NC) | 2706 | Asheville | NC | Buncombe | GT2 | Natural Gas Fired Combustion Turbine | GT |  | S | 160 | 185 | 70 | N | 2000 |  |  | N | Electric Utility | 1 | X | NG | DFO
Natural Gas Fired Combined Cycle.NG | natural gas combined cycle | TRUE | 3046 | Duke Energy Progress - (NC) | 2706 | Asheville | NC | Buncombe | ST6 | Natural Gas Fired Combined Cycle | CA | CC1 | S | 85 | 90 | 85 | N | 2019 |  |  | N | Electric Utility | 1 | X | NG | DFO
Natural Gas Fired Combined Cycle.NG | natural gas combined cycle | TRUE | 3046 | Duke Energy Progress - (NC) | 2706 | Asheville | NC | Buncombe | ST8 | Natural Gas Fired Combined Cycle | CA | CC2 | S | 85 | 90 | 85 | N | 2020 |  |  | N | Electric Utility | 1 | X | NG | DFO
Conventional Hydroelectric.WAT | hydro | TRUE | 3046 | Duke Energy Progress - (NC) | 2707 | Blewett | NC | Anson | 1 | Conventional Hydroelectric | HY |  | S | 4 | 4 | 3 | N | 1912 |  |  | N | Electric Utility | 1 | X | WAT
Conventional Hydroelectric.WAT | hydro | TRUE | 3046 | Duke Energy Progress - (NC) | 2707 | Blewett | NC | Anson | 2 | Conventional Hydroelectric | HY |  | S | 4 | 4 | 3 | N | 1912 |  |  | N | Electric Utility | 1 | X | WAT
Conventional Hydroelectric.WAT | hydro | TRUE | 3046 | Duke Energy Progress - (NC) | 2707 | Blewett | NC | Anson | 3 | Conventional Hydroelectric | HY |  | S | 4 | 4 | 3 | N | 1912 |  |  | N | Electric Utility | 1 | X | WAT
Conventional Hydroelectric.WAT | hydro | TRUE | 3046 | Duke Energy Progress - (NC) | 2707 | Blewett | NC | Anson | 4 | Conventional Hydroelectric | HY |  | S | 5 | 5 | 4 | N | 1912 |  |  | N | Electric Utility | 1 | X | WAT
Conventional Hydroelectric.WAT | hydro | TRUE | 3046 | Duke Energy Progress - (NC) | 2707 | Blewett | NC | Anson | 5 | Conventional Hydroelectric | HY |  | S | 5 | 5 | 4 | N | 1912 |  |  | N | Electric Utility | 1 | X | WAT
Conventional Hydroelectric.WAT | hydro | TRUE | 3046 | Duke Energy Progress - (NC) | 2707 | Blewett | NC | Anson | 6 | Conventional Hydroelectric | HY |  | S | 5 | 5 | 4 | N | 1912 |  |  | N | Electric Utility | 1 | X | WAT
Petroleum Liquids.DFO | petroleum | TRUE | 3046 | Duke Energy Progress - (NC) | 2707 | Blewett | NC | Anson | GT1 | Petroleum Liquids | GT |  | S | 13 | 17 | 9 | N | 1971 |  |  | N | Electric Utility | 1 | X | DFO
Petroleum Liquids.DFO | petroleum | TRUE | 3046 | Duke Energy Progress - (NC) | 2707 | Blewett | NC | Anson | GT2 | Petroleum Liquids | GT |  | S | 13 | 17 | 9 | N | 1971 |  |  | N | Electric Utility | 1 | X | DFO
Petroleum Liquids.DFO | petroleum | TRUE | 3046 | Duke Energy Progress - (NC) | 2707 | Blewett | NC | Anson | GT3 | Petroleum Liquids | GT |  | S | 13 | 17 | 9 | N | 1971 |  |  | N | Electric Utility | 1 | X | DFO
Petroleum Liquids.DFO | petroleum | TRUE | 3046 | Duke Energy Progress - (NC) | 2707 | Blewett | NC | Anson | GT4 | Petroleum Liquids | GT |  | S | 13 | 17 | 9 | N | 1971 |  |  | N | Electric Utility | 1 | X | DFO
Conventional Hydroelectric.WAT | hydro | TRUE | 3046 | Duke Energy Progress - (NC) | 2710 | Marshall Dam | NC | Madison | HC1 | Conventional Hydroelectric | HY |  | S | 2 | 2 | 2 | N | 1985 |  |  | N | Electric Utility | 1 | X | WAT
Conventional Hydroelectric.WAT | hydro | TRUE | 3046 | Duke Energy Progress - (NC) | 2710 | Marshall Dam | NC | Madison | HC2 | Conventional Hydroelectric | HY |  | S | 2 | 2 | 2 | N | 1985 |  |  | N | Electric Utility | 1 | X | WAT
Conventional Steam Coal.BIT | hard coal | TRUE | 3046 | Duke Energy Progress - (NC) | 2712 | Roxboro | NC | Person | 1 | Conventional Steam Coal | ST |  | S | 379 | 380 | 70 | N | 1966 |  |  | N | Electric Utility | 1 | X | BIT
Conventional Steam Coal.BIT | hard coal | TRUE | 3046 | Duke Energy Progress - (NC) | 2712 | Roxboro | NC | Person | 2 | Conventional Steam Coal | ST |  | S | 668 | 673 | 85 | N | 1968 |  |  | N | Electric Utility | 1 | X | BIT
Conventional Steam Coal.BIT | hard coal | TRUE | 3046 | Duke Energy Progress - (NC) | 2712 | Roxboro | NC | Person | 3 | Conventional Steam Coal | ST |  | S | 694 | 698 | 68 | N | 1973 |  |  | N | Electric Utility | 1 | X | BIT
Conventional Steam Coal.BIT | hard coal | TRUE | 3046 | Duke Energy Progress - (NC) | 2712 | Roxboro | NC | Person | 4 | Conventional Steam Coal | ST |  | S | 698 | 711 | 125 | N | 1980 |  |  | N | Electric Utility | 1 | X | BIT
Conventional Hydroelectric.WAT | hydro | TRUE | 3046 | Duke Energy Progress - (NC) | 2714 | Tillery | NC | Montgomery | 1 | Conventional Hydroelectric | HY |  | S | 21 | 21 | 21 | N | 1928 |  |  | N | Electric Utility | 1 | X | WAT
Conventional Hydroelectric.WAT | hydro | TRUE | 3046 | Duke Energy Progress - (NC) | 2714 | Tillery | NC | Montgomery | 2 | Conventional Hydroelectric | HY |  | S | 18 | 18 | 18 | N | 1928 |  |  | N | Electric Utility | 1 | X | WAT
Conventional Hydroelectric.WAT | hydro | TRUE | 3046 | Duke Energy Progress - (NC) | 2714 | Tillery | NC | Montgomery | 3 | Conventional Hydroelectric | HY |  | S | 21 | 21 | 21 | N | 1928 |  |  | N | Electric Utility | 1 | X | WAT
Conventional Hydroelectric.WAT | hydro | TRUE | 3046 | Duke Energy Progress - (NC) | 2714 | Tillery | NC | Montgomery | 4 | Conventional Hydroelectric | HY |  | S | 25 | 25 | 22 | N | 1960 |  |  | N | Electric Utility | 1 | X | WAT
Conventional Hydroelectric.WAT | hydro | TRUE | 3046 | Duke Energy Progress - (NC) | 2715 | Walters | NC | Haywood | 1 | Conventional Hydroelectric | HY |  | S | 36 | 36 | 36 | N | 1930 |  |  | N | Electric Utility | 1 | X | WAT
Conventional Hydroelectric.WAT | hydro | TRUE | 3046 | Duke Energy Progress - (NC) | 2715 | Walters | NC | Haywood | 2 | Conventional Hydroelectric | HY |  | S | 40 | 40 | 36 | N | 1930 |  |  | N | Electric Utility | 1 | X | WAT
Conventional Hydroelectric.WAT | hydro | TRUE | 3046 | Duke Energy Progress - (NC) | 2715 | Walters | NC | Haywood | 3 | Conventional Hydroelectric | HY |  | S | 36 | 36 | 36 | N | 1930 |  |  | N | Electric Utility | 1 | X | WAT
Petroleum Liquids.DFO | petroleum | TRUE | 3046 | Duke Energy Progress - (NC) | 2716 | W H Weatherspoon | NC | Robeson | GT1 | Petroleum Liquids | GT |  | S | 31 | 41 | 12 | N | 1970 |  |  | N | Electric Utility | 1 | X | DFO
Petroleum Liquids.DFO | petroleum | TRUE | 3046 | Duke Energy Progress - (NC) | 2716 | W H Weatherspoon | NC | Robeson | GT2 | Petroleum Liquids | GT |  | S | 31 | 41 | 12 | N | 1970 |  |  | N | Electric Utility | 1 | X | DFO
Petroleum Liquids.DFO | petroleum | TRUE | 3046 | Duke Energy Progress - (NC) | 2716 | W H Weatherspoon | NC | Robeson | GT3 | Petroleum Liquids | GT |  | S | 32 | 41 | 12 | N | 1971 |  |  | N | Electric Utility | 1 | X | DFO
Petroleum Liquids.DFO | petroleum | TRUE | 3046 | Duke Energy Progress - (NC) | 2716 | W H Weatherspoon | NC | Robeson | GT4 | Petroleum Liquids | GT |  | S | 30 | 41 | 12 | N | 1971 |  |  | N | Electric Utility | 1 | X | DFO
Conventional Steam Coal.BIT | hard coal | TRUE | 5416 | Duke Energy Carolinas, LLC | 2718 | G G Allen | NC | Gaston | 1 | Conventional Steam Coal | ST |  | S | 120 | 125 | 85 | N | 1957 | 12 | 2024 | N | Electric Utility | 1 | X | BIT
Conventional Steam Coal.BIT | hard coal | TRUE | 5416 | Duke Energy Carolinas, LLC | 2718 | G G Allen | NC | Gaston | 5 | Conventional Steam Coal | ST |  | S | 259 | 259 | 140 | N | 1961 | 12 | 2024 | N | Electric Utility | 1 | X | BIT
Conventional Hydroelectric.WAT | hydro | TRUE | 5416 | Duke Energy Carolinas, LLC | 2719 | Bridgewater | NC | Burke | 1 | Conventional Hydroelectric | HY |  | S | 15 | 15 | 15 | N | 1919 |  |  | N | Electric Utility | 1 | X | WAT
Conventional Hydroelectric.WAT | hydro | TRUE | 5416 | Duke Energy Carolinas, LLC | 2719 | Bridgewater | NC | Burke | 2 | Conventional Hydroelectric | HY |  | S | 15 | 15 | 15 | N | 1919 |  |  | N | Electric Utility | 1 | X | WAT
Conventional Hydroelectric.WAT | hydro | TRUE | 5416 | Duke Energy Carolinas, LLC | 2719 | Bridgewater | NC | Burke | 3 | Conventional Hydroelectric | HY |  | S | 1.5 | 1.5 | 1.5 | N | 2011 |  |  | N | Electric Utility | 1 | X | WAT
Natural Gas Fired Combined Cycle.NG | natural gas combined cycle | TRUE | 5416 | Duke Energy Carolinas, LLC | 2720 | Buck | NC | Rowan | CT11 | Natural Gas Fired Combined Cycle | CT | CC1 | S | 182 | 206 | 182 | N | 2011 |  |  | N | Electric Utility | 1 | X | NG | DFO
Natural Gas Fired Combined Cycle.NG | natural gas combined cycle | TRUE | 5416 | Duke Energy Carolinas, LLC | 2720 | Buck | NC | Rowan | CT12 | Natural Gas Fired Combined Cycle | CT | CC1 | S | 182 | 206 | 182 | N | 2011 |  |  | N | Electric Utility | 1 | X | NG | DFO
Natural Gas Fired Combined Cycle.NG | natural gas combined cycle | TRUE | 5416 | Duke Energy Carolinas, LLC | 2720 | Buck | NC | Rowan | ST10 | Natural Gas Fired Combined Cycle | CA | CC1 | S | 304 | 306 | 300 | N | 2011 |  |  | N | Electric Utility | 1 | X | NG
Natural Gas Steam Turbine.NG | natural gas steam turbine | TRUE | 5416 | Duke Energy Carolinas, LLC | 2721 | James E. Rogers Energy Complex | NC | Cleveland | 5 | Natural Gas Steam Turbine | ST |  | S | 544 | 546 | 127 | N | 1972 |  |  | N | Electric Utility | 1 | X | NG | BIT | DFO
Natural Gas Steam Turbine.NG | natural gas steam turbine | TRUE | 5416 | Duke Energy Carolinas, LLC | 2721 | James E. Rogers Energy Complex | NC | Cleveland | 6 | Natural Gas Steam Turbine | ST |  | S | 844 | 849 | 310 | N | 2012 |  |  | N | Electric Utility | 1 | X | NG | BIT | DFO
Conventional Hydroelectric.WAT | hydro | TRUE | 5416 | Duke Energy Carolinas, LLC | 2722 | Cowans Ford | NC | Lincoln | 1 | Conventional Hydroelectric | HY |  | S | 81 | 81 | 81 | N | 1963 |  |  | N | Electric Utility | 1 | X | WAT
Conventional Hydroelectric.WAT | hydro | TRUE | 5416 | Duke Energy Carolinas, LLC | 2722 | Cowans Ford | NC | Lincoln | 2 | Conventional Hydroelectric | HY |  | S | 81 | 81 | 81 | N | 1963 |  |  | N | Electric Utility | 1 | X | WAT
Conventional Hydroelectric.WAT | hydro | TRUE | 5416 | Duke Energy Carolinas, LLC | 2722 | Cowans Ford | NC | Lincoln | 3 | Conventional Hydroelectric | HY |  | S | 81 | 81 | 81 | N | 1963 |  |  | N | Electric Utility | 1 | X | WAT
Conventional Hydroelectric.WAT | hydro | TRUE | 5416 | Duke Energy Carolinas, LLC | 2722 | Cowans Ford | NC | Lincoln | 4 | Conventional Hydroelectric | HY |  | S | 81 | 81 | 81 | N | 1967 |  |  | N | Electric Utility | 1 | X | WAT
Natural Gas Fired Combined Cycle.NG | natural gas combined cycle | TRUE | 5416 | Duke Energy Carolinas, LLC | 2723 | Dan River | NC | Rockingham | CT8 | Natural Gas Fired Combined Cycle | CT | CC1 | S | 177 | 206 | 177 | N | 2012 |  |  | N | Electric Utility | 1 | X | NG
Natural Gas Fired Combined Cycle.NG | natural gas combined cycle | TRUE | 5416 | Duke Energy Carolinas, LLC | 2723 | Dan River | NC | Rockingham | CT9 | Natural Gas Fired Combined Cycle | CT | CC1 | S | 177 | 206 | 177 | N | 2012 |  |  | N | Electric Utility | 1 | X | NG
Natural Gas Fired Combined Cycle.NG | natural gas combined cycle | TRUE | 5416 | Duke Energy Carolinas, LLC | 2723 | Dan River | NC | Rockingham | ST7 | Natural Gas Fired Combined Cycle | CA | CC1 | S | 308 | 306 | 300 | N | 2012 |  |  | N | Electric Utility | 1 | X | NG
Conventional Hydroelectric.WAT | hydro | TRUE | 5416 | Duke Energy Carolinas, LLC | 2726 | Lookout Shoals | NC | Iredell | 1 | Conventional Hydroelectric | HY |  | S | 9 | 9 | 9 | N | 1915 |  |  | N | Electric Utility | 1 | X | WAT
Conventional Hydroelectric.WAT | hydro | TRUE | 5416 | Duke Energy Carolinas, LLC | 2726 | Lookout Shoals | NC | Iredell | 2 | Conventional Hydroelectric | HY |  | S | 9 | 9 | 9 | N | 1915 |  |  | N | Electric Utility | 1 | X | WAT
Conventional Hydroelectric.WAT | hydro | TRUE | 5416 | Duke Energy Carolinas, LLC | 2726 | Lookout Shoals | NC | Iredell | 3 | Conventional Hydroelectric | HY |  | S | 9 | 9 | 9 | N | 1915 |  |  | N | Electric Utility | 1 | X | WAT
Natural Gas Steam Turbine.NG | natural gas steam turbine | TRUE | 5416 | Duke Energy Carolinas, LLC | 2727 | Marshall (NC) | NC | Catawba | 1 | Natural Gas Steam Turbine | ST |  | S | 370 | 380 | 80 | N | 1965 | 12 | 2034 | N | Electric Utility | 1 | X | NG | BIT
Conventional Steam Coal.BIT | hard coal | TRUE | 5416 | Duke Energy Carolinas, LLC | 2727 | Marshall (NC) | NC | Catawba | 2 | Conventional Steam Coal | ST |  | S | 370 | 380 | 80 | N | 1966 | 12 | 2034 | N | Electric Utility | 1 | X | BIT | NG
Natural Gas Steam Turbine.NG | natural gas steam turbine | TRUE | 5416 | Duke Energy Carolinas, LLC | 2727 | Marshall (NC) | NC | Catawba | 3 | Natural Gas Steam Turbine | ST |  | S | 658 | 658 | 178 | N | 1969 |  |  | N | Electric Utility | 1 | X | NG | BIT
Conventional Steam Coal.BIT | hard coal | TRUE | 5416 | Duke Energy Carolinas, LLC | 2727 | Marshall (NC) | NC | Catawba | 4 | Conventional Steam Coal | ST |  | S | 660 | 660 | 180 | N | 1970 |  |  | N | Electric Utility | 1 | X | BIT | NG
Conventional Hydroelectric.WAT | hydro | TRUE | 5416 | Duke Energy Carolinas, LLC | 2728 | Mountain Island | NC | Gaston | 1 | Conventional Hydroelectric | HY |  | S | 17 | 17 | 14 | Y | 1923 |  |  | N | Electric Utility | 1 | X | WAT
Conventional Hydroelectric.WAT | hydro | TRUE | 5416 | Duke Energy Carolinas, LLC | 2728 | Mountain Island | NC | Gaston | 2 | Conventional Hydroelectric | HY |  | S | 17 | 17 | 14 | N | 1923 |  |  | N | Electric Utility | 1 | X | WAT
Conventional Hydroelectric.WAT | hydro | TRUE | 5416 | Duke Energy Carolinas, LLC | 2728 | Mountain Island | NC | Gaston | 3 | Conventional Hydroelectric | HY |  | S | 17 | 17 | 17 | N | 1923 |  |  | N | Electric Utility | 1 | X | WAT
Conventional Hydroelectric.WAT | hydro | TRUE | 5416 | Duke Energy Carolinas, LLC | 2728 | Mountain Island | NC | Gaston | 4 | Conventional Hydroelectric | HY |  | S | 17 | 17 | 17 | N | 1923 |  |  | N | Electric Utility | 1 | X | WAT
Conventional Hydroelectric.WAT | hydro | TRUE | 5416 | Duke Energy Carolinas, LLC | 2729 | Oxford Dam | NC | Catawba | 1 | Conventional Hydroelectric | HY |  | S | 20 | 20 | 20 | N | 1928 |  |  | N | Electric Utility | 1 | X | WAT
Conventional Hydroelectric.WAT | hydro | TRUE | 5416 | Duke Energy Carolinas, LLC | 2729 | Oxford Dam | NC | Catawba | 2 | Conventional Hydroelectric | HY |  | S | 20 | 20 | 20 | N | 1928 |  |  | N | Electric Utility | 1 | X | WAT
Conventional Hydroelectric.WAT | hydro | TRUE | 5416 | Duke Energy Carolinas, LLC | 2730 | Rhodhiss | NC | Caldwell | 1 | Conventional Hydroelectric | HY |  | S | 9.5 | 9.5 | 9.5 | N | 1925 |  |  | N | Electric Utility | 1 | X | WAT
Conventional Hydroelectric.WAT | hydro | TRUE | 5416 | Duke Energy Carolinas, LLC | 2730 | Rhodhiss | NC | Caldwell | 2 | Conventional Hydroelectric | HY |  | S | 11.5 | 11.5 | 11.5 | N | 1925 |  |  | N | Electric Utility | 1 | X | WAT
Conventional Hydroelectric.WAT | hydro | TRUE | 5416 | Duke Energy Carolinas, LLC | 2730 | Rhodhiss | NC | Caldwell | 3 | Conventional Hydroelectric | HY |  | S | 12.4 | 12.4 | 12.4 | N | 1925 |  |  | N | Electric Utility | 1 | X | WAT
Conventional Hydroelectric.WAT | hydro | TRUE | 13763 | Northbrook Carolina Hydro LLC | 2735 | Turner Shoals | NC | Polk | 1 | Conventional Hydroelectric | HY |  | S | 2.7 | 2.7 | 0.4 | N | 1996 |  |  | N | IPP Non-CHP | 2 | X | WAT
Conventional Hydroelectric.WAT | hydro | TRUE | 13763 | Northbrook Carolina Hydro LLC | 2735 | Turner Shoals | NC | Polk | 2 | Conventional Hydroelectric | HY |  | S | 2.7 | 2.7 | 0.4 | N | 1996 |  |  | N | IPP Non-CHP | 2 | X | WAT
Conventional Hydroelectric.WAT | hydro | TRUE | 63011 | Northbrook Tuxedo, LLC | 2736 | Tuxedo | NC | Henderson | 1 | Conventional Hydroelectric | HY |  | S | 3.2 | 3.2 | 2.5 | N | 1920 |  |  | N | IPP Non-CHP | 2 | X | WAT
Conventional Hydroelectric.WAT | hydro | TRUE | 63011 | Northbrook Tuxedo, LLC | 2736 | Tuxedo | NC | Henderson | 2 | Conventional Hydroelectric | HY |  | S | 3.2 | 3.2 | 2.5 | N | 1920 |  |  | N | IPP Non-CHP | 2 | X | WAT
Conventional Hydroelectric.WAT | hydro | TRUE | 5416 | Duke Energy Carolinas, LLC | 2741 | Bear Creek Dam | NC | Jackson | 1 | Conventional Hydroelectric | HY |  | S | 9.5 | 9.5 | 9.5 | N | 1954 |  |  | N | Electric Utility | 1 | X | WAT
Conventional Hydroelectric.WAT | hydro | TRUE | 5416 | Duke Energy Carolinas, LLC | 2743 | Cedar Cliff | NC | Jackson | 1 | Conventional Hydroelectric | HY |  | S | 6.4 | 6.4 | 6.4 | N | 1952 |  |  | N | Electric Utility | 1 | X | WAT
Conventional Hydroelectric.WAT | hydro | TRUE | 63010 | Northbrook Carolina Hydro II, LLC | 2745 | Franklin (NC) | NC | Macon | 1 | Conventional Hydroelectric | HY |  | S | 0.5 | 0.5 | 0.5 | N | 1925 |  |  | N | IPP Non-CHP | 2 | X | WAT
Conventional Hydroelectric.WAT | hydro | TRUE | 63010 | Northbrook Carolina Hydro II, LLC | 2745 | Franklin (NC) | NC | Macon | 2 | Conventional Hydroelectric | HY |  | S | 0.5 | 0.5 | 0.5 | N | 1925 |  |  | N | IPP Non-CHP | 2 | X | WAT
Conventional Hydroelectric.WAT | hydro | TRUE | 63010 | Northbrook Carolina Hydro II, LLC | 2746 | Mission | NC | Clay | 1 | Conventional Hydroelectric | HY |  | S | 0.6 | 0.6 | 0.6 | N | 1924 |  |  | N | IPP Non-CHP | 2 | X | WAT
Conventional Hydroelectric.WAT | hydro | TRUE | 63010 | Northbrook Carolina Hydro II, LLC | 2746 | Mission | NC | Clay | 2 | Conventional Hydroelectric | HY |  | S | 0.6 | 0.6 | 0.6 | N | 1924 |  |  | N | IPP Non-CHP | 2 | X | WAT
Conventional Hydroelectric.WAT | hydro | TRUE | 63010 | Northbrook Carolina Hydro II, LLC | 2746 | Mission | NC | Clay | 3 | Conventional Hydroelectric | HY |  | S | 0.6 | 0.6 | 0.6 | N | 1943 |  |  | N | IPP Non-CHP | 2 | X | WAT
Conventional Hydroelectric.WAT | hydro | TRUE | 5416 | Duke Energy Carolinas, LLC | 2747 | Nantahala | NC | Macon | 1 | Conventional Hydroelectric | HY |  | S | 45 | 45 | 45 | N | 1942 |  |  | N | Electric Utility | 1 | X | WAT
Conventional Hydroelectric.WAT | hydro | TRUE | 5416 | Duke Energy Carolinas, LLC | 2749 | Tennessee Creek | NC | Jackson | 1 | Conventional Hydroelectric | HY |  | S | 11.5 | 11.5 | 9.8 | N | 1955 |  |  | N | Electric Utility | 1 | X | WAT
Conventional Hydroelectric.WAT | hydro | TRUE | 5416 | Duke Energy Carolinas, LLC | 2750 | Thorpe | NC | Jackson | 1 | Conventional Hydroelectric | HY |  | S | 19.7 | 19.7 | 19.7 | N | 1941 |  |  | N | Electric Utility | 1 | X | WAT
Conventional Hydroelectric.WAT | hydro | TRUE | 5416 | Duke Energy Carolinas, LLC | 2751 | Tuckasegee | NC | Jackson | 1 | Conventional Hydroelectric | HY |  | S | 2.5 | 2.5 | 2.5 | N | 1950 |  |  | N | Electric Utility | 1 | X | WAT
Conventional Hydroelectric.WAT | hydro | TRUE | 19876 | Virginia Electric & Power Co | 2756 | Gaston | NC | Halifax | 1 | Conventional Hydroelectric | HY |  | S | 55 | 55 | 0 | N | 1963 |  |  | N | Electric Utility | 1 | X | WAT
Conventional Hydroelectric.WAT | hydro | TRUE | 19876 | Virginia Electric & Power Co | 2756 | Gaston | NC | Halifax | 2 | Conventional Hydroelectric | HY |  | S | 55 | 55 | 0 | N | 1963 |  |  | N | Electric Utility | 1 | X | WAT
Conventional Hydroelectric.WAT | hydro | TRUE | 19876 | Virginia Electric & Power Co | 2756 | Gaston | NC | Halifax | 3 | Conventional Hydroelectric | HY |  | S | 55 | 55 | 0 | N | 1963 |  |  | N | Electric Utility | 1 | X | WAT
Conventional Hydroelectric.WAT | hydro | TRUE | 19876 | Virginia Electric & Power Co | 2756 | Gaston | NC | Halifax | 4 | Conventional Hydroelectric | HY |  | S | 55 | 55 | 0 | N | 1963 |  |  | N | Electric Utility | 1 | X | WAT
Conventional Hydroelectric.WAT | hydro | TRUE | 19876 | Virginia Electric & Power Co | 2758 | Roanoke Rapids | NC | Halifax | 1 | Conventional Hydroelectric | HY |  | S | 24 | 24 | 10 | N | 1955 |  |  | N | Electric Utility | 1 | X | WAT
Conventional Hydroelectric.WAT | hydro | TRUE | 19876 | Virginia Electric & Power Co | 2758 | Roanoke Rapids | NC | Halifax | 2 | Conventional Hydroelectric | HY |  | S | 24 | 24 | 10 | N | 1955 |  |  | N | Electric Utility | 1 | X | WAT
Conventional Hydroelectric.WAT | hydro | TRUE | 19876 | Virginia Electric & Power Co | 2758 | Roanoke Rapids | NC | Halifax | 3 | Conventional Hydroelectric | HY |  | S | 24 | 24 | 10 | N | 1955 |  |  | N | Electric Utility | 1 | X | WAT
Conventional Hydroelectric.WAT | hydro | TRUE | 19876 | Virginia Electric & Power Co | 2758 | Roanoke Rapids | NC | Halifax | 4 | Conventional Hydroelectric | HY |  | S | 23 | 23 | 10 | N | 1955 |  |  | N | Electric Utility | 1 | X | WAT
Conventional Hydroelectric.WAT | hydro | TRUE | 10604 | Lake Lure Town of | 2773 | Lake Lure | NC | Rutherford | 1 | Conventional Hydroelectric | HY |  | S | 1.2 | 1.2 | 0.6 | N | 1927 |  |  | N | IPP Non-CHP | 2 | X | WAT
Conventional Hydroelectric.WAT | hydro | TRUE | 10604 | Lake Lure Town of | 2773 | Lake Lure | NC | Rutherford | 2 | Conventional Hydroelectric | HY |  | S | 2.4 | 2.4 | 0.6 | N | 1927 |  |  | N | IPP Non-CHP | 2 | X | WAT
Conventional Hydroelectric.WAT | hydro | TRUE | 18642 | Tennessee Valley Authority | 2778 | Chatuge | NC | Clay | 1 | Conventional Hydroelectric | HY |  | S | 13.9 | 13.1 | 7.9 | N | 1954 |  |  | N | Electric Utility | 1 | X | WAT
Conventional Hydroelectric.WAT | hydro | TRUE | 18642 | Tennessee Valley Authority | 2779 | Fontana Dam | NC | Swain | 1 | Conventional Hydroelectric | HY |  | S | 101.4 | 101.4 | 56 | N | 1945 |  |  | N | Electric Utility | 1 | X | WAT
Conventional Hydroelectric.WAT | hydro | TRUE | 18642 | Tennessee Valley Authority | 2779 | Fontana Dam | NC | Swain | 2 | Conventional Hydroelectric | HY |  | S | 101.4 | 101.4 | 56 | N | 1945 |  |  | N | Electric Utility | 1 | X | WAT
Conventional Hydroelectric.WAT | hydro | TRUE | 18642 | Tennessee Valley Authority | 2779 | Fontana Dam | NC | Swain | 3 | Conventional Hydroelectric | HY |  | S | 101.4 | 101.4 | 56 | N | 1954 |  |  | N | Electric Utility | 1 | X | WAT
Conventional Hydroelectric.WAT | hydro | TRUE | 18642 | Tennessee Valley Authority | 2780 | Hiwassee Dam | NC | Cherokee | 1 | Conventional Hydroelectric | HY |  | S | 87.7 | 73.8 | 33.3 | N | 1940 |  |  | N | Electric Utility | 1 | X | WAT
Hydroelectric Pumped Storage.WAT | other | TRUE | 18642 | Tennessee Valley Authority | 2780 | Hiwassee Dam | NC | Cherokee | 2 | Hydroelectric Pumped Storage | PS |  | S | 86 | 67.5 | 56.7 | N | 1956 |  |  | N | Electric Utility | 1 | X | WAT
Petroleum Liquids.DFO | petroleum | TRUE | 13683 | North Carolina El Member Corp | 2783 | Buxton | NC | Dare | 1A | Petroleum Liquids | IC |  | S | 3 | 3 | 3 | N | 1991 |  |  | N | Electric Utility | 1 | X | DFO
Petroleum Liquids.DFO | petroleum | TRUE | 13683 | North Carolina El Member Corp | 2783 | Buxton | NC | Dare | 2A | Petroleum Liquids | IC |  | S | 3 | 3 | 3 | N | 1991 |  |  | N | Electric Utility | 1 | X | DFO
Petroleum Liquids.DFO | petroleum | TRUE | 13683 | North Carolina El Member Corp | 2783 | Buxton | NC | Dare | 3A | Petroleum Liquids | IC |  | S | 3 | 3 | 3 | N | 1991 |  |  | N | Electric Utility | 1 | X | DFO
Petroleum Liquids.DFO | petroleum | TRUE | 13683 | North Carolina El Member Corp | 2783 | Buxton | NC | Dare | 4A | Petroleum Liquids | IC |  | S | 3 | 3 | 3 | N | 1991 |  |  | N | Electric Utility | 1 | X | DFO
Petroleum Liquids.DFO | petroleum | TRUE | 13683 | North Carolina El Member Corp | 2783 | Buxton | NC | Dare | 5A | Petroleum Liquids | IC |  | S | 3 | 3 | 3 | N | 1991 |  |  | N | Electric Utility | 1 | X | DFO
Natural Gas Fired Combustion Turbine.NG | natural gas peaker | TRUE | 12199 | Montana-Dakota Utilities Co | 2790 | R M Heskett | ND | Morton | 3 | Natural Gas Fired Combustion Turbine | GT |  | S | 88 | 101 | 8 | N | 2014 |  |  | N | Electric Utility | 1 | X | NG
Petroleum Liquids.DFO | petroleum | TRUE | 14232 | Otter Tail Power Co | 2801 | Jamestown | ND | Stutsman | 1 | Petroleum Liquids | GT |  | S | 20.2 | 28 | 6 | N | 1976 |  |  | N | Electric Utility | 1 | X | DFO
Petroleum Liquids.DFO | petroleum | TRUE | 14232 | Otter Tail Power Co | 2801 | Jamestown | ND | Stutsman | 2 | Petroleum Liquids | GT |  | S | 20.4 | 25.9 | 6 | N | 1978 |  |  | N | Electric Utility | 1 | X | DFO
Petroleum Liquids.DFO | petroleum | TRUE | 7444 | City of Grafton - (ND) | 2811 | Grafton | ND | Walsh | 1 | Petroleum Liquids | IC |  | S | 0.6 | 0.6 | 0.3 | N | 1937 |  |  | N | Electric Utility | 1 | X | DFO
Petroleum Liquids.DFO | petroleum | TRUE | 7444 | City of Grafton - (ND) | 2811 | Grafton | ND | Walsh | 2 | Petroleum Liquids | IC |  | S | 0.8 | 0.8 | 0.4 | N | 1949 |  |  | N | Electric Utility | 1 | X | DFO
Petroleum Liquids.DFO | petroleum | TRUE | 7444 | City of Grafton - (ND) | 2811 | Grafton | ND | Walsh | 3 | Petroleum Liquids | IC |  | S | 1.3 | 1.3 | 0.7 | N | 1956 |  |  | N | Electric Utility | 1 | X | DFO
Petroleum Liquids.DFO | petroleum | TRUE | 7444 | City of Grafton - (ND) | 2811 | Grafton | ND | Walsh | 4 | Petroleum Liquids | IC |  | S | 1.3 | 1.3 | 0.7 | N | 1956 |  |  | N | Electric Utility | 1 | X | DFO
Conventional Hydroelectric.WAT | hydro | TRUE | 19635 | USACE-Omaha | 2815 | Garrison | ND | Mercer | 1 | Conventional Hydroelectric | HY |  | S | 102 | 102 | 0 | N | 1956 |  |  | N | Electric Utility | 1 | X | WAT
Conventional Hydroelectric.WAT | hydro | TRUE | 19635 | USACE-Omaha | 2815 | Garrison | ND | Mercer | 2 | Conventional Hydroelectric | HY |  | S | 102 | 102 | 0 | N | 1956 |  |  | N | Electric Utility | 1 | X | WAT
Conventional Hydroelectric.WAT | hydro | TRUE | 19635 | USACE-Omaha | 2815 | Garrison | ND | Mercer | 3 | Conventional Hydroelectric | HY |  | S | 102 | 102 | 0 | N | 1956 |  |  | N | Electric Utility | 1 | X | WAT
Conventional Hydroelectric.WAT | hydro | TRUE | 19635 | USACE-Omaha | 2815 | Garrison | ND | Mercer | 4 | Conventional Hydroelectric | HY |  | S | 102 | 102 | 0 | N | 1960 |  |  | N | Electric Utility | 1 | X | WAT
Conventional Hydroelectric.WAT | hydro | TRUE | 19635 | USACE-Omaha | 2815 | Garrison | ND | Mercer | 5 | Conventional Hydroelectric | HY |  | S | 102 | 102 | 0 | N | 1960 |  |  | N | Electric Utility | 1 | X | WAT
Conventional Steam Coal.LIG | lignite | TRUE | 1307 | Basin Electric Power Coop | 2817 | Leland Olds | ND | Mercer | 1 | Conventional Steam Coal | ST |  | S | 220 | 220 | 92 | N | 1966 |  |  | N | Electric Utility | 1 | X | LIG |  | SUB
Conventional Steam Coal.LIG | lignite | TRUE | 1307 | Basin Electric Power Coop | 2817 | Leland Olds | ND | Mercer | 2 | Conventional Steam Coal | ST |  | S | 440 | 440 | 192 | N | 1975 |  |  | N | Electric Utility | 1 | X | LIG |  | SUB
Conventional Steam Coal.LIG | lignite | TRUE | 12658 | Minnkota Power Coop, Inc | 2823 | Milton R Young | ND | Oliver | 1 | Conventional Steam Coal | ST |  | S | 237 | 237 | 150 | N | 1970 |  |  | N | Electric Utility | 1 | X | LIG
Conventional Steam Coal.LIG | lignite | TRUE | 12658 | Minnkota Power Coop, Inc | 2823 | Milton R Young | ND | Oliver | 2 | Conventional Steam Coal | ST |  | W | 447 | 455 | 270 | N | 1977 |  |  | N | Electric Utility | 1 | X | LIG
Conventional Steam Coal.BIT | hard coal | TRUE | 61412 | Cardinal Operating Company | 2828 | Cardinal | OH | Jefferson | 1 | Conventional Steam Coal | ST |  | W | 585 | 595 | 340 | N | 1967 |  |  | N | IPP Non-CHP | 2 | X | BIT
Conventional Steam Coal.BIT | hard coal | TRUE | 61412 | Cardinal Operating Company | 2828 | Cardinal | OH | Jefferson | 2 | Conventional Steam Coal | ST |  | W | 585 | 595 | 340 | N | 1967 |  |  | N | IPP Non-CHP | 2 | X | BIT
Conventional Steam Coal.BIT | hard coal | TRUE | 61412 | Cardinal Operating Company | 2828 | Cardinal | OH | Jefferson | 3 | Conventional Steam Coal | ST |  | W | 620 | 620 | 400 | N | 1977 | 12 | 2028 | N | IPP Non-CHP | 2 | X | BIT
Batteries.MWH | battery storage | TRUE | 3542 | Duke Energy Ohio Inc | 2830 | Walter C Beckjord | OH | Clermont | BECK1 | Batteries | BA |  | S | 2 | 2 | 0 |  | 2015 |  |  | N | Electric Utility | 1 | X | MWH
Batteries.MWH | battery storage | TRUE | 3542 | Duke Energy Ohio Inc | 2830 | Walter C Beckjord | OH | Clermont | BECK2 | Batteries | BA |  | S | 2 | 2 | 0 |  | 2015 |  |  | N | Electric Utility | 1 | X | MWH
Natural Gas Fired Combustion Turbine.NG | natural gas peaker | TRUE | 59917 | Luminant Dick's Creek | 2831 | Dicks Creek | OH | Butler | 1 | Natural Gas Fired Combustion Turbine | GT |  | S | 92 | 110 | 5 | N | 1965 |  |  | N | IPP Non-CHP | 2 | X | NG
Natural Gas Fired Combustion Turbine.NG | natural gas peaker | TRUE | 59917 | Luminant Dick's Creek | 2831 | Dicks Creek | OH | Butler | 3 | Natural Gas Fired Combustion Turbine | GT |  | S | 14.2 | 19.5 | 3 | N | 1969 |  |  | N | IPP Non-CHP | 2 | X | NG
Natural Gas Fired Combustion Turbine.NG | natural gas peaker | TRUE | 59917 | Luminant Dick's Creek | 2831 | Dicks Creek | OH | Butler | 4 | Natural Gas Fired Combustion Turbine | GT |  | S | 15 | 21.4 | 3 | N | 1969 |  |  | N | IPP Non-CHP | 2 | X | NG
Natural Gas Fired Combustion Turbine.NG | natural gas peaker | TRUE | 59917 | Luminant Dick's Creek | 2831 | Dicks Creek | OH | Butler | 5 | Natural Gas Fired Combustion Turbine | GT |  | S | 15 | 21.4 | 3 | N | 1969 |  |  | N | IPP Non-CHP | 2 | X | NG
Conventional Steam Coal.BIT | hard coal | TRUE | 59919 | Luminant Miami Fort | 2832 | Miami Fort | OH | Hamilton | 7 | Conventional Steam Coal | ST |  | S | 510 | 510 | 200 | N | 1975 | 12 | 2027 | N | IPP Non-CHP | 2 | X | BIT
Conventional Steam Coal.BIT | hard coal | TRUE | 59919 | Luminant Miami Fort | 2832 | Miami Fort | OH | Hamilton | 8 | Conventional Steam Coal | ST |  | S | 510 | 510 | 200 | N | 1978 | 12 | 2027 | N | IPP Non-CHP | 2 | X | BIT
Petroleum Liquids.DFO | petroleum | TRUE | 59919 | Luminant Miami Fort | 2832 | Miami Fort | OH | Hamilton | GT3 | Petroleum Liquids | GT |  | S | 14 | 20 | 3 | N | 1971 |  |  | N | IPP Non-CHP | 2 | X | DFO
Petroleum Liquids.DFO | petroleum | TRUE | 59919 | Luminant Miami Fort | 2832 | Miami Fort | OH | Hamilton | GT4 | Petroleum Liquids | GT |  | S | 14 | 20 | 3 | N | 1971 |  |  | N | IPP Non-CHP | 2 | X | DFO
Petroleum Liquids.DFO | petroleum | TRUE | 59919 | Luminant Miami Fort | 2832 | Miami Fort | OH | Hamilton | GT5 | Petroleum Liquids | GT |  | S | 14 | 20 | 3 | N | 1971 |  |  | N | IPP Non-CHP | 2 | X | DFO
Petroleum Liquids.DFO | petroleum | TRUE | 59919 | Luminant Miami Fort | 2832 | Miami Fort | OH | Hamilton | GT6 | Petroleum Liquids | GT |  | S | 14 | 20 | 3 | N | 1971 |  |  | N | IPP Non-CHP | 2 | X | DFO
Natural Gas Fired Combustion Turbine.NG | natural gas peaker | TRUE | 61919 | Kimura Power LLC | 2847 | Tait Electric Generating Station | OH | Montgomery | GT1 | Natural Gas Fired Combustion Turbine | GT |  | S | 91 | 111.9 | 65 | N | 1995 |  |  | N | IPP Non-CHP | 2 | X | NG | DFO
Natural Gas Fired Combustion Turbine.NG | natural gas peaker | TRUE | 61919 | Kimura Power LLC | 2847 | Tait Electric Generating Station | OH | Montgomery | GT2 | Natural Gas Fired Combustion Turbine | GT |  | S | 91.1 | 114.9 | 65 | N | 1996 |  |  | N | IPP Non-CHP | 2 | X | NG | DFO
Natural Gas Fired Combustion Turbine.NG | natural gas peaker | TRUE | 61919 | Kimura Power LLC | 2847 | Tait Electric Generating Station | OH | Montgomery | GT3 | Natural Gas Fired Combustion Turbine | GT |  | S | 81 | 98.9 | 41 | N | 1998 |  |  | N | IPP Non-CHP | 2 | X | NG | DFO
Natural Gas Fired Combustion Turbine.NG | natural gas peaker | TRUE | 61919 | Kimura Power LLC | 2847 | Tait Electric Generating Station | OH | Montgomery | GT4 | Natural Gas Fired Combustion Turbine | GT |  | S | 85 | 108.9 | 42 | N | 2002 |  |  | N | IPP Non-CHP | 2 | X | NG | DFO
Natural Gas Fired Combustion Turbine.NG | natural gas peaker | TRUE | 61919 | Kimura Power LLC | 2847 | Tait Electric Generating Station | OH | Montgomery | GT5 | Natural Gas Fired Combustion Turbine | GT |  | S | 88 | 108.1 | 42 | N | 2002 |  |  | N | IPP Non-CHP | 2 | X | NG | DFO
Natural Gas Fired Combustion Turbine.NG | natural gas peaker | TRUE | 61919 | Kimura Power LLC | 2847 | Tait Electric Generating Station | OH | Montgomery | GT6 | Natural Gas Fired Combustion Turbine | GT |  | S | 81 | 104 | 42 | N | 2002 |  |  | N | IPP Non-CHP | 2 | X | NG | DFO
Natural Gas Fired Combustion Turbine.NG | natural gas peaker | TRUE | 61919 | Kimura Power LLC | 2847 | Tait Electric Generating Station | OH | Montgomery | GT7 | Natural Gas Fired Combustion Turbine | GT |  | S | 80 | 104 | 42 | N | 2002 |  |  | N | IPP Non-CHP | 2 | X | NG | DFO
Petroleum Liquids.DFO | petroleum | TRUE | 61919 | Kimura Power LLC | 2847 | Tait Electric Generating Station | OH | Montgomery | IC1 | Petroleum Liquids | IC |  | S | 2.5 | 2.5 | 2.5 | N | 1967 |  |  | N | IPP Non-CHP | 2 | X | DFO
Petroleum Liquids.DFO | petroleum | TRUE | 61919 | Kimura Power LLC | 2847 | Tait Electric Generating Station | OH | Montgomery | IC2 | Petroleum Liquids | IC |  | S | 2.5 | 2.5 | 2.5 | N | 1967 |  |  | N | IPP Non-CHP | 2 | X | DFO
Petroleum Liquids.DFO | hard coal | TRUE | 61919 | Kimura Power LLC | 2847 | Tait Electric Generating Station | OH | Montgomery | IC3 | Petroleum Liquids | IC |  | S | 2.5 | 2.5 | 2.5 | N | 1967 |  |  | N | IPP Non-CHP | 2 | X | DFO
Petroleum Liquids.DFO | hard coal | TRUE | 61919 | Kimura Power LLC | 2847 | Tait Electric Generating Station | OH | Montgomery | IC4 | Petroleum Liquids | IC |  | S | 2.5 | 2.5 | 2.5 | N | 1967 |  |  | N | IPP Non-CHP | 2 | X | DFO
Natural Gas Fired Combustion Turbine.NG | hard coal | TRUE | 61919 | Kimura Power LLC | 2848 | O H Hutchings | OH | Montgomery | 7 | Natural Gas Fired Combustion Turbine | GT |  | S | 25.2 | 29.9 | 25 | N | 1968 |  |  | N | IPP Non-CHP | 2 | X | NG | DFO
Petroleum Liquids.DFO | hard coal | TRUE | 61919 | Kimura Power LLC | 2851 | Monument | OH | Montgomery | 1 | Petroleum Liquids | IC |  | S | 2.5 | 2.5 | 2.4 | N | 1968 |  |  | N | IPP Non-CHP | 2 | X | DFO
Petroleum Liquids.DFO | petroleum | TRUE | 61919 | Kimura Power LLC | 2851 | Monument | OH | Montgomery | 2 | Petroleum Liquids | IC |  | S | 2.5 | 2.5 | 2.4 | N | 1968 |  |  | N | IPP Non-CHP | 2 | X | DFO
Petroleum Liquids.DFO | petroleum | TRUE | 61919 | Kimura Power LLC | 2851 | Monument | OH | Montgomery | 3 | Petroleum Liquids | IC |  | S | 2.5 | 2.5 | 2.4 | N | 1968 |  |  | N | IPP Non-CHP | 2 | X | DFO
Petroleum Liquids.DFO | petroleum | TRUE | 61919 | Kimura Power LLC | 2851 | Monument | OH | Montgomery | 4 | Petroleum Liquids | IC |  | S | 2.5 | 2.5 | 2.4 | N | 1968 |  |  | N | IPP Non-CHP | 2 | X | DFO
Petroleum Liquids.DFO | petroleum | TRUE | 61919 | Kimura Power LLC | 2851 | Monument | OH | Montgomery | 5 | Petroleum Liquids | IC |  | S | 2.5 | 2.5 | 2.4 | N | 1968 |  |  | N | IPP Non-CHP | 2 | X | DFO
Petroleum Liquids.DFO | petroleum | TRUE | 61919 | Kimura Power LLC | 2852 | Sidney (OH) | OH | Shelby | 1 | Petroleum Liquids | IC |  | S | 2.7 | 2.7 | 2.4 | N | 1968 |  |  | N | IPP Non-CHP | 2 | X | DFO
Petroleum Liquids.DFO | petroleum | TRUE | 61919 | Kimura Power LLC | 2852 | Sidney (OH) | OH | Shelby | 2 | Petroleum Liquids | IC |  | S | 2.7 | 2.7 | 2.4 | N | 1968 |  |  | N | IPP Non-CHP | 2 | X | DFO
Petroleum Liquids.DFO | petroleum | TRUE | 61919 | Kimura Power LLC | 2852 | Sidney (OH) | OH | Shelby | 3 | Petroleum Liquids | IC |  | S | 2.7 | 2.7 | 2.4 | N | 1968 |  |  | N | IPP Non-CHP | 2 | X | DFO
Petroleum Liquids.DFO | petroleum | TRUE | 61919 | Kimura Power LLC | 2852 | Sidney (OH) | OH | Shelby | 4 | Petroleum Liquids | IC |  | S | 2.7 | 2.7 | 2.4 | N | 1968 |  |  | N | IPP Non-CHP | 2 | X | DFO
Petroleum Liquids.DFO | petroleum | TRUE | 61919 | Kimura Power LLC | 2852 | Sidney (OH) | OH | Shelby | 5 | Petroleum Liquids | IC |  | S | 2.7 | 2.7 | 2.4 | N | 1968 |  |  | N | IPP Non-CHP | 2 | X | DFO
Natural Gas Fired Combustion Turbine.NG | natural gas peaker | TRUE | 61919 | Kimura Power LLC | 2854 | Yankee Street | OH | Montgomery | 1 | Natural Gas Fired Combustion Turbine | GT |  | S | 20 | 21.8 | 19.5 | N | 1969 |  |  | N | IPP Non-CHP | 2 | X | NG | DFO
Natural Gas Fired Combustion Turbine.NG | natural gas peaker | TRUE | 61919 | Kimura Power LLC | 2854 | Yankee Street | OH | Montgomery | 2 | Natural Gas Fired Combustion Turbine | GT |  | S | 20.4 | 21.8 | 18.5 | N | 1969 |  |  | N | IPP Non-CHP | 2 | X | NG | DFO
Natural Gas Fired Combustion Turbine.NG | natural gas peaker | TRUE | 61919 | Kimura Power LLC | 2854 | Yankee Street | OH | Montgomery | 3 | Natural Gas Fired Combustion Turbine | GT |  | S | 19.7 | 21.8 | 18.5 | N | 1969 |  |  | N | IPP Non-CHP | 2 | X | NG | DFO
Natural Gas Fired Combustion Turbine.NG | natural gas peaker | TRUE | 61919 | Kimura Power LLC | 2854 | Yankee Street | OH | Montgomery | 4 | Natural Gas Fired Combustion Turbine | GT |  | S | 16.5 | 20.2 | 11 | N | 1970 |  |  | N | IPP Non-CHP | 2 | X | NG | DFO
Natural Gas Fired Combustion Turbine.NG | natural gas peaker | TRUE | 61919 | Kimura Power LLC | 2854 | Yankee Street | OH | Montgomery | 5 | Natural Gas Fired Combustion Turbine | GT |  | S | 16.4 | 18.6 | 9 | N | 1970 |  |  | N | IPP Non-CHP | 2 | X | NG | DFO
Natural Gas Fired Combustion Turbine.NG | natural gas peaker | TRUE | 61919 | Kimura Power LLC | 2854 | Yankee Street | OH | Montgomery | 6 | Natural Gas Fired Combustion Turbine | GT |  | S | 17.1 | 18.1 | 12 | N | 1970 |  |  | N | IPP Non-CHP | 2 | X | NG | DFO
Natural Gas Fired Combustion Turbine.NG | natural gas peaker | TRUE | 61919 | Kimura Power LLC | 2854 | Yankee Street | OH | Montgomery | 7 | Natural Gas Fired Combustion Turbine | GT |  | S | 16.6 | 18.1 | 11 | N | 1970 |  |  | N | IPP Non-CHP | 2 | X | NG | DFO
Solar Photovoltaic.SUN | solar PV | TRUE | 61919 | Kimura Power LLC | 2854 | Yankee Street | OH | Montgomery | YS1 | Solar Photovoltaic | PV |  | S | 1.1 | 1.1 |  | N | 2010 |  |  | N | IPP Non-CHP | 2 | X | SUN
Petroleum Liquids.DFO | petroleum | TRUE | 63030 | Niles Power, LLC | 2861 | Niles Power Plant | OH | Trumbull | GT1 | Petroleum Liquids | GT |  | S | 26.1 | 30 | 5 | N | 1972 |  |  | N | IPP Non-CHP | 2 | X | DFO
Petroleum Liquids.DFO | petroleum | TRUE | 63239 | Vermillion Power LLC | 2869 | West Lorain | OH | Lorain | 1A | Petroleum Liquids | GT |  | S | 49.6 | 52.1 | 20 | N | 1973 |  |  | N | IPP Non-CHP | 2 | X | DFO
Petroleum Liquids.DFO | petroleum | TRUE | 63239 | Vermillion Power LLC | 2869 | West Lorain | OH | Lorain | 1B | Petroleum Liquids | GT |  | S | 51.3 | 56.1 | 20 | N | 1973 |  |  | N | IPP Non-CHP | 2 | X | DFO
Natural Gas Fired Combustion Turbine.NG | natural gas peaker | TRUE | 63239 | Vermillion Power LLC | 2869 | West Lorain | OH | Lorain | 2 | Natural Gas Fired Combustion Turbine | GT |  | S | 79 | 85 | 50 | N | 2001 |  |  | N | IPP Non-CHP | 2 | X | NG | DFO
Natural Gas Fired Combustion Turbine.NG | natural gas peaker | TRUE | 63239 | Vermillion Power LLC | 2869 | West Lorain | OH | Lorain | 3 | Natural Gas Fired Combustion Turbine | GT |  | S | 80.4 | 85 | 50 | N | 2001 |  |  | N | IPP Non-CHP | 2 | X | NG | DFO
Natural Gas Fired Combustion Turbine.NG | natural gas peaker | TRUE | 63239 | Vermillion Power LLC | 2869 | West Lorain | OH | Lorain | 4 | Natural Gas Fired Combustion Turbine | GT |  | S | 79.1 | 85 | 50 | N | 2001 |  |  | N | IPP Non-CHP | 2 | X | NG | DFO
Natural Gas Fired Combustion Turbine.NG | natural gas peaker | TRUE | 63239 | Vermillion Power LLC | 2869 | West Lorain | OH | Lorain | 5 | Natural Gas Fired Combustion Turbine | GT |  | S | 81.5 | 85 | 50 | N | 2001 |  |  | N | IPP Non-CHP | 2 | X | NG | DFO
Natural Gas Fired Combustion Turbine.NG | natural gas peaker | TRUE | 63239 | Vermillion Power LLC | 2869 | West Lorain | OH | Lorain | 6 | Natural Gas Fired Combustion Turbine | GT |  | S | 79.6 | 85 | 50 | N | 2001 |  |  | N | IPP Non-CHP | 2 | X | NG | DFO
Conventional Steam Coal.BIT | hard coal | TRUE | 14015 | Ohio Valley Electric Corp | 2876 | Kyger Creek | OH | Gallia | 1 | Conventional Steam Coal | ST |  | S | 194 | 198.7 | 80 | N | 1955 |  |  | N | Electric Utility | 1 | X | BIT | SUB
Conventional Steam Coal.BIT | hard coal | TRUE | 14015 | Ohio Valley Electric Corp | 2876 | Kyger Creek | OH | Gallia | 2 | Conventional Steam Coal | ST |  | S | 192.2 | 198 | 80 | N | 1955 |  |  | N | Electric Utility | 1 | X | BIT | SUB
Conventional Steam Coal.BIT | hard coal | TRUE | 14015 | Ohio Valley Electric Corp | 2876 | Kyger Creek | OH | Gallia | 3 | Conventional Steam Coal | ST |  | S | 192.2 | 198 | 80 | N | 1955 |  |  | N | Electric Utility | 1 | X | BIT | SUB
Conventional Steam Coal.BIT | hard coal | TRUE | 14015 | Ohio Valley Electric Corp | 2876 | Kyger Creek | OH | Gallia | 4 | Conventional Steam Coal | ST |  | S | 192.2 | 198 | 80 | N | 1955 |  |  | N | Electric Utility | 1 | X | BIT | SUB
Conventional Steam Coal.BIT | hard coal | TRUE | 14015 | Ohio Valley Electric Corp | 2876 | Kyger Creek | OH | Gallia | 5 | Conventional Steam Coal | ST |  | S | 192.2 | 198 | 80 | N | 1955 |  |  | N | Electric Utility | 1 | X | BIT | SUB
Petroleum Coke.PC | petroleum | TRUE | 62031 | Walleye Power, LLC | 2878 | FirstEnergy Bay Shore | OH | Lucas | 1 | Petroleum Coke | ST |  | W | 139.5 | 137 | 90 | N | 1955 |  |  | Y | IPP CHP | 3 | T | PC | DFO | BIT
Petroleum Liquids.DFO | petroleum | TRUE | 62031 | Walleye Power, LLC | 2878 | FirstEnergy Bay Shore | OH | Lucas | CT | Petroleum Liquids | GT |  | W | 14.2 | 16.2 | 5 | N | 1967 |  |  | N | IPP CHP | 3 | X | DFO
Petroleum Liquids.DFO | petroleum | TRUE | 57359 | Richland-Stryker Generation LLC | 2880 | Richland | OH | Defiance | 1 | Petroleum Liquids | GT |  | S | 11 | 14 | 3 | N | 1965 |  |  | N | IPP Non-CHP | 2 | X | DFO
Natural Gas Fired Combustion Turbine.NG | natural gas peaker | TRUE | 57359 | Richland-Stryker Generation LLC | 2880 | Richland | OH | Defiance | 2 | Natural Gas Fired Combustion Turbine | GT |  | S | 11 | 14 | 3 | N | 1966 |  |  | N | IPP Non-CHP | 2 | X | NG
Natural Gas Fired Combustion Turbine.NG | natural gas peaker | TRUE | 57359 | Richland-Stryker Generation LLC | 2880 | Richland | OH | Defiance | 3 | Natural Gas Fired Combustion Turbine | GT |  | S | 11 | 14 | 3 | N | 1966 |  |  | N | IPP Non-CHP | 2 | X | NG
Natural Gas Fired Combustion Turbine.NG | natural gas peaker | TRUE | 57359 | Richland-Stryker Generation LLC | 2880 | Richland | OH | Defiance | 4 | Natural Gas Fired Combustion Turbine | GT |  | S | 112 | 130 | 40 | N | 2001 |  |  | N | IPP Non-CHP | 2 | X | NG
Natural Gas Fired Combustion Turbine.NG | natural gas peaker | TRUE | 57359 | Richland-Stryker Generation LLC | 2880 | Richland | OH | Defiance | 5 | Natural Gas Fired Combustion Turbine | GT |  | S | 112 | 130 | 40 | N | 2001 |  |  | N | IPP Non-CHP | 2 | X | NG
Natural Gas Fired Combustion Turbine.NG | natural gas peaker | TRUE | 57359 | Richland-Stryker Generation LLC | 2880 | Richland | OH | Defiance | 6 | Natural Gas Fired Combustion Turbine | GT |  | S | 112 | 130 | 40 | N | 2001 |  |  | N | IPP Non-CHP | 2 | X | NG
Petroleum Liquids.DFO | petroleum | TRUE | 57359 | Richland-Stryker Generation LLC | 2881 | Stryker | OH | Williams | 1 | Petroleum Liquids | GT |  | S | 17 | 18 | 3 | N | 1968 |  |  | N | IPP Non-CHP | 2 | X | DFO
Natural Gas Fired Combustion Turbine.NG | natural gas peaker | TRUE | 2439 | City of Bryan - (OH) | 2903 | Bryan (OH) | OH | Williams | 1 | Natural Gas Fired Combustion Turbine | GT |  | S | 12.5 | 19.5 | 3 | N | 1970 |  |  | N | Electric Utility | 1 | X | NG | DFO
Natural Gas Fired Combustion Turbine.NG | natural gas peaker | TRUE | 2439 | City of Bryan - (OH) | 2903 | Bryan (OH) | OH | Williams | 2 | Natural Gas Fired Combustion Turbine | GT |  | S | 12.5 | 19.5 | 3 | N | 1988 |  |  | N | Electric Utility | 1 | X | NG | DFO
Petroleum Liquids.DFO | petroleum | TRUE | 2439 | City of Bryan - (OH) | 2903 | Bryan (OH) | OH | Williams | 5 | Petroleum Liquids | IC |  | S | 2.5 | 2.5 | 0.5 | N | 1948 |  |  | N | Electric Utility | 1 | X | DFO
Natural Gas Fired Combustion Turbine.NG | natural gas peaker | TRUE | 2439 | City of Bryan - (OH) | 2903 | Bryan (OH) | OH | Williams | 6 | Natural Gas Fired Combustion Turbine | GT |  | S | 4 | 6 | 1 | N | 1963 |  |  | N | Electric Utility | 1 | X | NG | DFO
Petroleum Liquids.DFO | petroleum | TRUE | 3762 | City of Cleveland - (OH) | 2906 | Collinwood | OH | Cuyahoga | 3 | Petroleum Liquids | GT |  | S | 16 | 18 | 5 |  | 1971 |  |  | N | Electric Utility | 1 | X | DFO | NG
Natural Gas Fired Combustion Turbine.NG | natural gas peaker | TRUE | 3762 | City of Cleveland - (OH) | 2909 | West 41st Street | OH | Cuyahoga | 1 | Natural Gas Fired Combustion Turbine | GT |  | S | 16 | 18 | 5 | N | 1970 |  |  | N | Electric Utility | 1 | X | NG | DFO
Natural Gas Fired Combustion Turbine.NG | natural gas peaker | TRUE | 3762 | City of Cleveland - (OH) | 2909 | West 41st Street | OH | Cuyahoga | 2 | Natural Gas Fired Combustion Turbine | GT |  | S | 16 | 18 | 5 | N | 1970 |  |  | N | Electric Utility | 1 | X | NG | DFO
Conventional Steam Coal.BIT | hard coal | TRUE | 5336 | City of Dover - (OH) | 2914 | Dover | OH | Tuscarawas | 3 | Conventional Steam Coal | ST |  | S | 8 | 8 | 4 | N | 1954 |  |  | N | Electric Utility | 1 | X | BIT
Conventional Steam Coal.BIT | hard coal | TRUE | 5336 | City of Dover - (OH) | 2914 | Dover | OH | Tuscarawas | 4 | Conventional Steam Coal | ST |  | S | 15.2 | 15.2 | 7 | N | 1968 |  |  | N | Electric Utility | 1 | X | BIT
Petroleum Liquids.DFO | petroleum | TRUE | 5336 | City of Dover - (OH) | 2914 | Dover | OH | Tuscarawas | 5 | Petroleum Liquids | IC |  | S | 2.4 | 2.4 | 1.2 | N | 1966 |  |  | N | Electric Utility | 1 | X | DFO
Natural Gas Fired Combustion Turbine.NG | natural gas peaker | TRUE | 5336 | City of Dover - (OH) | 2914 | Dover | OH | Tuscarawas | 6 | Natural Gas Fired Combustion Turbine | GT |  | S | 15.3 | 15.3 | 8 | N | 1992 |  |  | N | Electric Utility | 1 | X | NG
Natural Gas Fired Combustion Turbine.NG | natural gas peaker | TRUE | 7977 | City of Hamilton - (OH) | 2917 | Hamilton (OH) | OH | Butler | GT2 | Natural Gas Fired Combustion Turbine | GT |  | S | 12 | 16 | 5 | N | 1971 |  |  | N | Electric Utility | 1 | X | NG
Petroleum Liquids.DFO | petroleum | TRUE | 13949 | City of Oberlin - (OH) | 2933 | Oberlin (OH) | OH | Lorain | 1 | Petroleum Liquids | IC |  | S | 1 | 1 | 0.9 | N | 1948 |  |  | N | Electric Utility | 1 | X | DFO
Natural Gas Internal Combustion Engine.NG | natural gas peaker | TRUE | 13949 | City of Oberlin - (OH) | 2933 | Oberlin (OH) | OH | Lorain | 10 | Natural Gas Internal Combustion Engine | IC |  | S | 0.5 | 0.5 | 0.4 | N | 1990 |  |  | N | Electric Utility | 1 | X | NG
Natural Gas Internal Combustion Engine.NG | natural gas peaker | TRUE | 13949 | City of Oberlin - (OH) | 2933 | Oberlin (OH) | OH | Lorain | 2A | Natural Gas Internal Combustion Engine | IC |  | S | 3.1 | 3.1 | 2.4 | N | 2001 |  |  | N | Electric Utility | 1 | X | NG | DFO
Natural Gas Internal Combustion Engine.NG | natural gas peaker | TRUE | 13949 | City of Oberlin - (OH) | 2933 | Oberlin (OH) | OH | Lorain | 3A | Natural Gas Internal Combustion Engine | IC |  | S | 3.1 | 3.1 | 2.4 | N | 2001 |  |  | N | Electric Utility | 1 | X | NG | DFO
Natural Gas Internal Combustion Engine.NG | natural gas peaker | TRUE | 13949 | City of Oberlin - (OH) | 2933 | Oberlin (OH) | OH | Lorain | 6 | Natural Gas Internal Combustion Engine | IC |  | S | 2.5 | 2.5 | 1.9 | N | 1958 |  |  | N | Electric Utility | 1 | X | NG | DFO
Natural Gas Internal Combustion Engine.NG | natural gas peaker | TRUE | 13949 | City of Oberlin - (OH) | 2933 | Oberlin (OH) | OH | Lorain | 7 | Natural Gas Internal Combustion Engine | IC |  | S | 2.7 | 2.7 | 2.2 | N | 1961 |  |  | N | Electric Utility | 1 | X | NG | DFO
Natural Gas Internal Combustion Engine.NG | natural gas peaker | TRUE | 13949 | City of Oberlin - (OH) | 2933 | Oberlin (OH) | OH | Lorain | 8 | Natural Gas Internal Combustion Engine | IC |  | S | 3 | 3 | 2.3 | N | 1966 |  |  | N | Electric Utility | 1 | X | NG | DFO
Natural Gas Internal Combustion Engine.NG | natural gas peaker | TRUE | 13949 | City of Oberlin - (OH) | 2933 | Oberlin (OH) | OH | Lorain | 9 | Natural Gas Internal Combustion Engine | IC |  | S | 0.4 | 0.4 | 0.4 | N | 1990 |  |  | N | Electric Utility | 1 | X | NG
Natural Gas Internal Combustion Engine.NG | natural gas peaker | TRUE | 13949 | City of Oberlin - (OH) | 2933 | Oberlin (OH) | OH | Lorain | IC4 | Natural Gas Internal Combustion Engine | IC |  | S | 2.1 | 2.1 | 1.6 | N | 1996 |  |  | N | Electric Utility | 1 | X | NG
Conventional Steam Coal.BIT | hard coal | TRUE | 14194 | City of Orrville - (OH) | 2935 | Orrville | OH | Wayne | 10 | Conventional Steam Coal | ST |  | S | 23 | 23 | 7 | N | 1971 |  |  | N | Electric Utility | 1 | X | BIT | NG
Natural Gas Steam Turbine.NG | natural gas steam turbine | TRUE | 14194 | City of Orrville - (OH) | 2935 | Orrville | OH | Wayne | 11 | Natural Gas Steam Turbine | ST |  | S | 23 | 23 | 7 | N | 1971 |  |  | N | Electric Utility | 1 | X | NG
Conventional Steam Coal.BIT | hard coal | TRUE | 14194 | City of Orrville - (OH) | 2935 | Orrville | OH | Wayne | 7 | Conventional Steam Coal | ST |  | S | 5 | 5 | 1 | N | 1949 |  |  | N | Electric Utility | 1 | X | BIT
Conventional Steam Coal.BIT | hard coal | TRUE | 14194 | City of Orrville - (OH) | 2935 | Orrville | OH | Wayne | 8 | Conventional Steam Coal | ST |  | S | 7.5 | 7.5 | 2 | N | 1955 |  |  | N | Electric Utility | 1 | X | BIT
Conventional Steam Coal.BIT | hard coal | TRUE | 14194 | City of Orrville - (OH) | 2935 | Orrville | OH | Wayne | 9 | Conventional Steam Coal | ST |  | S | 20 | 20 | 7 | N | 1961 |  |  | N | Electric Utility | 1 | X | BIT | NG
Conventional Steam Coal.BIT | hard coal | TRUE | 14381 | City of Painesville | 2936 | Painesville | OH | Lake | 3 | Conventional Steam Coal | ST |  | S | 7 | 7 | 2.5 | N | 1953 |  |  | N | Electric Utility | 1 | X | BIT | NG
Conventional Steam Coal.BIT | hard coal | TRUE | 14381 | City of Painesville | 2936 | Painesville | OH | Lake | 5 | Conventional Steam Coal | ST |  | S | 15.5 | 15.5 | 5.5 | N | 1965 |  |  | N | Electric Utility | 1 | X | BIT | NG
Conventional Steam Coal.BIT | hard coal | TRUE | 14381 | City of Painesville | 2936 | Painesville | OH | Lake | 7 | Conventional Steam Coal | ST |  | S | 17.5 | 17.5 | 6 | N | 1990 |  |  | N | Electric Utility | 1 | X | BIT | NG
Conventional Steam Coal.BIT | hard coal | TRUE | 14381 | City of Painesville | 2936 | Painesville | OH | Lake | ST2 | Conventional Steam Coal | ST |  | S | 7 | 7 | 2.5 | N | 1949 |  |  | N | Electric Utility | 1 | X | BIT | NG
Petroleum Liquids.DFO | petroleum | TRUE | 14381 | City of Painesville | 2936 | Painesville | OH | Lake | WPCP1 | Petroleum Liquids | IC |  | S | 1.8 | 1.8 | 1.4 | N | 2010 |  |  | N | Electric Utility | 1 | X | DFO
Petroleum Liquids.DFO | petroleum | TRUE | 15095 | City of Piqua - (OH) | 2937 | Piqua Power Plant | OH | Miami | 11 | Petroleum Liquids | GT |  | S | 16.5 | 16.5 | 13 | N | 1989 |  |  | N | Electric Utility | 1 | X | DFO
Petroleum Liquids.DFO | petroleum | TRUE | 15095 | City of Piqua - (OH) | 2937 | Piqua Power Plant | OH | Miami | 8 | Petroleum Liquids | GT |  | S | 20 | 20 | 14 | N | 1972 |  |  | N | Electric Utility | 1 | X | DFO
Petroleum Liquids.DFO | petroleum | TRUE | 17891 | City of St Marys - (OH) | 2942 | St Marys | OH | Auglaize | 7 | Petroleum Liquids | GT |  | S | 12 | 12 | 1 | N | 1992 |  |  | N | Electric Utility | 1 | X | DFO
Natural Gas Fired Combustion Turbine.NG | natural gas peaker | TRUE | 17891 | City of St Marys - (OH) | 2942 | St Marys | OH | Auglaize | GT1 | Natural Gas Fired Combustion Turbine | GT |  | J | 10.4 | 10.4 | 1 | N | 1999 |  |  | N | Electric Utility | 1 | X | NG
Petroleum Liquids.DFO | petroleum | TRUE | 20977 | City of Woodsfield - (OH) | 2945 | Anadarko | OH | Monroe | 10 | Petroleum Liquids | IC |  | S | 1.2 | 1.2 | 1 | N | 1983 |  |  | N | Electric Utility | 1 | X | DFO
Petroleum Liquids.DFO | petroleum | TRUE | 20977 | City of Woodsfield - (OH) | 2945 | Anadarko | OH | Monroe | 11 | Petroleum Liquids | IC |  | S | 1.2 | 1.2 | 0.4 | N | 1983 |  |  | N | Electric Utility | 1 | X | DFO
Petroleum Liquids.DFO | petroleum | TRUE | 20977 | City of Woodsfield - (OH) | 2945 | Anadarko | OH | Monroe | 6 | Petroleum Liquids | IC |  | S | 0.6 | 0.6 | 0.4 | N | 1949 |  |  | N | Electric Utility | 1 | X | DFO
Petroleum Liquids.DFO | petroleum | TRUE | 20977 | City of Woodsfield - (OH) | 2945 | Anadarko | OH | Monroe | 7 | Petroleum Liquids | IC |  | S | 1.2 | 1.2 | 0.4 | N | 1957 |  |  | N | Electric Utility | 1 | X | DFO
Petroleum Liquids.DFO | petroleum | TRUE | 20977 | City of Woodsfield - (OH) | 2945 | Anadarko | OH | Monroe | 8 | Petroleum Liquids | IC |  | S | 1.5 | 1.5 | 0.4 | N | 1965 |  |  | N | Electric Utility | 1 | X | DFO
Petroleum Liquids.DFO | petroleum | TRUE | 20977 | City of Woodsfield - (OH) | 2945 | Anadarko | OH | Monroe | 9 | Petroleum Liquids | IC |  | S | 2.1 | 2.1 | 2 | N | 1971 |  |  | N | Electric Utility | 1 | X | DFO
Natural Gas Fired Combustion Turbine.NG | natural gas peaker | TRUE | 14063 | Oklahoma Gas & Electric Co | 2951 | Horseshoe Lake | OK | Oklahoma | 10 | Natural Gas Fired Combustion Turbine | GT |  | S | 43.1 | 43.1 | 43.1 | N | 2001 |  |  | N | Electric Utility | 1 | X | NG
Natural Gas Steam Turbine.NG | natural gas steam turbine | TRUE | 14063 | Oklahoma Gas & Electric Co | 2951 | Horseshoe Lake | OK | Oklahoma | 6 | Natural Gas Steam Turbine | ST |  | S | 170 | 170 | 60 | N | 1958 |  |  | N | Electric Utility | 1 | X | NG | RFO
Natural Gas Steam Turbine.NG | natural gas steam turbine | TRUE | 14063 | Oklahoma Gas & Electric Co | 2951 | Horseshoe Lake | OK | Oklahoma | 8 | Natural Gas Steam Turbine | ST |  | S | 375 | 375 | 80 | N | 1969 |  |  | N | Electric Utility | 1 | X | NG
Natural Gas Fired Combustion Turbine.NG | natural gas peaker | TRUE | 14063 | Oklahoma Gas & Electric Co | 2951 | Horseshoe Lake | OK | Oklahoma | 9 | Natural Gas Fired Combustion Turbine | GT |  | S | 44.9 | 44.9 | 44.9 | N | 2001 |  |  | N | Electric Utility | 1 | X | NG
Natural Gas Steam Turbine.NG | natural gas steam turbine | TRUE | 14063 | Oklahoma Gas & Electric Co | 2951 | Horseshoe Lake | OK | Oklahoma | ST7 | Natural Gas Steam Turbine | ST |  | S | 211 | 211 | 75 | N | 1963 |  |  | N | Electric Utility | 1 | X | NG | RFO
Natural Gas Steam Turbine.NG | natural gas steam turbine | TRUE | 14063 | Oklahoma Gas & Electric Co | 2952 | Muskogee | OK | Muskogee | 4 | Natural Gas Steam Turbine | ST |  | S | 489 | 489 | 200 | N | 1977 |  |  | N | Electric Utility | 1 | X | NG
Natural Gas Steam Turbine.NG | natural gas steam turbine | TRUE | 14063 | Oklahoma Gas & Electric Co | 2952 | Muskogee | OK | Muskogee | 5 | Natural Gas Steam Turbine | ST |  | S | 488 | 488 | 200 | N | 1978 |  |  | N | Electric Utility | 1 | X | NG
Conventional Steam Coal.SUB | hard coal | TRUE | 14063 | Oklahoma Gas & Electric Co | 2952 | Muskogee | OK | Muskogee | 6 | Conventional Steam Coal | ST |  | S | 521 | 521 | 200 | N | 1984 |  |  | N | Electric Utility | 1 | X | SUB | NG
Natural Gas Fired Combustion Turbine.NG | natural gas peaker | TRUE | 14063 | Oklahoma Gas & Electric Co | 2953 | Mustang | OK | Canadian | GT1 | Natural Gas Fired Combustion Turbine | GT |  | S | 57 | 57 | 40 | N | 2017 |  |  | N | Electric Utility | 1 | X | NG
Natural Gas Fired Combustion Turbine.NG | natural gas peaker | TRUE | 14063 | Oklahoma Gas & Electric Co | 2953 | Mustang | OK | Canadian | GT2 | Natural Gas Fired Combustion Turbine | GT |  | S | 56 | 56 | 40 | N | 2017 |  |  | N | Electric Utility | 1 | X | NG
Natural Gas Fired Combustion Turbine.NG | natural gas peaker | TRUE | 14063 | Oklahoma Gas & Electric Co | 2953 | Mustang | OK | Canadian | GT3 | Natural Gas Fired Combustion Turbine | GT |  | S | 58 | 58 | 40 | N | 2017 |  |  | N | Electric Utility | 1 | X | NG
Natural Gas Fired Combustion Turbine.NG | natural gas peaker | TRUE | 14063 | Oklahoma Gas & Electric Co | 2953 | Mustang | OK | Canadian | GT4 | Natural Gas Fired Combustion Turbine | GT |  | S | 57 | 57 | 40 | N | 2017 |  |  | N | Electric Utility | 1 | X | NG
Natural Gas Fired Combustion Turbine.NG | natural gas peaker | TRUE | 14063 | Oklahoma Gas & Electric Co | 2953 | Mustang | OK | Canadian | GT5 | Natural Gas Fired Combustion Turbine | GT |  | S | 57 | 57 | 40 | N | 2017 |  |  | N | Electric Utility | 1 | X | NG
Natural Gas Fired Combustion Turbine.NG | natural gas peaker | TRUE | 14063 | Oklahoma Gas & Electric Co | 2953 | Mustang | OK | Canadian | GT6 | Natural Gas Fired Combustion Turbine | GT |  | S | 58 | 58 | 40 | N | 2017 |  |  | N | Electric Utility | 1 | X | NG
Natural Gas Fired Combustion Turbine.NG | natural gas peaker | TRUE | 14063 | Oklahoma Gas & Electric Co | 2953 | Mustang | OK | Canadian | GT7 | Natural Gas Fired Combustion Turbine | GT |  | S | 57 | 57 | 40 | N | 2017 |  |  | N | Electric Utility | 1 | X | NG
Solar Photovoltaic.SUN | solar PV | TRUE | 14063 | Oklahoma Gas & Electric Co | 2953 | Mustang | OK | Canadian | SLR1 | Solar Photovoltaic | PV |  | S | 2.5 | 2.5 |  | N | 2015 |  |  | N | Electric Utility | 1 | X | SUN
Natural Gas Steam Turbine.NG | natural gas steam turbine | TRUE | 14063 | Oklahoma Gas & Electric Co | 2956 | Seminole | OK | Seminole | 1 | Natural Gas Steam Turbine | ST |  | S | 500 | 500 | 70 | N | 1971 |  |  | N | Electric Utility | 1 | X | NG
Natural Gas Steam Turbine.NG | natural gas steam turbine | TRUE | 14063 | Oklahoma Gas & Electric Co | 2956 | Seminole | OK | Seminole | 2 | Natural Gas Steam Turbine | ST |  | S | 513 | 513 | 70 | N | 1973 |  |  | N | Electric Utility | 1 | X | NG
Natural Gas Steam Turbine.NG | natural gas steam turbine | TRUE | 14063 | Oklahoma Gas & Electric Co | 2956 | Seminole | OK | Seminole | 3 | Natural Gas Steam Turbine | ST |  | S | 508.5 | 508.5 | 70 | N | 1975 |  |  | N | Electric Utility | 1 | X | NG
Natural Gas Fired Combined Cycle.NG | natural gas combined cycle | TRUE | 15474 | Public Service Co of Oklahoma | 2963 | Northeastern | OK | Rogers | 1 | Natural Gas Fired Combined Cycle | CA | NE1S | S | 146 | 161 | 140 | N | 1961 |  |  | N | Electric Utility | 1 | X | NG
Natural Gas Fired Combined Cycle.NG | natural gas combined cycle | TRUE | 15474 | Public Service Co of Oklahoma | 2963 | Northeastern | OK | Rogers | 1A | Natural Gas Fired Combined Cycle | CT | NE1S | S | 149 | 165 | 95 | N | 2001 |  |  | N | Electric Utility | 1 | X | NG
Natural Gas Fired Combined Cycle.NG | natural gas combined cycle | TRUE | 15474 | Public Service Co of Oklahoma | 2963 | Northeastern | OK | Rogers | 1B | Natural Gas Fired Combined Cycle | CT | NE1S | S | 149 | 165 | 95 | N | 2001 |  |  | N | Electric Utility | 1 | X | NG
Natural Gas Steam Turbine.NG | natural gas steam turbine | TRUE | 15474 | Public Service Co of Oklahoma | 2963 | Northeastern | OK | Rogers | 2 | Natural Gas Steam Turbine | ST |  | S | 434 | 434 | 150 | N | 1970 |  |  | N | Electric Utility | 1 | X | NG
Conventional Steam Coal.SUB | hard coal | TRUE | 15474 | Public Service Co of Oklahoma | 2963 | Northeastern | OK | Rogers | 3 | Conventional Steam Coal | ST |  | S | 460 | 460 | 250 | N | 1979 |  |  | N | Electric Utility | 1 | X | SUB | NG
Petroleum Liquids.DFO | petroleum | TRUE | 15474 | Public Service Co of Oklahoma | 2963 | Northeastern | OK | Rogers | IC1 | Petroleum Liquids | IC |  | S | 4 | 4 | 2.5 | N | 1980 |  |  | N | Electric Utility | 1 | X | DFO
Natural Gas Steam Turbine.NG | natural gas steam turbine | TRUE | 15474 | Public Service Co of Oklahoma | 2964 | Southwestern | OK | Caddo | 1 | Natural Gas Steam Turbine | ST |  | S | 56 | 56 | 20 | N | 1952 |  |  | N | Electric Utility | 1 | X | NG
Natural Gas Steam Turbine.NG | natural gas steam turbine | TRUE | 15474 | Public Service Co of Oklahoma | 2964 | Southwestern | OK | Caddo | 2 | Natural Gas Steam Turbine | ST |  | S | 78 | 78 | 10 | N | 1954 |  |  | N | Electric Utility | 1 | X | NG
Natural Gas Steam Turbine.NG | natural gas steam turbine | TRUE | 15474 | Public Service Co of Oklahoma | 2964 | Southwestern | OK | Caddo | 3 | Natural Gas Steam Turbine | ST |  | S | 295 | 295 | 25 | N | 1967 |  |  | N | Electric Utility | 1 | X | NG
Natural Gas Fired Combustion Turbine.NG | natural gas peaker | TRUE | 15474 | Public Service Co of Oklahoma | 2964 | Southwestern | OK | Caddo | 4 | Natural Gas Fired Combustion Turbine | GT |  | S | 76 | 85 | 51 | N | 2008 |  |  | N | Electric Utility | 1 | X | NG
Natural Gas Fired Combustion Turbine.NG | natural gas peaker | TRUE | 15474 | Public Service Co of Oklahoma | 2964 | Southwestern | OK | Caddo | 5 | Natural Gas Fired Combustion Turbine | GT |  | S | 76 | 85 | 51 | N | 2008 |  |  | N | Electric Utility | 1 | X | NG
Petroleum Liquids.DFO | petroleum | TRUE | 15474 | Public Service Co of Oklahoma | 2964 | Southwestern | OK | Caddo | IC1 | Petroleum Liquids | IC |  | S | 2 | 2 | 1.8 | N | 1966 |  |  | N | Electric Utility | 1 | X | DFO
Natural Gas Steam Turbine.NG | natural gas steam turbine | TRUE | 15474 | Public Service Co of Oklahoma | 2965 | Tulsa | OK | Tulsa | 2 | Natural Gas Steam Turbine | ST |  | S | 164 | 164 | 13 | N | 1956 |  |  | N | Electric Utility | 1 | X | NG
Natural Gas Steam Turbine.NG | natural gas steam turbine | TRUE | 15474 | Public Service Co of Oklahoma | 2965 | Tulsa | OK | Tulsa | 4 | Natural Gas Steam Turbine | ST |  | S | 158 | 158 | 13 | N | 1958 |  |  | N | Electric Utility | 1 | X | NG
Petroleum Liquids.DFO | petroleum | TRUE | 15474 | Public Service Co of Oklahoma | 2965 | Tulsa | OK | Tulsa | IC1 | Petroleum Liquids | IC |  | S | 8.3 | 8.3 | 8.3 | N | 1967 |  |  | N | Electric Utility | 1 | X | DFO
Natural Gas Fired Combustion Turbine.NG | natural gas peaker | TRUE | 15474 | Public Service Co of Oklahoma | 2966 | Weleetka | OK | Okfuskee | 4 | Natural Gas Fired Combustion Turbine | GT |  | S | 55 | 66 | 50 | N | 1975 | 1 | 2030 | N | Electric Utility | 1 | X | NG | DFO
Natural Gas Fired Combustion Turbine.NG | natural gas peaker | TRUE | 15474 | Public Service Co of Oklahoma | 2966 | Weleetka | OK | Okfuskee | 5 | Natural Gas Fired Combustion Turbine | GT |  | S | 53 | 66 | 50 | N | 1976 | 1 | 2030 | N | Electric Utility | 1 | X | NG | DFO
Petroleum Liquids.DFO | petroleum | TRUE | 15474 | Public Service Co of Oklahoma | 2966 | Weleetka | OK | Okfuskee | IC1 | Petroleum Liquids | IC |  | S | 4 | 4 | 4 | N | 1963 |  |  | N | Electric Utility | 1 | X | DFO
Natural Gas Internal Combustion Engine.NG | natural gas peaker | TRUE | 4667 | City of Cushing - (OK) | 2975 | Cushing | OK | Payne | 1 | Natural Gas Internal Combustion Engine | IC |  | S | 1.8 | 1.8 | 1.6 | N | 1956 |  |  | N | Electric Utility | 1 | X | NG | DFO
Natural Gas Internal Combustion Engine.NG | natural gas peaker | TRUE | 4667 | City of Cushing - (OK) | 2975 | Cushing | OK | Payne | 10 | Natural Gas Internal Combustion Engine | IC |  | S | 4 | 4 | 2 | N | 1972 |  |  | N | Electric Utility | 1 | X | NG | DFO
Natural Gas Internal Combustion Engine.NG | natural gas peaker | TRUE | 4667 | City of Cushing - (OK) | 2975 | Cushing | OK | Payne | 11 | Natural Gas Internal Combustion Engine | IC |  | S | 6.3 | 6.3 | 3.5 | N | 1988 |  |  | N | Electric Utility | 1 | X | NG | DFO
Natural Gas Internal Combustion Engine.NG | natural gas peaker | TRUE | 4667 | City of Cushing - (OK) | 2975 | Cushing | OK | Payne | 2 | Natural Gas Internal Combustion Engine | IC |  | S | 0.8 | 0.8 | 0.6 | N | 1949 |  |  | N | Electric Utility | 1 | X | NG | DFO
Natural Gas Internal Combustion Engine.NG | natural gas peaker | TRUE | 4667 | City of Cushing - (OK) | 2975 | Cushing | OK | Payne | 3 | Natural Gas Internal Combustion Engine | IC |  | S | 0.4 | 0.4 | 0.3 | N | 1936 |  |  | N | Electric Utility | 1 | X | NG | DFO
Natural Gas Internal Combustion Engine.NG | natural gas peaker | TRUE | 4667 | City of Cushing - (OK) | 2975 | Cushing | OK | Payne | 4 | Natural Gas Internal Combustion Engine | IC |  | S | 0.4 | 0.4 | 0.3 | N | 1936 |  |  | N | Electric Utility | 1 | X | NG | DFO
Natural Gas Internal Combustion Engine.NG | natural gas peaker | TRUE | 4667 | City of Cushing - (OK) | 2975 | Cushing | OK | Payne | 5 | Natural Gas Internal Combustion Engine | IC |  | S | 0.4 | 0.4 | 0.3 | N | 1936 |  |  | N | Electric Utility | 1 | X | NG | DFO
Natural Gas Internal Combustion Engine.NG | natural gas peaker | TRUE | 4667 | City of Cushing - (OK) | 2975 | Cushing | OK | Payne | 6 | Natural Gas Internal Combustion Engine | IC |  | S | 0.6 | 0.6 | 0.6 | N | 1939 |  |  | N | Electric Utility | 1 | X | NG | DFO
Natural Gas Internal Combustion Engine.NG | natural gas peaker | TRUE | 4667 | City of Cushing - (OK) | 2975 | Cushing | OK | Payne | 7 | Natural Gas Internal Combustion Engine | IC |  | S | 1.9 | 1.9 | 1.9 | N | 1956 |  |  | N | Electric Utility | 1 | X | NG | DFO
Natural Gas Internal Combustion Engine.NG | natural gas peaker | TRUE | 4667 | City of Cushing - (OK) | 2975 | Cushing | OK | Payne | 8 | Natural Gas Internal Combustion Engine | IC |  | S | 1.9 | 1.9 | 1.9 | N | 1956 |  |  | N | Electric Utility | 1 | X | NG | DFO
Natural Gas Internal Combustion Engine.NG | natural gas peaker | TRUE | 4667 | City of Cushing - (OK) | 2975 | Cushing | OK | Payne | 9 | Natural Gas Internal Combustion Engine | IC |  | S | 2.7 | 2.7 | 2.2 | N | 1965 |  |  | N | Electric Utility | 1 | X | NG | DFO
Conventional Hydroelectric.WAT | hydro | TRUE | 7490 | Grand River Dam Authority | 2980 | Markham | OK | Mayes | 1 | Conventional Hydroelectric | HY |  | S | 31 | 32 | 18 | N | 1964 |  |  | N | Electric Utility | 1 | X | WAT
Conventional Hydroelectric.WAT | hydro | TRUE | 7490 | Grand River Dam Authority | 2980 | Markham | OK | Mayes | 2 | Conventional Hydroelectric | HY |  | S | 31.6 | 32 | 18 | N | 1964 |  |  | N | Electric Utility | 1 | X | WAT
Conventional Hydroelectric.WAT | hydro | TRUE | 7490 | Grand River Dam Authority | 2980 | Markham | OK | Mayes | 3 | Conventional Hydroelectric | HY |  | S | 31.3 | 32 | 18 | N | 1964 |  |  | N | Electric Utility | 1 | X | WAT
Conventional Hydroelectric.WAT | hydro | TRUE | 7490 | Grand River Dam Authority | 2980 | Markham | OK | Mayes | 4 | Conventional Hydroelectric | HY |  | S | 31 | 32 | 18 | N | 1964 |  |  | N | Electric Utility | 1 | X | WAT
Conventional Hydroelectric.WAT | hydro | TRUE | 7490 | Grand River Dam Authority | 2981 | Pensacola | OK | Mayes | 1 | Conventional Hydroelectric | HY |  | S | 19 | 19.9 | 5 | N | 1940 |  |  | N | Electric Utility | 1 | X | WAT
Conventional Hydroelectric.WAT | hydro | TRUE | 7490 | Grand River Dam Authority | 2981 | Pensacola | OK | Mayes | 2 | Conventional Hydroelectric | HY |  | S | 18.9 | 20 | 5 | N | 1940 |  |  | N | Electric Utility | 1 | X | WAT
Conventional Hydroelectric.WAT | hydro | TRUE | 7490 | Grand River Dam Authority | 2981 | Pensacola | OK | Mayes | 3 | Conventional Hydroelectric | HY |  | S | 19 | 19.6 | 5 | N | 1940 |  |  | N | Electric Utility | 1 | X | WAT
Conventional Hydroelectric.WAT | hydro | TRUE | 7490 | Grand River Dam Authority | 2981 | Pensacola | OK | Mayes | 4 | Conventional Hydroelectric | HY |  | S | 18.9 | 20.1 | 5 | N | 1940 |  |  | N | Electric Utility | 1 | X | WAT
Conventional Hydroelectric.WAT | hydro | TRUE | 7490 | Grand River Dam Authority | 2981 | Pensacola | OK | Mayes | 5 | Conventional Hydroelectric | HY |  | S | 18.8 | 19.9 | 5 | N | 1946 |  |  | N | Electric Utility | 1 | X | WAT
Conventional Hydroelectric.WAT | hydro | TRUE | 7490 | Grand River Dam Authority | 2981 | Pensacola | OK | Mayes | 6 | Conventional Hydroelectric | HY |  | S | 18.7 | 19.9 | 5 | N | 1946 |  |  | N | Electric Utility | 1 | X | WAT
Conventional Hydroelectric.WAT | hydro | TRUE | 7490 | Grand River Dam Authority | 2981 | Pensacola | OK | Mayes | A | Conventional Hydroelectric | HY |  | S | 0.5 | 0.5 | 0.5 | N | 1940 |  |  | N | Electric Utility | 1 | X | WAT
Hydroelectric Pumped Storage.WAT | other | TRUE | 7490 | Grand River Dam Authority | 2982 | Salina | OK | Mayes | 1 | Hydroelectric Pumped Storage | PS |  | S | 43 | 43 | 14 | N | 1968 |  |  | N | Electric Utility | 1 | X | WAT
Hydroelectric Pumped Storage.WAT | other | TRUE | 7490 | Grand River Dam Authority | 2982 | Salina | OK | Mayes | 2 | Hydroelectric Pumped Storage | PS |  | S | 43 | 43 | 14 | N | 1968 |  |  | N | Electric Utility | 1 | X | WAT
Hydroelectric Pumped Storage.WAT | other | TRUE | 7490 | Grand River Dam Authority | 2982 | Salina | OK | Mayes | 3 | Hydroelectric Pumped Storage | PS |  | S | 43 | 43 | 14 | N | 1968 |  |  | N | Electric Utility | 1 | X | WAT
Hydroelectric Pumped Storage.WAT | other | TRUE | 7490 | Grand River Dam Authority | 2982 | Salina | OK | Mayes | 4 | Hydroelectric Pumped Storage | PS |  | S | 43 | 43 | 14 | N | 1971 |  |  | N | Electric Utility | 1 | X | WAT
Hydroelectric Pumped Storage.WAT | other | TRUE | 7490 | Grand River Dam Authority | 2982 | Salina | OK | Mayes | 5 | Hydroelectric Pumped Storage | PS |  | S | 43 | 43 | 14 | N | 1971 |  |  | N | Electric Utility | 1 | X | WAT
Hydroelectric Pumped Storage.WAT | other | TRUE | 7490 | Grand River Dam Authority | 2982 | Salina | OK | Mayes | 6 | Hydroelectric Pumped Storage | PS |  | S | 43 | 43 | 14 | N | 1971 |  |  | N | Electric Utility | 1 | X | WAT
Conventional Hydroelectric.WAT | hydro | TRUE | 27470 | USCE-Tulsa District | 2984 | Keystone Dam | OK | Tulsa | 1 | Conventional Hydroelectric | HY |  | S | 40 | 40 | 25 | N | 1968 |  |  | N | Electric Utility | 1 | X | WAT
Conventional Hydroelectric.WAT | hydro | TRUE | 27470 | USCE-Tulsa District | 2984 | Keystone Dam | OK | Tulsa | 2 | Conventional Hydroelectric | HY |  | S | 40 | 40 | 25 | N | 1968 |  |  | N | Electric Utility | 1 | X | WAT
Conventional Hydroelectric.WAT | hydro | TRUE | 27470 | USCE-Tulsa District | 2985 | Robert S Kerr | OK | Sequoyah | 1 | Conventional Hydroelectric | HY |  | S | 28 | 28 | 10 | N | 1971 |  |  | N | Electric Utility | 1 | X | WAT
Conventional Hydroelectric.WAT | hydro | TRUE | 27470 | USCE-Tulsa District | 2985 | Robert S Kerr | OK | Sequoyah | 2 | Conventional Hydroelectric | HY |  | S | 26 | 26 | 10 | N | 1971 |  |  | N | Electric Utility | 1 | X | WAT
Conventional Hydroelectric.WAT | hydro | TRUE | 27470 | USCE-Tulsa District | 2985 | Robert S Kerr | OK | Sequoyah | 3 | Conventional Hydroelectric | HY |  | S | 31.6 | 31.6 | 10 | N | 1971 |  |  | N | Electric Utility | 1 | X | WAT
Conventional Hydroelectric.WAT | hydro | TRUE | 27470 | USCE-Tulsa District | 2985 | Robert S Kerr | OK | Sequoyah | 4 | Conventional Hydroelectric | HY |  | S | 20 | 20 | 10 | N | 1971 |  |  | N | Electric Utility | 1 | X | WAT
Petroleum Liquids.DFO | petroleum | TRUE | 10320 | City of Kingfisher - (OK) | 2986 | Kingfisher | OK | Kingfisher | 3 | Petroleum Liquids | IC |  | S | 2.9 | 2.9 | 2.5 | N | 1965 |  |  | N | Electric Utility | 1 | X | DFO | NG
Petroleum Liquids.DFO | petroleum | TRUE | 10320 | City of Kingfisher - (OK) | 2986 | Kingfisher | OK | Kingfisher | 4 | Petroleum Liquids | IC |  | S | 1.2 | 1.2 | 1 | N | 1959 |  |  | N | Electric Utility | 1 | X | DFO | NG
Petroleum Liquids.DFO | petroleum | TRUE | 10320 | City of Kingfisher - (OK) | 2986 | Kingfisher | OK | Kingfisher | 5 | Petroleum Liquids | IC |  | S | 3 | 3 | 2.5 | N | 1970 |  |  | N | Electric Utility | 1 | X | DFO | NG
Petroleum Liquids.DFO | petroleum | TRUE | 10320 | City of Kingfisher - (OK) | 2986 | Kingfisher | OK | Kingfisher | IC1 | Petroleum Liquids | IC |  | S | 1 | 1 | 1 | N | 1954 |  |  | N | Electric Utility | 1 | X | DFO | NG
Petroleum Liquids.DFO | petroleum | TRUE | 10320 | City of Kingfisher - (OK) | 2986 | Kingfisher | OK | Kingfisher | IC2 | Petroleum Liquids | IC |  | S | 0.6 | 0.6 | 0.6 | N | 1954 |  |  | N | Electric Utility | 1 | X | DFO | NG
Conventional Hydroelectric.WAT | hydro | TRUE | 27470 | USCE-Tulsa District | 2987 | Webbers Falls | OK | Muskogee | 1 | Conventional Hydroelectric | HY |  | S | 25 | 25 | 7 | N | 1973 |  |  | N | Electric Utility | 1 | X | WAT
Conventional Hydroelectric.WAT | hydro | TRUE | 27470 | USCE-Tulsa District | 2987 | Webbers Falls | OK | Muskogee | 2 | Conventional Hydroelectric | HY |  | S | 25 | 25 | 7 | N | 1973 |  |  | N | Electric Utility | 1 | X | WAT
Conventional Hydroelectric.WAT | hydro | TRUE | 27470 | USCE-Tulsa District | 2987 | Webbers Falls | OK | Muskogee | 3 | Conventional Hydroelectric | HY |  | S | 25 | 25 | 7 | N | 1973 |  |  | N | Electric Utility | 1 | X | WAT
Natural Gas Internal Combustion Engine.NG | natural gas peaker | TRUE | 11566 | City of Mangum - (OK) | 2991 | Mangum | OK | Greer | 1 | Natural Gas Internal Combustion Engine | IC |  | S | 0.9 | 0.9 | 0.5 | N | 1946 |  |  | N | Electric Utility | 1 | X | NG | DFO
Natural Gas Internal Combustion Engine.NG | natural gas peaker | TRUE | 11566 | City of Mangum - (OK) | 2991 | Mangum | OK | Greer | 4 | Natural Gas Internal Combustion Engine | IC |  | S | 1.2 | 1.2 | 0.6 | N | 1956 |  |  | N | Electric Utility | 1 | X | NG | DFO
Natural Gas Internal Combustion Engine.NG | natural gas peaker | TRUE | 11566 | City of Mangum - (OK) | 2991 | Mangum | OK | Greer | 5 | Natural Gas Internal Combustion Engine | IC |  | S | 1.7 | 1.7 | 0.6 | N | 1963 |  |  | N | Electric Utility | 1 | X | NG | DFO
Natural Gas Internal Combustion Engine.NG | natural gas peaker | TRUE | 11566 | City of Mangum - (OK) | 2991 | Mangum | OK | Greer | 6 | Natural Gas Internal Combustion Engine | IC |  | S | 1.6 | 1.6 | 0.8 | N | 1969 |  |  | N | Electric Utility | 1 | X | NG | DFO
Petroleum Liquids.DFO | petroleum | TRUE | 14582 | City of Pawhuska - (OK) | 2995 | Pawhuska | OK | Osage | 1 | Petroleum Liquids | IC |  | S | 1.1 | 1.1 | 0.3 | N | 1949 |  |  | N | Electric Utility | 1 | X | DFO
Petroleum Liquids.DFO | petroleum | TRUE | 14582 | City of Pawhuska - (OK) | 2995 | Pawhuska | OK | Osage | 2 | Petroleum Liquids | IC |  | S | 1.2 | 1.2 | 0.3 | N | 1954 |  |  | N | Electric Utility | 1 | X | DFO
Petroleum Liquids.DFO | petroleum | TRUE | 14582 | City of Pawhuska - (OK) | 2995 | Pawhuska | OK | Osage | 3 | Petroleum Liquids | IC |  | S | 2.5 | 2.5 | 0.3 | N | 1966 |  |  | N | Electric Utility | 1 | X | DFO
Petroleum Liquids.DFO | petroleum | TRUE | 14582 | City of Pawhuska - (OK) | 2995 | Pawhuska | OK | Osage | 5 | Petroleum Liquids | IC |  | S | 2 | 2 | 0.3 | N | 1960 |  |  | N | Electric Utility | 1 | X | DFO
Conventional Hydroelectric.WAT | hydro | TRUE | 27470 | USCE-Tulsa District | 3003 | Fort Gibson | OK | Cherokee | 1 | Conventional Hydroelectric | HY |  | S | 12.9 | 12.9 | 4 | N | 1953 |  |  | N | Electric Utility | 1 | X | WAT
Conventional Hydroelectric.WAT | hydro | TRUE | 27470 | USCE-Tulsa District | 3003 | Fort Gibson | OK | Cherokee | 2 | Conventional Hydroelectric | HY |  | S | 12.9 | 12.9 | 4 | N | 1953 |  |  | N | Electric Utility | 1 | X | WAT
Conventional Hydroelectric.WAT | hydro | TRUE | 27470 | USCE-Tulsa District | 3003 | Fort Gibson | OK | Cherokee | 3 | Conventional Hydroelectric | HY |  | S | 12.9 | 12.9 | 4 | N | 1953 |  |  | N | Electric Utility | 1 | X | WAT
Conventional Hydroelectric.WAT | hydro | TRUE | 27470 | USCE-Tulsa District | 3003 | Fort Gibson | OK | Cherokee | 4 | Conventional Hydroelectric | HY |  | S | 12.5 | 12.5 | 4 | N | 1953 |  |  | N | Electric Utility | 1 | X | WAT
Conventional Hydroelectric.WAT | hydro | TRUE | 27470 | USCE-Tulsa District | 3004 | Tenkiller Ferry | OK | Sequoyah | 1 | Conventional Hydroelectric | HY |  | S | 21 | 21 | 8 | N | 1953 |  |  | N | Electric Utility | 1 | X | WAT
Conventional Hydroelectric.WAT | hydro | TRUE | 27470 | USCE-Tulsa District | 3004 | Tenkiller Ferry | OK | Sequoyah | 2 | Conventional Hydroelectric | HY |  | S | 21 | 21 | 8 | N | 1953 |  |  | N | Electric Utility | 1 | X | WAT
Natural Gas Steam Turbine.NG | natural gas steam turbine | TRUE | 20447 | Western Farmers Elec Coop, Inc | 3006 | Anadarko Plant | OK | Caddo | 1 | Natural Gas Steam Turbine | ST |  | S | 12 | 12 | 6 | N | 1953 |  |  | N | Electric Utility | 1 | X | NG
Natural Gas Fired Combustion Turbine.NG | natural gas peaker | TRUE | 20447 | Western Farmers Elec Coop, Inc | 3006 | Anadarko Plant | OK | Caddo | 10 | Natural Gas Fired Combustion Turbine | GT |  | S | 45 | 45 | 15 | N | 2009 |  |  | N | Electric Utility | 1 | X | NG
Natural Gas Fired Combustion Turbine.NG | natural gas peaker | TRUE | 20447 | Western Farmers Elec Coop, Inc | 3006 | Anadarko Plant | OK | Caddo | 11 | Natural Gas Fired Combustion Turbine | GT |  | S | 45 | 45 | 15 | N | 2009 |  |  | N | Electric Utility | 1 | X | NG
Natural Gas Steam Turbine.NG | natural gas steam turbine | TRUE | 20447 | Western Farmers Elec Coop, Inc | 3006 | Anadarko Plant | OK | Caddo | 2 | Natural Gas Steam Turbine | ST |  | S | 12 | 12 | 6 | N | 1953 |  |  | N | Electric Utility | 1 | X | NG
Natural Gas Steam Turbine.NG | natural gas steam turbine | TRUE | 20447 | Western Farmers Elec Coop, Inc | 3006 | Anadarko Plant | OK | Caddo | 3 | Natural Gas Steam Turbine | ST |  | S | 44 | 44 | 15 | N | 1959 |  |  | N | Electric Utility | 1 | X | NG
Natural Gas Fired Combined Cycle.NG | natural gas combined cycle | TRUE | 20447 | Western Farmers Elec Coop, Inc | 3006 | Anadarko Plant | OK | Caddo | 4 | Natural Gas Fired Combined Cycle | CS |  | S | 94 | 94 | 80 | N | 1977 |  |  | N | Electric Utility | 1 | X | NG
Natural Gas Fired Combined Cycle.NG | natural gas combined cycle | TRUE | 20447 | Western Farmers Elec Coop, Inc | 3006 | Anadarko Plant | OK | Caddo | 5 | Natural Gas Fired Combined Cycle | CS |  | S | 94 | 94 | 80 | N | 1977 |  |  | N | Electric Utility | 1 | X | NG
Natural Gas Fired Combined Cycle.NG | natural gas combined cycle | TRUE | 20447 | Western Farmers Elec Coop, Inc | 3006 | Anadarko Plant | OK | Caddo | 6 | Natural Gas Fired Combined Cycle | CS |  | S | 94 | 94 | 80 | N | 1977 |  |  | N | Electric Utility | 1 | X | NG
Natural Gas Fired Combustion Turbine.NG | natural gas peaker | TRUE | 20447 | Western Farmers Elec Coop, Inc | 3006 | Anadarko Plant | OK | Caddo | 9 | Natural Gas Fired Combustion Turbine | GT |  | S | 45 | 45 | 15 | N | 2009 |  |  | N | Electric Utility | 1 | X | NG
Natural Gas Steam Turbine.NG | natural gas steam turbine | TRUE | 20447 | Western Farmers Elec Coop, Inc | 3008 | Mooreland | OK | Woodward | 1 | Natural Gas Steam Turbine | ST |  | S | 50 | 50 | 20 | N | 1964 |  |  | N | Electric Utility | 1 | X | NG
Natural Gas Steam Turbine.NG | natural gas steam turbine | TRUE | 20447 | Western Farmers Elec Coop, Inc | 3008 | Mooreland | OK | Woodward | 2 | Natural Gas Steam Turbine | ST |  | S | 132 | 132 | 30 | N | 1968 |  |  | N | Electric Utility | 1 | X | NG
Natural Gas Steam Turbine.NG | natural gas steam turbine | TRUE | 20447 | Western Farmers Elec Coop, Inc | 3008 | Mooreland | OK | Woodward | 3 | Natural Gas Steam Turbine | ST |  | S | 140 | 140 | 30 | N | 1975 |  |  | N | Electric Utility | 1 | X | NG
Conventional Hydroelectric.WAT | hydro | TRUE | 9191 | Idaho Power Co | 3013 | Hells Canyon | OR | Wallowa | 1 | Conventional Hydroelectric | HY |  | S | 147.2 | 144.8 | 0 | N | 1967 |  |  | N | Electric Utility | 1 | X | WAT
Conventional Hydroelectric.WAT | hydro | TRUE | 9191 | Idaho Power Co | 3013 | Hells Canyon | OR | Wallowa | 2 | Conventional Hydroelectric | HY |  | S | 149.2 |  | 0 | N | 1967 |  |  | N | Electric Utility | 1 | X | WAT
Conventional Hydroelectric.WAT | hydro | TRUE | 9191 | Idaho Power Co | 3013 | Hells Canyon | OR | Wallowa | 3 | Conventional Hydroelectric | HY |  | S | 144.9 | 144.3 | 0 | N | 1967 |  |  | N | Electric Utility | 1 | X | WAT
Conventional Hydroelectric.WAT | hydro | TRUE | 9191 | Idaho Power Co | 3014 | Oxbow (OR) | OR | Baker | 1 | Conventional Hydroelectric | HY |  | S | 52.4 | 53.2 | 0 | N | 1961 |  |  | N | Electric Utility | 1 | X | WAT
Conventional Hydroelectric.WAT | hydro | TRUE | 9191 | Idaho Power Co | 3014 | Oxbow (OR) | OR | Baker | 2 | Conventional Hydroelectric | HY |  | S | 52.3 | 54.5 | 0 | N | 1961 |  |  | N | Electric Utility | 1 | X | WAT
Conventional Hydroelectric.WAT | hydro | TRUE | 9191 | Idaho Power Co | 3014 | Oxbow (OR) | OR | Baker | 3 | Conventional Hydroelectric | HY |  | S | 52.2 | 53.9 | 0 | N | 1961 |  |  | N | Electric Utility | 1 | X | WAT
Conventional Hydroelectric.WAT | hydro | TRUE | 9191 | Idaho Power Co | 3014 | Oxbow (OR) | OR | Baker | 4 | Conventional Hydroelectric | HY |  | S | 51.7 | 53.7 | 0 | N | 1961 |  |  | N | Electric Utility | 1 | X | WAT
Conventional Hydroelectric.WAT | hydro | TRUE | 14354 | PacifiCorp | 3020 | Clearwater 1 | OR | Douglas | 1 | Conventional Hydroelectric | HY |  | S | 17.9 | 17.9 | 0 | N | 1953 |  |  | N | Electric Utility | 1 | X | WAT
Conventional Hydroelectric.WAT | hydro | TRUE | 14354 | PacifiCorp | 3021 | Clearwater 2 | OR | Douglas | 1 | Conventional Hydroelectric | HY |  | S | 31 | 31 | 0 | N | 1953 |  |  | N | Electric Utility | 1 | X | WAT
Conventional Hydroelectric.WAT | hydro | TRUE | 14354 | PacifiCorp | 3024 | Eagle Point | OR | Jackson | 1 | Conventional Hydroelectric | HY |  | S | 2.8 | 2.8 | 0 | N | 1957 |  |  | N | Electric Utility | 1 | X | WAT
Conventional Hydroelectric.WAT | hydro | TRUE | 14354 | PacifiCorp | 3025 | East Side | OR | Klamath | 1 | Conventional Hydroelectric | HY |  | S | 3 | 3 | 0 | N | 1924 |  |  | N | Electric Utility | 1 | X | WAT
Conventional Hydroelectric.WAT | hydro | TRUE | 14354 | PacifiCorp | 3026 | Fish Creek | OR | Douglas | 1 | Conventional Hydroelectric | HY |  | S | 10.4 | 10.4 | 0 | N | 1952 |  |  | N | Electric Utility | 1 | X | WAT
Conventional Hydroelectric.WAT | hydro | TRUE | 14354 | PacifiCorp | 3028 | John C Boyle | OR | Klamath | 1 | Conventional Hydroelectric | HY |  | S | 50.4 | 50.4 | 0 | N | 1958 | 1 | 2024 | N | Electric Utility | 1 | X | WAT
Conventional Hydroelectric.WAT | hydro | TRUE | 14354 | PacifiCorp | 3028 | John C Boyle | OR | Klamath | 2 | Conventional Hydroelectric | HY |  | S | 47.6 | 47.6 | 0 | N | 1958 | 1 | 2024 | N | Electric Utility | 1 | X | WAT
Conventional Hydroelectric.WAT | hydro | TRUE | 14354 | PacifiCorp | 3029 | Lemolo 1 | OR | Douglas | 1 | Conventional Hydroelectric | HY |  | S | 32 | 32 | 0 | N | 1955 |  |  | N | Electric Utility | 1 | X | WAT
Conventional Hydroelectric.WAT | hydro | TRUE | 14354 | PacifiCorp | 3032 | Prospect 1 | OR | Jackson | 1 | Conventional Hydroelectric | HY |  | S | 4.6 | 4.6 | 0 | N | 1912 |  |  | N | Electric Utility | 1 | X | WAT
Conventional Hydroelectric.WAT | hydro | TRUE | 14354 | PacifiCorp | 3033 | Prospect 2 | OR | Jackson | 1 | Conventional Hydroelectric | HY |  | S | 18 | 18 | 0 | N | 1928 |  |  | N | Electric Utility | 1 | X | WAT
Conventional Hydroelectric.WAT | hydro | TRUE | 14354 | PacifiCorp | 3033 | Prospect 2 | OR | Jackson | 2 | Conventional Hydroelectric | HY |  | S | 18 | 18 | 0 | N | 1928 |  |  | N | Electric Utility | 1 | X | WAT
Conventional Hydroelectric.WAT | hydro | TRUE | 14354 | PacifiCorp | 3034 | Prospect 3 | OR | Jackson | 1 | Conventional Hydroelectric | HY |  | S | 7.7 | 7.7 | 0 | N | 1932 |  |  | N | Electric Utility | 1 | X | WAT
Conventional Hydroelectric.WAT | hydro | TRUE | 14354 | PacifiCorp | 3035 | Prospect 4 | OR | Jackson | 1 | Conventional Hydroelectric | HY |  | S | 0.9 | 0.9 | 0 | N | 1944 |  |  | N | Electric Utility | 1 | X | WAT
Conventional Hydroelectric.WAT | hydro | TRUE | 14354 | PacifiCorp | 3036 | Slide Creek | OR | Douglas | 1 | Conventional Hydroelectric | HY |  | S | 18 | 18 | 0 | N | 1951 |  |  | N | Electric Utility | 1 | X | WAT
Conventional Hydroelectric.WAT | hydro | TRUE | 14354 | PacifiCorp | 3037 | Soda Springs | OR | Douglas | 1 | Conventional Hydroelectric | HY |  | S | 11.6 | 11.6 | 0 | N | 1952 |  |  | N | Electric Utility | 1 | X | WAT
Conventional Hydroelectric.WAT | hydro | TRUE | 14354 | PacifiCorp | 3040 | Toketee Falls | OR | Douglas | 1 | Conventional Hydroelectric | HY |  | S | 15 | 15 | 0 | N | 1950 |  |  | N | Electric Utility | 1 | X | WAT
Conventional Hydroelectric.WAT | hydro | TRUE | 14354 | PacifiCorp | 3040 | Toketee Falls | OR | Douglas | 2 | Conventional Hydroelectric | HY |  | S | 15 | 15 | 0 | N | 1949 |  |  | N | Electric Utility | 1 | X | WAT
Conventional Hydroelectric.WAT | hydro | TRUE | 14354 | PacifiCorp | 3040 | Toketee Falls | OR | Douglas | 3 | Conventional Hydroelectric | HY |  | S | 15 | 15 | 0 | N | 1950 |  |  | N | Electric Utility | 1 | X | WAT
Conventional Hydroelectric.WAT | hydro | TRUE | 14354 | PacifiCorp | 3041 | Wallowa Falls | OR | Wallowa | 1 | Conventional Hydroelectric | HY |  | S | 1.1 | 1.1 | 0 | N | 1921 |  |  | N | Electric Utility | 1 | X | WAT
Conventional Hydroelectric.WAT | hydro | TRUE | 15248 | Portland General Electric Co | 3045 | Faraday | OR | Clackamas | 6 | Conventional Hydroelectric | HY |  | S | 23.9 | 23.9 | 5 | N | 1958 |  |  | N | Electric Utility | 1 | X | WAT
Conventional Hydroelectric.WAT | hydro | TRUE | 15248 | Portland General Electric Co | 3045 | Faraday | OR | Clackamas | 7 | Conventional Hydroelectric | HY |  | S | 9 | 9 | 9 | N | 2023 |  |  | N | Electric Utility | 1 | X | WAT
Conventional Hydroelectric.WAT | hydro | TRUE | 15248 | Portland General Electric Co | 3045 | Faraday | OR | Clackamas | 8 | Conventional Hydroelectric | HY |  | S | 9 | 9 | 9 | N | 2023 |  |  | N | Electric Utility | 1 | X | WAT
Conventional Hydroelectric.WAT | hydro | TRUE | 15248 | Portland General Electric Co | 3047 | North Fork | OR | Clackamas | 1 | Conventional Hydroelectric | HY |  | S | 27 | 27 | 4 | N | 1958 |  |  | N | Electric Utility | 1 | X | WAT
Conventional Hydroelectric.WAT | hydro | TRUE | 15248 | Portland General Electric Co | 3047 | North Fork | OR | Clackamas | 2 | Conventional Hydroelectric | HY |  | S | 31 | 31 | 4 | N | 1958 |  |  | N | Electric Utility | 1 | X | WAT
Conventional Hydroelectric.WAT | hydro | TRUE | 15248 | Portland General Electric Co | 3048 | Pelton | OR | Jefferson | 1 | Conventional Hydroelectric | HY |  | J | 38 | 38 | 10 | N | 1957 |  |  | N | Electric Utility | 1 | X | WAT
Conventional Hydroelectric.WAT | hydro | TRUE | 15248 | Portland General Electric Co | 3048 | Pelton | OR | Jefferson | 2 | Conventional Hydroelectric | HY |  | J | 36 | 36 | 10 | N | 1958 |  |  | N | Electric Utility | 1 | X | WAT
Conventional Hydroelectric.WAT | hydro | TRUE | 15248 | Portland General Electric Co | 3048 | Pelton | OR | Jefferson | 3 | Conventional Hydroelectric | HY |  | J | 36 | 36 | 10 | N | 1958 |  |  | N | Electric Utility | 1 | X | WAT
Conventional Hydroelectric.WAT | hydro | TRUE | 15248 | Portland General Electric Co | 3049 | River Mill | OR | Clackamas | 1 | Conventional Hydroelectric | HY |  | S | 4.3 | 4.3 | 2 | N | 1911 |  |  | N | Electric Utility | 1 | X | WAT
Conventional Hydroelectric.WAT | hydro | TRUE | 15248 | Portland General Electric Co | 3049 | River Mill | OR | Clackamas | 2 | Conventional Hydroelectric | HY |  | S | 4.3 | 4.3 | 2 | N | 1911 |  |  | N | Electric Utility | 1 | X | WAT
Conventional Hydroelectric.WAT | hydro | TRUE | 15248 | Portland General Electric Co | 3049 | River Mill | OR | Clackamas | 3 | Conventional Hydroelectric | HY |  | S | 4.3 | 4.3 | 2 | N | 1912 |  |  | N | Electric Utility | 1 | X | WAT
Conventional Hydroelectric.WAT | hydro | TRUE | 15248 | Portland General Electric Co | 3049 | River Mill | OR | Clackamas | 4 | Conventional Hydroelectric | HY |  | S | 5.2 | 5.2 | 3 | N | 1927 |  |  | N | Electric Utility | 1 | X | WAT
Conventional Hydroelectric.WAT | hydro | TRUE | 15248 | Portland General Electric Co | 3049 | River Mill | OR | Clackamas | 5 | Conventional Hydroelectric | HY |  | S | 6.6 | 6.6 | 2.5 | N | 1952 |  |  | N | Electric Utility | 1 | X | WAT
Conventional Hydroelectric.WAT | hydro | TRUE | 15248 | Portland General Electric Co | 3050 | Round Butte | OR | Jefferson | 1 | Conventional Hydroelectric | HY |  | J | 110 | 110 | 1 | N | 1964 |  |  | N | Electric Utility | 1 | X | WAT
Conventional Hydroelectric.WAT | hydro | TRUE | 15248 | Portland General Electric Co | 3050 | Round Butte | OR | Jefferson | 2 | Conventional Hydroelectric | HY |  | J | 121.5 | 121.5 | 1 | N | 1964 |  |  | N | Electric Utility | 1 | X | WAT
Conventional Hydroelectric.WAT | hydro | TRUE | 15248 | Portland General Electric Co | 3050 | Round Butte | OR | Jefferson | 3 | Conventional Hydroelectric | HY |  | J | 121.5 | 121.5 | 1 | N | 1964 |  |  | N | Electric Utility | 1 | X | WAT
Conventional Hydroelectric.WAT | hydro | TRUE | 15248 | Portland General Electric Co | 3053 | Sullivan | OR | Clackamas | 1 | Conventional Hydroelectric | HY |  | S | 1.4 | 1.4 | 0 | N | 1952 |  |  | N | Electric Utility | 1 | X | WAT
Conventional Hydroelectric.WAT | hydro | TRUE | 15248 | Portland General Electric Co | 3053 | Sullivan | OR | Clackamas | 10 | Conventional Hydroelectric | HY |  | S | 1.5 | 1.5 | 0.9 | N | 1952 |  |  | N | Electric Utility | 1 | X | WAT
Conventional Hydroelectric.WAT | hydro | TRUE | 15248 | Portland General Electric Co | 3053 | Sullivan | OR | Clackamas | 11 | Conventional Hydroelectric | HY |  | S | 1.4 | 1.4 | 0.9 | N | 1952 |  |  | N | Electric Utility | 1 | X | WAT
Conventional Hydroelectric.WAT | hydro | TRUE | 15248 | Portland General Electric Co | 3053 | Sullivan | OR | Clackamas | 12 | Conventional Hydroelectric | HY |  | S | 1.4 | 1.4 | 0.9 | N | 1952 |  |  | N | Electric Utility | 1 | X | WAT
Conventional Hydroelectric.WAT | hydro | TRUE | 15248 | Portland General Electric Co | 3053 | Sullivan | OR | Clackamas | 13 | Conventional Hydroelectric | HY |  | S | 1.2 | 1.2 | 0 | N | 1952 |  |  | N | Electric Utility | 1 | X | WAT
Conventional Hydroelectric.WAT | hydro | TRUE | 15248 | Portland General Electric Co | 3053 | Sullivan | OR | Clackamas | 2 | Conventional Hydroelectric | HY |  | S | 1.5 | 1.5 | 0.9 | N | 1952 |  |  | N | Electric Utility | 1 | X | WAT
Conventional Hydroelectric.WAT | hydro | TRUE | 15248 | Portland General Electric Co | 3053 | Sullivan | OR | Clackamas | 3 | Conventional Hydroelectric | HY |  | S | 1.5 | 1.5 | 0.9 | N | 1952 |  |  | N | Electric Utility | 1 | X | WAT
Conventional Hydroelectric.WAT | hydro | TRUE | 15248 | Portland General Electric Co | 3053 | Sullivan | OR | Clackamas | 4 | Conventional Hydroelectric | HY |  | S | 1.5 | 1.5 | 0.9 | N | 1952 |  |  | N | Electric Utility | 1 | X | WAT
Conventional Hydroelectric.WAT | hydro | TRUE | 15248 | Portland General Electric Co | 3053 | Sullivan | OR | Clackamas | 5 | Conventional Hydroelectric | HY |  | S | 1.5 | 1.5 | 0.9 | N | 1952 |  |  | N | Electric Utility | 1 | X | WAT
Conventional Hydroelectric.WAT | hydro | TRUE | 15248 | Portland General Electric Co | 3053 | Sullivan | OR | Clackamas | 6 | Conventional Hydroelectric | HY |  | S | 1.5 | 1.5 | 0.9 | N | 1952 |  |  | N | Electric Utility | 1 | X | WAT
Conventional Hydroelectric.WAT | hydro | TRUE | 15248 | Portland General Electric Co | 3053 | Sullivan | OR | Clackamas | 7 | Conventional Hydroelectric | HY |  | S | 1.5 | 1.5 | 0.9 | N | 1952 |  |  | N | Electric Utility | 1 | X | WAT
Conventional Hydroelectric.WAT | hydro | TRUE | 15248 | Portland General Electric Co | 3053 | Sullivan | OR | Clackamas | 8 | Conventional Hydroelectric | HY |  | S | 1.4 | 1.4 | 0.9 | N | 1952 |  |  | N | Electric Utility | 1 | X | WAT
Conventional Hydroelectric.WAT | hydro | TRUE | 15248 | Portland General Electric Co | 3053 | Sullivan | OR | Clackamas | 9 | Conventional Hydroelectric | HY |  | S | 1 | 1 | 0.5 | N | 1924 |  |  | N | Electric Utility | 1 | X | WAT
Conventional Hydroelectric.WAT | hydro | TRUE | 6013 | Eugene Water & Electric Board | 3067 | Carmen Smith | OR | Linn | 1 | Conventional Hydroelectric | HY |  | S | 50 | 50 | 12 | N | 1963 |  |  | N | Electric Utility | 1 | X | WAT
Conventional Hydroelectric.WAT | hydro | TRUE | 6013 | Eugene Water & Electric Board | 3067 | Carmen Smith | OR | Linn | 2 | Conventional Hydroelectric | HY |  | S | 50 | 50 | 12 | N | 1963 |  |  | N | Electric Utility | 1 | X | WAT
Conventional Hydroelectric.WAT | hydro | TRUE | 6013 | Eugene Water & Electric Board | 3067 | Carmen Smith | OR | Linn | 3 | Conventional Hydroelectric | HY |  | S | 3.8 | 6.5 | 2 | N | 1963 | 10 | 2030 | N | Electric Utility | 1 | X | WAT
Conventional Hydroelectric.WAT | hydro | TRUE | 6013 | Eugene Water & Electric Board | 3071 | Walterville | OR | Lane | 1 | Conventional Hydroelectric | HY |  | S | 7.5 | 7.5 | 2 | N | 1949 |  |  | N | Electric Utility | 1 | X | WAT
Conventional Hydroelectric.WAT | hydro | TRUE | 19400 | USACE Northwestern Division | 3074 | Big Cliff | OR | Marion | 1 | Conventional Hydroelectric | HY |  | S | 21 | 21 | 18 | N | 1954 |  |  | N | Electric Utility | 1 | X | WAT
Conventional Hydroelectric.WAT | hydro | TRUE | 19400 | USACE Northwestern Division | 3075 | Bonneville | OR | Multnomah | 1 | Conventional Hydroelectric | HY |  | S | 53.5 | 53.5 | 13.2 | N | 1938 |  |  | N | Electric Utility | 1 | X | WAT
Conventional Hydroelectric.WAT | hydro | TRUE | 19400 | USACE Northwestern Division | 3075 | Bonneville | OR | Multnomah | 10 | Conventional Hydroelectric | HY |  | S | 54 | 54 | 13.2 | N | 1944 |  |  | N | Electric Utility | 1 | X | WAT
Conventional Hydroelectric.WAT | hydro | TRUE | 19400 | USACE Northwestern Division | 3075 | Bonneville | OR | Multnomah | 11 | Conventional Hydroelectric | HY |  | S | 66.5 | 66.5 | 23.2 | N | 1982 |  |  | N | Electric Utility | 1 | X | WAT
Conventional Hydroelectric.WAT | hydro | TRUE | 19400 | USACE Northwestern Division | 3075 | Bonneville | OR | Multnomah | 12 | Conventional Hydroelectric | HY |  | S | 66.5 | 66.5 | 23.2 | N | 1982 |  |  | N | Electric Utility | 1 | X | WAT
Conventional Hydroelectric.WAT | hydro | TRUE | 19400 | USACE Northwestern Division | 3075 | Bonneville | OR | Multnomah | 13 | Conventional Hydroelectric | HY |  | S | 66.5 | 66.5 | 23.2 | N | 1982 |  |  | N | Electric Utility | 1 | X | WAT
Conventional Hydroelectric.WAT | hydro | TRUE | 19400 | USACE Northwestern Division | 3075 | Bonneville | OR | Multnomah | 14 | Conventional Hydroelectric | HY |  | S | 66.5 | 66.5 | 23.2 | N | 1982 |  |  | N | Electric Utility | 1 | X | WAT
Conventional Hydroelectric.WAT | hydro | TRUE | 19400 | USACE Northwestern Division | 3075 | Bonneville | OR | Multnomah | 15 | Conventional Hydroelectric | HY |  | S | 66.5 | 66.5 | 23.2 | N | 1982 |  |  | N | Electric Utility | 1 | X | WAT
Conventional Hydroelectric.WAT | hydro | TRUE | 19400 | USACE Northwestern Division | 3075 | Bonneville | OR | Multnomah | 16 | Conventional Hydroelectric | HY |  | S | 66.5 | 66.5 | 23.2 | N | 1981 |  |  | N | Electric Utility | 1 | X | WAT
Conventional Hydroelectric.WAT | hydro | TRUE | 19400 | USACE Northwestern Division | 3075 | Bonneville | OR | Multnomah | 17 | Conventional Hydroelectric | HY |  | S | 66.5 | 66.5 | 23.2 | N | 1981 |  |  | N | Electric Utility | 1 | X | WAT
Conventional Hydroelectric.WAT | hydro | TRUE | 19400 | USACE Northwestern Division | 3075 | Bonneville | OR | Multnomah | 18 | Conventional Hydroelectric | HY |  | S | 66.5 | 66.5 | 23.2 | N | 1981 |  |  | N | Electric Utility | 1 | X | WAT
Conventional Hydroelectric.WAT | hydro | TRUE | 19400 | USACE Northwestern Division | 3075 | Bonneville | OR | Multnomah | 2 | Conventional Hydroelectric | HY |  | S | 53.5 | 53.5 | 13.2 | N | 1938 |  |  | N | Electric Utility | 1 | X | WAT
Conventional Hydroelectric.WAT | hydro | TRUE | 19400 | USACE Northwestern Division | 3075 | Bonneville | OR | Multnomah | 3 | Conventional Hydroelectric | HY |  | S | 62.1 | 62.1 | 13.2 | N | 1941 |  |  | N | Electric Utility | 1 | X | WAT
Conventional Hydroelectric.WAT | hydro | TRUE | 19400 | USACE Northwestern Division | 3075 | Bonneville | OR | Multnomah | 4 | Conventional Hydroelectric | HY |  | S | 62.1 | 62.1 | 13.2 | N | 1941 |  |  | N | Electric Utility | 1 | X | WAT
Conventional Hydroelectric.WAT | hydro | TRUE | 19400 | USACE Northwestern Division | 3075 | Bonneville | OR | Multnomah | 5 | Conventional Hydroelectric | HY |  | S | 62.1 | 62.1 | 13.2 | N | 1941 |  |  | N | Electric Utility | 1 | X | WAT
Conventional Hydroelectric.WAT | hydro | TRUE | 19400 | USACE Northwestern Division | 3075 | Bonneville | OR | Multnomah | 6 | Conventional Hydroelectric | HY |  | S | 62.1 | 62.1 | 13.2 | N | 1942 |  |  | N | Electric Utility | 1 | X | WAT
Conventional Hydroelectric.WAT | hydro | TRUE | 19400 | USACE Northwestern Division | 3075 | Bonneville | OR | Multnomah | 7 | Conventional Hydroelectric | HY |  | S | 62.1 | 62.1 | 13.2 | N | 1943 |  |  | N | Electric Utility | 1 | X | WAT
Conventional Hydroelectric.WAT | hydro | TRUE | 19400 | USACE Northwestern Division | 3075 | Bonneville | OR | Multnomah | 8 | Conventional Hydroelectric | HY |  | S | 62.1 | 62.1 | 13.2 | N | 1943 |  |  | N | Electric Utility | 1 | X | WAT
Conventional Hydroelectric.WAT | hydro | TRUE | 19400 | USACE Northwestern Division | 3075 | Bonneville | OR | Multnomah | 9 | Conventional Hydroelectric | HY |  | S | 62.1 | 62.1 | 13.2 | N | 1943 |  |  | N | Electric Utility | 1 | X | WAT
Conventional Hydroelectric.WAT | hydro | TRUE | 19400 | USACE Northwestern Division | 3075 | Bonneville | OR | Multnomah | F1 | Conventional Hydroelectric | HY |  | S | 13.1 | 13.1 | 13.1 | N | 1982 |  |  | N | Electric Utility | 1 | X | WAT
Conventional Hydroelectric.WAT | hydro | TRUE | 19400 | USACE Northwestern Division | 3075 | Bonneville | OR | Multnomah | F2 | Conventional Hydroelectric | HY |  | S | 13.1 | 13.1 | 13.1 | N | 1981 |  |  | N | Electric Utility | 1 | X | WAT
Conventional Hydroelectric.WAT | hydro | TRUE | 19400 | USACE Northwestern Division | 3076 | Cougar | OR | Lane | 1 | Conventional Hydroelectric | HY |  | S | 13 | 13 | 12.5 | N | 1964 |  |  | N | Electric Utility | 1 | X | WAT
Conventional Hydroelectric.WAT | hydro | TRUE | 19400 | USACE Northwestern Division | 3076 | Cougar | OR | Lane | 2 | Conventional Hydroelectric | HY |  | S | 13 | 13 | 12.5 | N | 1964 |  |  | N | Electric Utility | 1 | X | WAT
Conventional Hydroelectric.WAT | hydro | TRUE | 19400 | USACE Northwestern Division | 3077 | Detroit | OR | Marion | 1 | Conventional Hydroelectric | HY |  | S | 50 | 50 | 50 | N | 1953 |  |  | N | Electric Utility | 1 | X | WAT
Conventional Hydroelectric.WAT | hydro | TRUE | 19400 | USACE Northwestern Division | 3077 | Detroit | OR | Marion | 2 | Conventional Hydroelectric | HY |  | S | 50 | 50 | 50 | N | 1953 |  |  | N | Electric Utility | 1 | X | WAT
Conventional Hydroelectric.WAT | hydro | TRUE | 19400 | USACE Northwestern Division | 3078 | Dexter | OR | Lane | 1 | Conventional Hydroelectric | HY |  | S | 15 | 15 | 15 | N | 1955 |  |  | N | Electric Utility | 1 | X | WAT
Conventional Hydroelectric.WAT | hydro | TRUE | 19400 | USACE Northwestern Division | 3080 | Green Peter | OR | Linn | 1 | Conventional Hydroelectric | HY |  | S | 40 | 40 | 40 | N | 1967 |  |  | N | Electric Utility | 1 | X | WAT
Conventional Hydroelectric.WAT | hydro | TRUE | 19400 | USACE Northwestern Division | 3080 | Green Peter | OR | Linn | 2 | Conventional Hydroelectric | HY |  | S | 40 | 40 | 40 | N | 1967 |  |  | N | Electric Utility | 1 | X | WAT
Conventional Hydroelectric.WAT | hydro | TRUE | 19400 | USACE Northwestern Division | 3081 | Hills Creek | OR | Lane | 1 | Conventional Hydroelectric | HY |  | S | 15 | 15 | 15 | N | 1962 |  |  | N | Electric Utility | 1 | X | WAT
Conventional Hydroelectric.WAT | hydro | TRUE | 19400 | USACE Northwestern Division | 3081 | Hills Creek | OR | Lane | 2 | Conventional Hydroelectric | HY |  | S | 15 | 15 | 15 | N | 1962 |  |  | N | Electric Utility | 1 | X | WAT
Conventional Hydroelectric.WAT | hydro | TRUE | 19400 | USACE Northwestern Division | 3082 | John Day | OR | Sherman | 1 | Conventional Hydroelectric | HY |  | S | 135 | 135 | 52 | N | 1968 |  |  | N | Electric Utility | 1 | X | WAT
Conventional Hydroelectric.WAT | hydro | TRUE | 19400 | USACE Northwestern Division | 3082 | John Day | OR | Sherman | 10 | Conventional Hydroelectric | HY |  | S | 135 | 135 | 52 | N | 1969 |  |  | N | Electric Utility | 1 | X | WAT
Conventional Hydroelectric.WAT | hydro | TRUE | 19400 | USACE Northwestern Division | 3082 | John Day | OR | Sherman | 11 | Conventional Hydroelectric | HY |  | S | 118 | 118 | 52 | N | 1970 |  |  | N | Electric Utility | 1 | X | WAT
Conventional Hydroelectric.WAT | hydro | TRUE | 19400 | USACE Northwestern Division | 3082 | John Day | OR | Sherman | 12 | Conventional Hydroelectric | HY |  | S | 118 | 118 | 52 | N | 1970 |  |  | N | Electric Utility | 1 | X | WAT
Conventional Hydroelectric.WAT | hydro | TRUE | 19400 | USACE Northwestern Division | 3082 | John Day | OR | Sherman | 13 | Conventional Hydroelectric | HY |  | S | 135 | 135 | 52 | N | 1970 |  |  | N | Electric Utility | 1 | X | WAT
Conventional Hydroelectric.WAT | hydro | TRUE | 19400 | USACE Northwestern Division | 3082 | John Day | OR | Sherman | 14 | Conventional Hydroelectric | HY |  | S | 118 | 118 | 52 | N | 1971 |  |  | N | Electric Utility | 1 | X | WAT
Conventional Hydroelectric.WAT | hydro | TRUE | 19400 | USACE Northwestern Division | 3082 | John Day | OR | Sherman | 15 | Conventional Hydroelectric | HY |  | S | 135 | 135 | 52 | N | 1971 |  |  | N | Electric Utility | 1 | X | WAT
Conventional Hydroelectric.WAT | hydro | TRUE | 19400 | USACE Northwestern Division | 3082 | John Day | OR | Sherman | 16 | Conventional Hydroelectric | HY |  | S | 135 | 135 | 52 | N | 1971 |  |  | N | Electric Utility | 1 | X | WAT
Conventional Hydroelectric.WAT | hydro | TRUE | 19400 | USACE Northwestern Division | 3082 | John Day | OR | Sherman | 2 | Conventional Hydroelectric | HY |  | S | 135 | 135 | 52 | N | 1968 |  |  | N | Electric Utility | 1 | X | WAT
Conventional Hydroelectric.WAT | hydro | TRUE | 19400 | USACE Northwestern Division | 3082 | John Day | OR | Sherman | 3 | Conventional Hydroelectric | HY |  | S | 129 | 129 | 52 | N | 1968 |  |  | N | Electric Utility | 1 | X | WAT
Conventional Hydroelectric.WAT | hydro | TRUE | 19400 | USACE Northwestern Division | 3082 | John Day | OR | Sherman | 4 | Conventional Hydroelectric | HY |  | S | 118 | 118 | 52 | N | 1968 |  |  | N | Electric Utility | 1 | X | WAT
Conventional Hydroelectric.WAT | hydro | TRUE | 19400 | USACE Northwestern Division | 3082 | John Day | OR | Sherman | 5 | Conventional Hydroelectric | HY |  | S | 135 | 135 | 52 | N | 1969 |  |  | N | Electric Utility | 1 | X | WAT
Conventional Hydroelectric.WAT | hydro | TRUE | 19400 | USACE Northwestern Division | 3082 | John Day | OR | Sherman | 6 | Conventional Hydroelectric | HY |  | S | 135 | 135 | 52 | N | 1969 |  |  | N | Electric Utility | 1 | X | WAT
Conventional Hydroelectric.WAT | hydro | TRUE | 19400 | USACE Northwestern Division | 3082 | John Day | OR | Sherman | 7 | Conventional Hydroelectric | HY |  | S | 135 | 135 | 52 | N | 1969 |  |  | N | Electric Utility | 1 | X | WAT
Conventional Hydroelectric.WAT | hydro | TRUE | 19400 | USACE Northwestern Division | 3082 | John Day | OR | Sherman | 8 | Conventional Hydroelectric | HY |  | S | 118 | 118 | 52 | N | 1969 |  |  | N | Electric Utility | 1 | X | WAT
Conventional Hydroelectric.WAT | hydro | TRUE | 19400 | USACE Northwestern Division | 3082 | John Day | OR | Sherman | 9 | Conventional Hydroelectric | HY |  | S | 118 | 118 | 52 | N | 1969 |  |  | N | Electric Utility | 1 | X | WAT
Conventional Hydroelectric.WAT | hydro | TRUE | 19400 | USACE Northwestern Division | 3083 | Lookout Point | OR | Lane | 1 | Conventional Hydroelectric | HY |  | S | 40 | 40 | 40 | N | 1955 |  |  | N | Electric Utility | 1 | X | WAT
Conventional Hydroelectric.WAT | hydro | TRUE | 19400 | USACE Northwestern Division | 3083 | Lookout Point | OR | Lane | 2 | Conventional Hydroelectric | HY |  | S | 40 | 40 | 40 | N | 1955 |  |  | N | Electric Utility | 1 | X | WAT
Conventional Hydroelectric.WAT | hydro | TRUE | 19400 | USACE Northwestern Division | 3083 | Lookout Point | OR | Lane | 3 | Conventional Hydroelectric | HY |  | S | 40 | 40 | 40 | N | 1955 |  |  | N | Electric Utility | 1 | X | WAT
Conventional Hydroelectric.WAT | hydro | TRUE | 19400 | USACE Northwestern Division | 3084 | McNary | OR | Umatilla | 1 | Conventional Hydroelectric | HY |  | S | 70 | 70 | 23.8 | N | 1953 |  |  | N | Electric Utility | 1 | X | WAT
Conventional Hydroelectric.WAT | hydro | TRUE | 19400 | USACE Northwestern Division | 3084 | McNary | OR | Umatilla | 10 | Conventional Hydroelectric | HY |  | S | 70 | 70 | 23.8 | N | 1955 |  |  | N | Electric Utility | 1 | X | WAT
Conventional Hydroelectric.WAT | hydro | TRUE | 19400 | USACE Northwestern Division | 3084 | McNary | OR | Umatilla | 11 | Conventional Hydroelectric | HY |  | S | 70 | 70 | 23.8 | N | 1956 |  |  | N | Electric Utility | 1 | X | WAT
Conventional Hydroelectric.WAT | hydro | TRUE | 19400 | USACE Northwestern Division | 3084 | McNary | OR | Umatilla | 12 | Conventional Hydroelectric | HY |  | S | 70 | 70 | 23.8 | N | 1956 |  |  | N | Electric Utility | 1 | X | WAT
Conventional Hydroelectric.WAT | hydro | TRUE | 19400 | USACE Northwestern Division | 3084 | McNary | OR | Umatilla | 13 | Conventional Hydroelectric | HY |  | S | 70 | 70 | 23.8 | N | 1957 |  |  | N | Electric Utility | 1 | X | WAT
Conventional Hydroelectric.WAT | hydro | TRUE | 19400 | USACE Northwestern Division | 3084 | McNary | OR | Umatilla | 14 | Conventional Hydroelectric | HY |  | S | 80.5 | 80.5 | 23.8 | N | 1957 |  |  | N | Electric Utility | 1 | X | WAT
Conventional Hydroelectric.WAT | hydro | TRUE | 19400 | USACE Northwestern Division | 3084 | McNary | OR | Umatilla | 2 | Conventional Hydroelectric | HY |  | S | 70 | 70 | 23.8 | N | 1954 |  |  | N | Electric Utility | 1 | X | WAT
Conventional Hydroelectric.WAT | hydro | TRUE | 19400 | USACE Northwestern Division | 3084 | McNary | OR | Umatilla | 3 | Conventional Hydroelectric | HY |  | S | 70 | 70 | 23.8 | N | 1954 |  |  | N | Electric Utility | 1 | X | WAT
Conventional Hydroelectric.WAT | hydro | TRUE | 19400 | USACE Northwestern Division | 3084 | McNary | OR | Umatilla | 4 | Conventional Hydroelectric | HY |  | S | 70 | 70 | 23.8 | N | 1954 |  |  | N | Electric Utility | 1 | X | WAT
Conventional Hydroelectric.WAT | hydro | TRUE | 19400 | USACE Northwestern Division | 3084 | McNary | OR | Umatilla | 5 | Conventional Hydroelectric | HY |  | S | 58 | 58 | 23.8 | N | 1954 |  |  | N | Electric Utility | 1 | X | WAT
Conventional Hydroelectric.WAT | hydro | TRUE | 19400 | USACE Northwestern Division | 3084 | McNary | OR | Umatilla | 6 | Conventional Hydroelectric | HY |  | S | 58 | 58 | 23.8 | N | 1955 |  |  | N | Electric Utility | 1 | X | WAT
Conventional Hydroelectric.WAT | hydro | TRUE | 19400 | USACE Northwestern Division | 3084 | McNary | OR | Umatilla | 7 | Conventional Hydroelectric | HY |  | S | 70 | 70 | 23.8 | N | 1955 |  |  | N | Electric Utility | 1 | X | WAT
Conventional Hydroelectric.WAT | hydro | TRUE | 19400 | USACE Northwestern Division | 3084 | McNary | OR | Umatilla | 8 | Conventional Hydroelectric | HY |  | S | 70 | 70 | 23.8 | N | 1955 |  |  | N | Electric Utility | 1 | X | WAT
Conventional Hydroelectric.WAT | hydro | TRUE | 19400 | USACE Northwestern Division | 3084 | McNary | OR | Umatilla | 9 | Conventional Hydroelectric | HY |  | S | 70 | 70 | 23.8 | N | 1956 |  |  | N | Electric Utility | 1 | X | WAT
Petroleum Liquids.DFO | petroleum | TRUE | 63032 | Brunot Island Power, LLC | 3096 | Brunot Island | PA | Allegheny | 1A | Petroleum Liquids | GT |  | S | 18.1 | 15 | 15 | N | 1972 |  |  | N | IPP Non-CHP | 2 | X | DFO
Natural Gas Fired Combined Cycle.NG | natural gas combined cycle | TRUE | 63032 | Brunot Island Power, LLC | 3096 | Brunot Island | PA | Allegheny | 2A | Natural Gas Fired Combined Cycle | CT | BICC | S | 47.4 | 54 | 30 | N | 1973 |  |  | N | IPP Non-CHP | 2 | X | NG
Natural Gas Fired Combined Cycle.NG | natural gas combined cycle | TRUE | 63032 | Brunot Island Power, LLC | 3096 | Brunot Island | PA | Allegheny | 2B | Natural Gas Fired Combined Cycle | CT | BICC | S | 47 | 56.7 | 30 | N | 1973 |  |  | N | IPP Non-CHP | 2 | X | NG
Natural Gas Fired Combined Cycle.NG | natural gas combined cycle | TRUE | 63032 | Brunot Island Power, LLC | 3096 | Brunot Island | PA | Allegheny | 3 | Natural Gas Fired Combined Cycle | CT | BICC | S | 47.5 | 57.7 | 30 | N | 1973 |  |  | N | IPP Non-CHP | 2 | X | NG
Natural Gas Fired Combined Cycle.NG | natural gas combined cycle | TRUE | 63032 | Brunot Island Power, LLC | 3096 | Brunot Island | PA | Allegheny | ST4 | Natural Gas Fired Combined Cycle | CA | BICC | S | 101.6 | 101 | 32 | N | 1974 |  |  | N | IPP Non-CHP | 2 | X | NG
Petroleum Liquids.DFO | petroleum | TRUE | 63035 | Hamilton Power, LLC | 3109 | Hamilton (PA) | PA | Adams | 1 | Petroleum Liquids | GT |  | S | 20.4 | 24 | 18 | N | 1971 |  |  | N | IPP Non-CHP | 2 | X | DFO
Natural Gas Fired Combustion Turbine.NG | natural gas peaker | TRUE | 63036 | Hunterstown Power, LLC | 3110 | Hunterstown | PA | Adams | 1 | Natural Gas Fired Combustion Turbine | GT |  | S | 21 | 20 | 18 | N | 1971 |  |  | N | IPP Non-CHP | 2 | X | NG | DFO
Natural Gas Fired Combustion Turbine.NG | natural gas peaker | TRUE | 63036 | Hunterstown Power, LLC | 3110 | Hunterstown | PA | Adams | 2 | Natural Gas Fired Combustion Turbine | GT |  | S | 21.5 | 20 | 17 | N | 1971 |  |  | N | IPP Non-CHP | 2 | X | NG | DFO
Natural Gas Fired Combustion Turbine.NG | natural gas peaker | TRUE | 63036 | Hunterstown Power, LLC | 3110 | Hunterstown | PA | Adams | 3 | Natural Gas Fired Combustion Turbine | GT |  | S | 21.5 | 20 | 18 | N | 1971 |  |  | N | IPP Non-CHP | 2 | X | NG | DFO
Petroleum Liquids.DFO | petroleum | TRUE | 63037 | Mountain Power, LLC | 3111 | Mountain | PA | Cumberland | 1 | Petroleum Liquids | GT |  | S | 19.5 | 25 | 18 | N | 1972 |  |  | N | IPP Non-CHP | 2 | X | DFO
Petroleum Liquids.DFO | petroleum | TRUE | 63037 | Mountain Power, LLC | 3111 | Mountain | PA | Cumberland | 2 | Petroleum Liquids | GT |  | S | 20.6 | 25 | 18 | N | 1972 |  |  | N | IPP Non-CHP | 2 | X | DFO
Petroleum Liquids.DFO | petroleum | TRUE | 63038 | Orrtanna Power, LLC | 3112 | Orrtanna | PA | Adams | 1 | Petroleum Liquids | GT |  | S | 20.2 | 26 | 18 | N | 1971 |  |  | N | IPP Non-CHP | 2 | X | DFO
Petroleum Liquids.DFO | petroleum | TRUE | 63039 | Portland Power, LLC | 3113 | Portland (PA) | PA | Northampton | 3 | Petroleum Liquids | GT |  | S | 16 | 15 | 13 | N | 1967 |  |  | N | IPP Non-CHP | 2 | X | DFO | NG
Petroleum Liquids.DFO | petroleum | TRUE | 63039 | Portland Power, LLC | 3113 | Portland (PA) | PA | Northampton | 4 | Petroleum Liquids | GT |  | S | 21 | 20 | 17 | N | 1971 |  |  | N | IPP Non-CHP | 2 | X | DFO | NG
Petroleum Liquids.DFO | petroleum | TRUE | 63039 | Portland Power, LLC | 3113 | Portland (PA) | PA | Northampton | 5 | Petroleum Liquids | GT |  | S | 140.5 | 155 | 90 | N | 1997 |  |  | N | IPP Non-CHP | 2 | X | DFO
Petroleum Liquids.DFO | petroleum | TRUE | 63040 | Shawnee Power, LLC | 3114 | Shawnee (PA) | PA | Monroe | 1 | Petroleum Liquids | GT |  | S | 20.6 | 24 | 17 | N | 1972 |  |  | N | IPP Non-CHP | 2 | X | DFO
Petroleum Liquids.DFO | petroleum | TRUE | 63041 | Titus Power, LLC | 3115 | Titus | PA | Berks | 4 | Petroleum Liquids | GT |  | S | 15 | 17 | 13 | N | 1967 |  |  | N | IPP Non-CHP | 2 | X | DFO
Petroleum Liquids.DFO | petroleum | TRUE | 63041 | Titus Power, LLC | 3115 | Titus | PA | Berks | 5 | Petroleum Liquids | GT |  | S | 16.1 | 18 | 13 | N | 1970 |  |  | N | IPP Non-CHP | 2 | X | DFO
Petroleum Liquids.DFO | petroleum | TRUE | 63042 | Tolna Power, LLC | 3116 | Tolna | PA | York | 1 | Petroleum Liquids | GT |  | S | 21 | 25 | 18 | N | 1972 |  |  | N | IPP Non-CHP | 2 | X | DFO
Petroleum Liquids.DFO | petroleum | TRUE | 63042 | Tolna Power, LLC | 3116 | Tolna | PA | York | 2 | Petroleum Liquids | GT |  | S | 20.2 | 25 | 18 | N | 1972 |  |  | N | IPP Non-CHP | 2 | X | DFO
Conventional Hydroelectric.WAT | hydro | TRUE | 57280 | Eagle Creek Renewable Energy, LLC | 3117 | York Haven | PA | York | 1 | Conventional Hydroelectric | HY |  | W | 19 | 19 | 1 | N | 1905 |  |  | N | IPP Non-CHP | 2 | X | WAT
Conventional Steam Coal.BIT | hard coal | TRUE | 63047 | KeyCon Operating LLC | 3118 | Conemaugh | PA | Indiana | 1 | Conventional Steam Coal | ST |  | J | 850 | 850 | 325 | N | 1970 |  |  | N | IPP Non-CHP | 2 | X | BIT | NG
Conventional Steam Coal.BIT | hard coal | TRUE | 63047 | KeyCon Operating LLC | 3118 | Conemaugh | PA | Indiana | 2 | Conventional Steam Coal | ST |  | J | 850 | 850 | 325 | N | 1971 |  |  | N | IPP Non-CHP | 2 | X | BIT | NG
Petroleum Liquids.DFO | petroleum | TRUE | 63047 | KeyCon Operating LLC | 3118 | Conemaugh | PA | Indiana | A | Petroleum Liquids | IC |  | J | 2.8 | 2.8 | 2.8 | N | 1970 |  |  | N | IPP Non-CHP | 2 | X | DFO
Petroleum Liquids.DFO | petroleum | TRUE | 63047 | KeyCon Operating LLC | 3118 | Conemaugh | PA | Indiana | B | Petroleum Liquids | IC |  | J | 2.8 | 2.8 | 2.8 | N | 1970 |  |  | N | IPP Non-CHP | 2 | X | DFO
Petroleum Liquids.DFO | petroleum | TRUE | 63047 | KeyCon Operating LLC | 3118 | Conemaugh | PA | Indiana | C | Petroleum Liquids | IC |  | J | 2.8 | 2.8 | 2.8 | N | 1970 |  |  | N | IPP Non-CHP | 2 | X | DFO
Petroleum Liquids.DFO | petroleum | TRUE | 63047 | KeyCon Operating LLC | 3118 | Conemaugh | PA | Indiana | D | Petroleum Liquids | IC |  | J | 2.8 | 2.8 | 2.8 | N | 1970 |  |  | N | IPP Non-CHP | 2 | X | DFO
Natural Gas Fired Combustion Turbine.NG | natural gas peaker | TRUE | 63043 | Blossburg Power, LLC | 3120 | Blossburg | PA | Tioga | 1 | Natural Gas Fired Combustion Turbine | GT |  | S | 20.9 | 19 | 16 | N | 1971 |  |  | N | IPP Non-CHP | 2 | X | NG
Conventional Steam Coal.BIT | hard coal | TRUE | 58615 | NRG Homer City Services LLC | 3122 | Homer City Generating Station | PA | Indiana | 1 | Conventional Steam Coal | ST |  | J | 626.1 | 631.2 | 285 | N | 1969 | 4 | 2024 | N | IPP Non-CHP | 2 | X | BIT
Conventional Hydroelectric.WAT | hydro | TRUE | 54679 | BP Piney & Deep Creek LLC | 3124 | Piney | PA | Clarion | 1 | Conventional Hydroelectric | HY |  | S | 11.8 | 11.8 | 4 | N | 1924 |  |  | N | IPP Non-CHP | 2 | X | WAT
Conventional Hydroelectric.WAT | hydro | TRUE | 54679 | BP Piney & Deep Creek LLC | 3124 | Piney | PA | Clarion | 2 | Conventional Hydroelectric | HY |  | S | 11.8 | 11.8 | 4 | N | 1924 |  |  | N | IPP Non-CHP | 2 | X | WAT
Conventional Hydroelectric.WAT | hydro | TRUE | 54679 | BP Piney & Deep Creek LLC | 3124 | Piney | PA | Clarion | 3 | Conventional Hydroelectric | HY |  | S | 9.6 | 9.6 | 3 | N | 1928 |  |  | N | IPP Non-CHP | 2 | X | WAT
Conventional Steam Coal.WC | hard coal | TRUE | 61781 | Seward Generating LLC | 3130 | Seward (PA) | PA | Indiana | FB1 | Conventional Steam Coal | ST |  | W | 521 | 521 | 200 | N | 2004 |  |  | N | IPP Non-CHP | 2 | X | WC | DFO
Natural Gas Steam Turbine.NG | natural gas steam turbine | TRUE | 63044 | Shawville Power, LLC | 3131 | Shawville | PA | Clearfield | 1 | Natural Gas Steam Turbine | ST |  | S | 122.3 | 122 | 30 | N | 1954 |  |  | N | IPP Non-CHP | 2 | X | NG
Natural Gas Steam Turbine.NG | natural gas steam turbine | TRUE | 63044 | Shawville Power, LLC | 3131 | Shawville | PA | Clearfield | 2 | Natural Gas Steam Turbine | ST |  | S | 124.7 | 124.7 | 31 | N | 1954 |  |  | N | IPP Non-CHP | 2 | X | NG
Natural Gas Steam Turbine.NG | natural gas steam turbine | TRUE | 63044 | Shawville Power, LLC | 3131 | Shawville | PA | Clearfield | 3 | Natural Gas Steam Turbine | ST |  | S | 174 | 172 | 59 | N | 1959 |  |  | N | IPP Non-CHP | 2 | X | NG
Natural Gas Steam Turbine.NG | natural gas steam turbine | TRUE | 63044 | Shawville Power, LLC | 3131 | Shawville | PA | Clearfield | 4 | Natural Gas Steam Turbine | ST |  | S | 175 | 171 | 59 | N | 1960 |  |  | N | IPP Non-CHP | 2 | X | NG
Petroleum Liquids.DFO | petroleum | TRUE | 63044 | Shawville Power, LLC | 3131 | Shawville | PA | Clearfield | 5 | Petroleum Liquids | IC |  | S | 2 | 2 | 2 | N | 1960 |  |  | N | IPP Non-CHP | 2 | X | DFO
Petroleum Liquids.DFO | petroleum | TRUE | 63044 | Shawville Power, LLC | 3131 | Shawville | PA | Clearfield | 6 | Petroleum Liquids | IC |  | S | 2 | 2 | 2 | N | 1966 |  |  | N | IPP Non-CHP | 2 | X | DFO
Petroleum Liquids.DFO | petroleum | TRUE | 63044 | Shawville Power, LLC | 3131 | Shawville | PA | Clearfield | 7 | Petroleum Liquids | IC |  | S | 2 | 2 | 2 | N | 1960 |  |  | N | IPP Non-CHP | 2 | X | DFO
Natural Gas Fired Combustion Turbine.NG | natural gas peaker | TRUE | 63045 | Warren Generation, LLC | 3132 | Warren | PA | Warren | 3 | Natural Gas Fired Combustion Turbine | GT |  | S | 62 | 50.1 | 5 | N | 1972 |  |  | N | IPP Non-CHP | 2 | X | NG | DFO
Conventional Steam Coal.BIT | hard coal | TRUE | 63047 | KeyCon Operating LLC | 3136 | Keystone | PA | Armstrong | 1 | Conventional Steam Coal | ST |  | J | 850 | 850 | 350 | N | 1967 |  |  | N | IPP Non-CHP | 2 | X | BIT | DFO
Conventional Steam Coal.BIT | hard coal | TRUE | 63047 | KeyCon Operating LLC | 3136 | Keystone | PA | Armstrong | 2 | Conventional Steam Coal | ST |  | J | 850 | 850 | 350 | N | 1968 |  |  | N | IPP Non-CHP | 2 | X | BIT | DFO
Petroleum Liquids.DFO | petroleum | TRUE | 63047 | KeyCon Operating LLC | 3136 | Keystone | PA | Armstrong | 3 | Petroleum Liquids | IC |  | J | 2.8 | 2.8 | 2.8 | N | 1968 |  |  | N | IPP Non-CHP | 2 | X | DFO
Petroleum Liquids.DFO | petroleum | TRUE | 63047 | KeyCon Operating LLC | 3136 | Keystone | PA | Armstrong | 4 | Petroleum Liquids | IC |  | J | 2.8 | 2.8 | 2.8 | N | 1968 |  |  | N | IPP Non-CHP | 2 | X | DFO
Petroleum Liquids.DFO | petroleum | TRUE | 63047 | KeyCon Operating LLC | 3136 | Keystone | PA | Armstrong | 5 | Petroleum Liquids | IC |  | J | 2.8 | 2.8 | 2.8 | N | 1968 |  |  | N | IPP Non-CHP | 2 | X | DFO
Petroleum Liquids.DFO | petroleum | TRUE | 63047 | KeyCon Operating LLC | 3136 | Keystone | PA | Armstrong | 6 | Petroleum Liquids | IC |  | J | 2.8 | 2.8 | 2.8 | N | 1968 |  |  | N | IPP Non-CHP | 2 | X | DFO
Natural Gas Steam Turbine.NG | natural gas steam turbine | TRUE | 63031 | New Castle Power, LLC | 3138 | New Castle Plant | PA | Lawrence | 3 | Natural Gas Steam Turbine | ST |  | S | 92.3 | 93 | 20 | N | 1952 |  |  | N | IPP Non-CHP | 2 | X | NG
Natural Gas Steam Turbine.NG | natural gas steam turbine | TRUE | 63031 | New Castle Power, LLC | 3138 | New Castle Plant | PA | Lawrence | 4 | Natural Gas Steam Turbine | ST |  | S | 93 | 92 | 25 | N | 1958 |  |  | N | IPP Non-CHP | 2 | X | NG
Natural Gas Steam Turbine.NG | natural gas steam turbine | TRUE | 63031 | New Castle Power, LLC | 3138 | New Castle Plant | PA | Lawrence | 5 | Natural Gas Steam Turbine | ST |  | S | 141 | 135 | 35 | N | 1964 |  |  | N | IPP Non-CHP | 2 | X | NG
Petroleum Liquids.DFO | petroleum | TRUE | 63031 | New Castle Power, LLC | 3138 | New Castle Plant | PA | Lawrence | EMDA | Petroleum Liquids | IC |  | S | 2.5 | 2.5 | 1 | N | 1968 |  |  | N | IPP Non-CHP | 2 | X | DFO
Petroleum Liquids.DFO | petroleum | TRUE | 63031 | New Castle Power, LLC | 3138 | New Castle Plant | PA | Lawrence | EMDB | Petroleum Liquids | IC |  | S | 2.5 | 2.5 | 1 | N | 1968 |  |  | N | IPP Non-CHP | 2 | X | DFO
Natural Gas Steam Turbine.NG | natural gas steam turbine | TRUE | 15537 | Brunner Island LLC | 3140 | Brunner Island | PA | York | 1 | Natural Gas Steam Turbine | ST |  | S | 306 | 306 | 122 | N | 1961 |  |  | N | IPP Non-CHP | 2 | X | NG | BIT
Natural Gas Steam Turbine.NG | natural gas steam turbine | TRUE | 15537 | Brunner Island LLC | 3140 | Brunner Island | PA | York | 2 | Natural Gas Steam Turbine | ST |  | S | 363 | 363 | 126 | N | 1965 |  |  | N | IPP Non-CHP | 2 | X | NG | BIT
Natural Gas Steam Turbine.NG | natural gas steam turbine | TRUE | 15537 | Brunner Island LLC | 3140 | Brunner Island | PA | York | 3 | Natural Gas Steam Turbine | ST |  | S | 742 | 742 | 365 | N | 1969 |  |  | N | IPP Non-CHP | 2 | X | NG | BIT
Conventional Hydroelectric.WAT | hydro | TRUE | 60416 | BIF III Holtwood LLC | 3145 | Holtwood | PA | Lancaster | HW1 | Conventional Hydroelectric | HY |  | S | 10 | 10 | 3 | N | 1910 |  |  | N | IPP Non-CHP | 2 | X | WAT
Conventional Hydroelectric.WAT | hydro | TRUE | 60416 | BIF III Holtwood LLC | 3145 | Holtwood | PA | Lancaster | HW10 | Conventional Hydroelectric | HY |  | S | 13.2 | 13.2 | 4 | N | 1924 |  |  | N | IPP Non-CHP | 2 | X | WAT
Conventional Hydroelectric.WAT | hydro | TRUE | 60416 | BIF III Holtwood LLC | 3145 | Holtwood | PA | Lancaster | HW11 | Conventional Hydroelectric | HY |  | S | 1.2 | 1.2 | 1 | N | 2011 |  |  | N | IPP Non-CHP | 2 | X | WAT
Conventional Hydroelectric.WAT | hydro | TRUE | 60416 | BIF III Holtwood LLC | 3145 | Holtwood | PA | Lancaster | HW13 | Conventional Hydroelectric | HY |  | S | 1.2 | 1.2 | 1 | N | 2011 |  |  | N | IPP Non-CHP | 2 | X | WAT
Conventional Hydroelectric.WAT | hydro | TRUE | 60416 | BIF III Holtwood LLC | 3145 | Holtwood | PA | Lancaster | HW18 | Conventional Hydroelectric | HY |  | S | 64.6 | 64.6 | 25 | N | 2013 |  |  | N | IPP Non-CHP | 2 | X | WAT
Conventional Hydroelectric.WAT | hydro | TRUE | 60416 | BIF III Holtwood LLC | 3145 | Holtwood | PA | Lancaster | HW19 | Conventional Hydroelectric | HY |  | S | 64.6 | 64.6 | 25 | N | 2013 |  |  | N | IPP Non-CHP | 2 | X | WAT
Conventional Hydroelectric.WAT | hydro | TRUE | 60416 | BIF III Holtwood LLC | 3145 | Holtwood | PA | Lancaster | HW2 | Conventional Hydroelectric | HY |  | S | 11.7 | 11.7 | 4 | N | 1911 |  |  | N | IPP Non-CHP | 2 | X | WAT
Conventional Hydroelectric.WAT | hydro | TRUE | 60416 | BIF III Holtwood LLC | 3145 | Holtwood | PA | Lancaster | HW3 | Conventional Hydroelectric | HY |  | S | 12.7 | 12.7 | 4 | N | 1911 |  |  | N | IPP Non-CHP | 2 | X | WAT
Conventional Hydroelectric.WAT | hydro | TRUE | 60416 | BIF III Holtwood LLC | 3145 | Holtwood | PA | Lancaster | HW4 | Conventional Hydroelectric | HY |  | S | 11.2 | 11.2 | 7 | N | 1911 |  |  | N | IPP Non-CHP | 2 | X | WAT
Conventional Hydroelectric.WAT | hydro | TRUE | 60416 | BIF III Holtwood LLC | 3145 | Holtwood | PA | Lancaster | HW5 | Conventional Hydroelectric | HY |  | S | 12.1 | 12.1 | 7 | N | 1911 |  |  | N | IPP Non-CHP | 2 | X | WAT
Conventional Hydroelectric.WAT | hydro | TRUE | 60416 | BIF III Holtwood LLC | 3145 | Holtwood | PA | Lancaster | HW6 | Conventional Hydroelectric | HY |  | S | 12.5 | 12.5 | 4 | N | 1911 |  |  | N | IPP Non-CHP | 2 | X | WAT
Conventional Hydroelectric.WAT | hydro | TRUE | 60416 | BIF III Holtwood LLC | 3145 | Holtwood | PA | Lancaster | HW7 | Conventional Hydroelectric | HY |  | S | 10.3 | 10.3 | 7 | N | 1913 |  |  | N | IPP Non-CHP | 2 | X | WAT
Conventional Hydroelectric.WAT | hydro | TRUE | 60416 | BIF III Holtwood LLC | 3145 | Holtwood | PA | Lancaster | HW8 | Conventional Hydroelectric | HY |  | S | 10.5 | 10.5 | 4 | N | 1914 |  |  | N | IPP Non-CHP | 2 | X | WAT
Conventional Hydroelectric.WAT | hydro | TRUE | 60416 | BIF III Holtwood LLC | 3145 | Holtwood | PA | Lancaster | HW9 | Conventional Hydroelectric | HY |  | S | 13.2 | 13.2 | 4 | N | 1914 |  |  | N | IPP Non-CHP | 2 | X | WAT
Natural Gas Steam Turbine.NG | natural gas steam turbine | TRUE | 15276 | TalenEnergy Martins Creek LLC | 3148 | TalenEnergy Martins Creek | PA | Northampton | 3 | Natural Gas Steam Turbine | ST |  | W | 850 | 850 | 165 | N | 1975 |  |  | N | IPP Non-CHP | 2 | X | NG | RFO | DFO
Natural Gas Steam Turbine.NG | natural gas steam turbine | TRUE | 15276 | TalenEnergy Martins Creek LLC | 3148 | TalenEnergy Martins Creek | PA | Northampton | 4 | Natural Gas Steam Turbine | ST |  | W | 850 | 850 | 165 | N | 1977 |  |  | N | IPP Non-CHP | 2 | X | NG | RFO | DFO
Conventional Steam Coal.BIT | hard coal | TRUE | 15534 | TalenEnergy Montour LLC | 3149 | TalenEnergy Montour | PA | Montour | 1 | Conventional Steam Coal | ST |  | S | 752 | 752 | 338 | N | 1972 |  |  | N | IPP Non-CHP | 2 | X | BIT | NG
Natural Gas Steam Turbine.NG | natural gas steam turbine | TRUE | 15534 | TalenEnergy Montour LLC | 3149 | TalenEnergy Montour | PA | Montour | 2 | Natural Gas Steam Turbine | ST |  | S | 752 | 752 | 342 | N | 1973 |  |  | N | IPP Non-CHP | 2 | X | NG | BIT
Petroleum Liquids.DFO | petroleum | TRUE | 22001 | Sunbury Generation LP | 3152 | Sunbury Generation LP | PA | Snyder | CTG1 | Petroleum Liquids | GT |  | S | 18 | 18 | 2 | N | 1971 |  |  | N | IPP Non-CHP | 2 | X | DFO
Petroleum Liquids.DFO | petroleum | TRUE | 22001 | Sunbury Generation LP | 3152 | Sunbury Generation LP | PA | Snyder | CTG2 | Petroleum Liquids | GT |  | S | 18 | 18 | 2 | N | 1971 |  |  | N | IPP Non-CHP | 2 | X | DFO
Petroleum Liquids.DFO | petroleum | TRUE | 22001 | Sunbury Generation LP | 3152 | Sunbury Generation LP | PA | Snyder | DI2 | Petroleum Liquids | IC |  | S | 5 | 5 | 2.5 | N | 1967 |  |  | N | IPP Non-CHP | 2 | X | DFO
Conventional Hydroelectric.WAT | hydro | TRUE | 60417 | Wallenpuapack Hydro | 3153 | Wallenpaupack | PA | Wayne | WP1 | Conventional Hydroelectric | HY |  | S | 22 | 22 | 2 | N | 1926 |  |  | N | IPP Non-CHP | 2 | X | WAT
Conventional Hydroelectric.WAT | hydro | TRUE | 60417 | Wallenpuapack Hydro | 3153 | Wallenpaupack | PA | Wayne | WP2 | Conventional Hydroelectric | HY |  | S | 22 | 22 | 2 | N | 1926 |  |  | N | IPP Non-CHP | 2 | X | WAT
Petroleum Liquids.DFO | petroleum | TRUE | 6035 | Constellation Power, Inc | 3157 | Chester Generating Station | PA | Chester | 7 | Petroleum Liquids | GT |  | S | 13 | 19.1 | 5 | N | 1969 |  |  | N | IPP Non-CHP | 2 | X | DFO
Petroleum Liquids.DFO | petroleum | TRUE | 6035 | Constellation Power, Inc | 3157 | Chester Generating Station | PA | Chester | 8 | Petroleum Liquids | GT |  | S | 13 | 18.5 | 5 | N | 1969 |  |  | N | IPP Non-CHP | 2 | X | DFO
Petroleum Liquids.DFO | petroleum | TRUE | 6035 | Constellation Power, Inc | 3157 | Chester Generating Station | PA | Chester | 9 | Petroleum Liquids | GT |  | S | 13 | 18.6 | 5 | N | 1969 |  |  | N | IPP Non-CHP | 2 | X | DFO
Petroleum Liquids.DFO | petroleum | TRUE | 6035 | Constellation Power, Inc | 3160 | Delaware Generating Station | PA | Philadelphia | 10 | Petroleum Liquids | GT |  | S | 13 | 19.1 | 5 | N | 1969 |  |  | N | IPP Non-CHP | 2 | X | DFO
Petroleum Liquids.DFO | petroleum | TRUE | 6035 | Constellation Power, Inc | 3160 | Delaware Generating Station | PA | Philadelphia | 11 | Petroleum Liquids | GT |  | S | 13 | 19.6 | 5 | N | 1969 |  |  | N | IPP Non-CHP | 2 | X | DFO
Petroleum Liquids.DFO | petroleum | TRUE | 6035 | Constellation Power, Inc | 3160 | Delaware Generating Station | PA | Philadelphia | 12 | Petroleum Liquids | GT |  | S | 13 | 18.7 | 5 | N | 1969 |  |  | N | IPP Non-CHP | 2 | X | DFO
Petroleum Liquids.DFO | petroleum | TRUE | 6035 | Constellation Power, Inc | 3160 | Delaware Generating Station | PA | Philadelphia | 9 | Petroleum Liquids | GT |  | S | 17 | 20.6 | 5 | N | 1970 |  |  | N | IPP Non-CHP | 2 | X | DFO
Petroleum Liquids.DFO | petroleum | TRUE | 6035 | Constellation Power, Inc | 3161 | Eddystone Generating Station | PA | Delaware | 10 | Petroleum Liquids | GT |  | S | 13 | 18.7 | 5 | N | 1967 |  |  | N | IPP Non-CHP | 2 | X | DFO
Petroleum Liquids.DFO | petroleum | TRUE | 6035 | Constellation Power, Inc | 3161 | Eddystone Generating Station | PA | Delaware | 20 | Petroleum Liquids | GT |  | S | 13 | 18.9 | 5 | N | 1967 |  |  | N | IPP Non-CHP | 2 | X | DFO
Natural Gas Steam Turbine.NG | natural gas steam turbine | TRUE | 6035 | Constellation Power, Inc | 3161 | Eddystone Generating Station | PA | Delaware | 3 | Natural Gas Steam Turbine | ST |  | S | 380 | 380 | 50 | N | 1974 | 6 | 2025 | N | IPP Non-CHP | 2 | X | NG | DFO
Petroleum Liquids.DFO | petroleum | TRUE | 6035 | Constellation Power, Inc | 3161 | Eddystone Generating Station | PA | Delaware | 30 | Petroleum Liquids | GT |  | S | 17 | 20.5 | 5 | N | 1970 |  |  | N | IPP Non-CHP | 2 | X | DFO
Natural Gas Steam Turbine.NG | natural gas steam turbine | TRUE | 6035 | Constellation Power, Inc | 3161 | Eddystone Generating Station | PA | Delaware | 4 | Natural Gas Steam Turbine | ST |  | S | 380 | 380 | 50 | N | 1976 | 6 | 2025 | N | IPP Non-CHP | 2 | X | NG | DFO
Petroleum Liquids.DFO | petroleum | TRUE | 6035 | Constellation Power, Inc | 3161 | Eddystone Generating Station | PA | Delaware | 40 | Petroleum Liquids | GT |  | S | 17 | 20.1 | 5 | N | 1970 |  |  | N | IPP Non-CHP | 2 | X | DFO
Petroleum Liquids.DFO | petroleum | TRUE | 6035 | Constellation Power, Inc | 3162 | Falls | PA | Bucks | 1 | Petroleum Liquids | GT |  | S | 17 | 20.4 | 5 | N | 1970 |  |  | N | IPP Non-CHP | 2 | X | DFO
Petroleum Liquids.DFO | petroleum | TRUE | 6035 | Constellation Power, Inc | 3162 | Falls | PA | Bucks | 2 | Petroleum Liquids | GT |  | S | 17 | 20.8 | 5 | N | 1970 |  |  | N | IPP Non-CHP | 2 | X | DFO
Petroleum Liquids.DFO | petroleum | TRUE | 6035 | Constellation Power, Inc | 3162 | Falls | PA | Bucks | 3 | Petroleum Liquids | GT |  | S | 17 | 20.9 | 5 | N | 1970 |  |  | N | IPP Non-CHP | 2 | X | DFO
Petroleum Liquids.DFO | petroleum | TRUE | 6035 | Constellation Power, Inc | 3163 | Moser Generating Station | PA | Montgomery | 1 | Petroleum Liquids | GT |  | S | 17 | 20.5 | 5 | N | 1970 |  |  | N | IPP Non-CHP | 2 | X | DFO
Petroleum Liquids.DFO | petroleum | TRUE | 6035 | Constellation Power, Inc | 3163 | Moser Generating Station | PA | Montgomery | 2 | Petroleum Liquids | GT |  | S | 17 | 20.4 | 5 | N | 1970 |  |  | N | IPP Non-CHP | 2 | X | DFO
Petroleum Liquids.DFO | petroleum | TRUE | 6035 | Constellation Power, Inc | 3163 | Moser Generating Station | PA | Montgomery | 3 | Petroleum Liquids | GT |  | S | 17 | 20.4 | 5 | N | 1970 |  |  | N | IPP Non-CHP | 2 | X | DFO
Hydroelectric Pumped Storage.WAT | other | TRUE | 6035 | Constellation Power, Inc | 3164 | Muddy Run | PA | Lancaster | 1 | Hydroelectric Pumped Storage | PS |  | S | 134 | 134 | 50 | N | 1967 |  |  | N | IPP Non-CHP | 2 | X | WAT
Hydroelectric Pumped Storage.WAT | other | TRUE | 6035 | Constellation Power, Inc | 3164 | Muddy Run | PA | Lancaster | 2 | Hydroelectric Pumped Storage | PS |  | S | 131.7 | 133 | 50 | N | 1967 |  |  | N | IPP Non-CHP | 2 | X | WAT
Hydroelectric Pumped Storage.WAT | other | TRUE | 6035 | Constellation Power, Inc | 3164 | Muddy Run | PA | Lancaster | 3 | Hydroelectric Pumped Storage | PS |  | S | 134 | 134 | 50 | N | 1967 |  |  | N | IPP Non-CHP | 2 | X | WAT
Hydroelectric Pumped Storage.WAT | other | TRUE | 6035 | Constellation Power, Inc | 3164 | Muddy Run | PA | Lancaster | 4 | Hydroelectric Pumped Storage | PS |  | S | 134 | 134 | 50 | N | 1967 |  |  | N | IPP Non-CHP | 2 | X | WAT
Hydroelectric Pumped Storage.WAT | other | TRUE | 6035 | Constellation Power, Inc | 3164 | Muddy Run | PA | Lancaster | 5 | Hydroelectric Pumped Storage | PS |  | S | 128.6 | 134 | 50 | N | 1967 |  |  | N | IPP Non-CHP | 2 | X | WAT
Hydroelectric Pumped Storage.WAT | other | TRUE | 6035 | Constellation Power, Inc | 3164 | Muddy Run | PA | Lancaster | 6 | Hydroelectric Pumped Storage | PS |  | S | 127.7 | 133 | 50 | N | 1967 |  |  | N | IPP Non-CHP | 2 | X | WAT
Hydroelectric Pumped Storage.WAT | other | TRUE | 6035 | Constellation Power, Inc | 3164 | Muddy Run | PA | Lancaster | 7 | Hydroelectric Pumped Storage | PS |  | S | 134 | 134 | 50 | N | 1968 |  |  | N | IPP Non-CHP | 2 | X | WAT
Hydroelectric Pumped Storage.WAT | other | TRUE | 6035 | Constellation Power, Inc | 3164 | Muddy Run | PA | Lancaster | 8 | Hydroelectric Pumped Storage | PS |  | S | 134 | 134 | 50 | N | 1968 |  |  | N | IPP Non-CHP | 2 | X | WAT
Nuclear.NUC | nuclear | TRUE | 55951 | Constellation Nuclear | 3166 | Peach Bottom | PA | York | 2 | Nuclear | ST |  | J | 1264.7 | 1339.4 | 150 | N | 1974 |  |  | N | IPP Non-CHP | 2 | X | NUC
Nuclear.NUC | nuclear | TRUE | 55951 | Constellation Nuclear | 3166 | Peach Bottom | PA | York | 3 | Nuclear | ST |  | J | 1284.7 | 1345.2 | 150 | N | 1974 |  |  | N | IPP Non-CHP | 2 | X | NUC
Petroleum Liquids.DFO | petroleum | TRUE | 6035 | Constellation Power, Inc | 3168 | Richmond Generating Station | PA | Philadelphia | 91 | Petroleum Liquids | GT |  | S | 49 | 66.4 | 20 | N | 1973 |  |  | N | IPP Non-CHP | 2 | X | DFO
Petroleum Liquids.DFO | petroleum | TRUE | 6035 | Constellation Power, Inc | 3168 | Richmond Generating Station | PA | Philadelphia | 92 | Petroleum Liquids | GT |  | S | 49 | 66.9 | 20 | N | 1973 |  |  | N | IPP Non-CHP | 2 | X | DFO
Petroleum Liquids.DFO | petroleum | TRUE | 6035 | Constellation Power, Inc | 3169 | Schuylkill Generating Station | PA | Philadelphia | 10 | Petroleum Liquids | GT |  | S | 13 | 19.3 | 5 | N | 1969 |  |  | N | IPP Non-CHP | 2 | X | DFO
Petroleum Liquids.DFO | petroleum | TRUE | 6035 | Constellation Power, Inc | 3169 | Schuylkill Generating Station | PA | Philadelphia | 11 | Petroleum Liquids | GT |  | S | 17 | 21 | 5 | N | 1971 |  |  | N | IPP Non-CHP | 2 | X | DFO
Petroleum Liquids.DFO | petroleum | TRUE | 6035 | Constellation Power, Inc | 3170 | Southwark | PA | Philadelphia | 3 | Petroleum Liquids | GT |  | S | 13 | 18.2 | 5 | N | 1967 |  |  | N | IPP Non-CHP | 2 | X | DFO
Petroleum Liquids.DFO | petroleum | TRUE | 6035 | Constellation Power, Inc | 3170 | Southwark | PA | Philadelphia | 4 | Petroleum Liquids | GT |  | S | 13 | 18.2 | 5 | N | 1967 |  |  | N | IPP Non-CHP | 2 | X | DFO
Petroleum Liquids.DFO | petroleum | TRUE | 6035 | Constellation Power, Inc | 3170 | Southwark | PA | Philadelphia | 5 | Petroleum Liquids | GT |  | S | 13 | 18.7 | 5 | N | 1967 |  |  | N | IPP Non-CHP | 2 | X | DFO
Petroleum Liquids.DFO | petroleum | TRUE | 6035 | Constellation Power, Inc | 3170 | Southwark | PA | Philadelphia | 6 | Petroleum Liquids | GT |  | S | 13 | 18.9 | 5 | N | 1968 |  |  | N | IPP Non-CHP | 2 | X | DFO
Conventional Hydroelectric.WAT | hydro | TRUE | 59364 | Safe Harbor | 3175 | Safe Harbor | PA | Lancaster | 1 | Conventional Hydroelectric | HY |  | S | 33 | 33 | 10 | N | 1940 |  |  | N | IPP Non-CHP | 2 | X | WAT
Conventional Hydroelectric.WAT | hydro | TRUE | 59364 | Safe Harbor | 3175 | Safe Harbor | PA | Lancaster | 10 | Conventional Hydroelectric | HY |  | S | 37.5 | 37.5 | 33 | N | 1985 |  |  | N | IPP Non-CHP | 2 | X | WAT
Conventional Hydroelectric.WAT | hydro | TRUE | 59364 | Safe Harbor | 3175 | Safe Harbor | PA | Lancaster | 11 | Conventional Hydroelectric | HY |  | S | 37.5 | 37.5 | 33 | N | 1986 |  |  | N | IPP Non-CHP | 2 | X | WAT
Conventional Hydroelectric.WAT | hydro | TRUE | 59364 | Safe Harbor | 3175 | Safe Harbor | PA | Lancaster | 12 | Conventional Hydroelectric | HY |  | S | 37.5 | 37.5 | 33 | N | 1985 |  |  | N | IPP Non-CHP | 2 | X | WAT
Conventional Hydroelectric.WAT | hydro | TRUE | 59364 | Safe Harbor | 3175 | Safe Harbor | PA | Lancaster | 2 | Conventional Hydroelectric | HY |  | S | 33 | 33 | 10 | N | 1934 |  |  | N | IPP Non-CHP | 2 | X | WAT
Conventional Hydroelectric.WAT | hydro | TRUE | 59364 | Safe Harbor | 3175 | Safe Harbor | PA | Lancaster | 3 | Conventional Hydroelectric | HY |  | S | 32 | 32 | 10 | N | 1931 |  |  | N | IPP Non-CHP | 2 | X | WAT
Conventional Hydroelectric.WAT | hydro | TRUE | 59364 | Safe Harbor | 3175 | Safe Harbor | PA | Lancaster | 4 | Conventional Hydroelectric | HY |  | S | 32 | 32 | 10 | N | 1931 |  |  | N | IPP Non-CHP | 2 | X | WAT
Conventional Hydroelectric.WAT | hydro | TRUE | 59364 | Safe Harbor | 3175 | Safe Harbor | PA | Lancaster | 41 | Conventional Hydroelectric | HY |  | S | 2 | 2 | 0 | N | 1931 |  |  | N | IPP Non-CHP | 2 | X | WAT
Conventional Hydroelectric.WAT | hydro | TRUE | 59364 | Safe Harbor | 3175 | Safe Harbor | PA | Lancaster | 42 | Conventional Hydroelectric | HY |  | S | 2 | 2 | 0 | N | 1931 |  |  | N | IPP Non-CHP | 2 | X | WAT
Conventional Hydroelectric.WAT | hydro | TRUE | 59364 | Safe Harbor | 3175 | Safe Harbor | PA | Lancaster | 5 | Conventional Hydroelectric | HY |  | S | 32 | 32 | 10 | N | 1932 |  |  | N | IPP Non-CHP | 2 | X | WAT
Conventional Hydroelectric.WAT | hydro | TRUE | 59364 | Safe Harbor | 3175 | Safe Harbor | PA | Lancaster | 6 | Conventional Hydroelectric | HY |  | S | 32 | 32 | 10 | N | 1932 |  |  | N | IPP Non-CHP | 2 | X | WAT
Conventional Hydroelectric.WAT | hydro | TRUE | 59364 | Safe Harbor | 3175 | Safe Harbor | PA | Lancaster | 7 | Conventional Hydroelectric | HY |  | S | 32 | 32 | 10 | N | 1933 |  |  | N | IPP Non-CHP | 2 | X | WAT
Conventional Hydroelectric.WAT | hydro | TRUE | 59364 | Safe Harbor | 3175 | Safe Harbor | PA | Lancaster | 8 | Conventional Hydroelectric | HY |  | S | 37.5 | 37.5 | 33 | N | 1985 |  |  | N | IPP Non-CHP | 2 | X | WAT
Conventional Hydroelectric.WAT | hydro | TRUE | 59364 | Safe Harbor | 3175 | Safe Harbor | PA | Lancaster | 9 | Conventional Hydroelectric | HY |  | S | 37.5 | 37.5 | 33 | N | 1986 |  |  | N | IPP Non-CHP | 2 | X | WAT
Natural Gas Fired Combined Cycle.NG | natural gas combined cycle | TRUE | 19391 | UGI Development Co | 3176 | Hunlock Power Station | PA | Luzerne | 3 | Natural Gas Fired Combined Cycle | CA | HUN1 | S | 29.2 | 30.3 | 4 | N | 1959 |  |  | N | IPP Non-CHP | 2 | X | NG
Natural Gas Fired Combined Cycle.NG | natural gas combined cycle | TRUE | 19391 | UGI Development Co | 3176 | Hunlock Power Station | PA | Luzerne | 5 | Natural Gas Fired Combined Cycle | CT | HUN1 | S | 48 | 50.3 | 30 | N | 2011 |  |  | N | IPP Non-CHP | 2 | X | NG
Natural Gas Fired Combined Cycle.NG | natural gas combined cycle | TRUE | 19391 | UGI Development Co | 3176 | Hunlock Power Station | PA | Luzerne | 6 | Natural Gas Fired Combined Cycle | CT | HUN1 | S | 48 | 48.3 | 30 | N | 2011 |  |  | N | IPP Non-CHP | 2 | X | NG
Natural Gas Fired Combined Cycle.NG | natural gas combined cycle | TRUE | 63350 | Manchester Street, LLC. | 3236 | Manchester Street | RI | Providence | G10A | Natural Gas Fired Combined Cycle | CT | 321 | S | 110.1 | 115.6 | 70 | N | 1995 |  |  | N | IPP Non-CHP | 2 | X | NG | DFO
Natural Gas Fired Combined Cycle.NG | natural gas combined cycle | TRUE | 63350 | Manchester Street, LLC. | 3236 | Manchester Street | RI | Providence | G11A | Natural Gas Fired Combined Cycle | CT | 322 | S | 110.2 | 115.6 | 70 | N | 1995 |  |  | N | IPP Non-CHP | 2 | X | NG | DFO
Natural Gas Fired Combined Cycle.NG | natural gas combined cycle | TRUE | 63350 | Manchester Street, LLC. | 3236 | Manchester Street | RI | Providence | GE10 | Natural Gas Fired Combined Cycle | CA | 321 | S | 46.9 | 54.4 | 40 | N | 1995 |  |  | N | IPP Non-CHP | 2 | X | NG | DFO
Natural Gas Fired Combined Cycle.NG | natural gas combined cycle | TRUE | 63350 | Manchester Street, LLC. | 3236 | Manchester Street | RI | Providence | GE11 | Natural Gas Fired Combined Cycle | CA | 322 | S | 46.8 | 54.4 | 40 | N | 1995 |  |  | N | IPP Non-CHP | 2 | X | NG | DFO
Natural Gas Fired Combined Cycle.NG | natural gas combined cycle | TRUE | 63350 | Manchester Street, LLC. | 3236 | Manchester Street | RI | Providence | GE9A | Natural Gas Fired Combined Cycle | CT | 323 | S | 110.1 | 115.6 | 70 | N | 1995 |  |  | N | IPP Non-CHP | 2 | X | NG | DFO
Natural Gas Fired Combined Cycle.NG | natural gas combined cycle | TRUE | 63350 | Manchester Street, LLC. | 3236 | Manchester Street | RI | Providence | GEN9 | Natural Gas Fired Combined Cycle | CA | 323 | S | 46.9 | 54.5 | 40 | N | 1995 |  |  | N | IPP Non-CHP | 2 | X | NG | DFO
Natural Gas Fired Combustion Turbine.NG | natural gas peaker | TRUE | 3046 | Duke Energy Progress - (NC) | 3250 | Darlington County | SC | Darlington | 12 | Natural Gas Fired Combustion Turbine | GT |  | S | 115 | 131 | 40 | N | 1997 |  |  | N | Electric Utility | 1 | X | NG | DFO
Natural Gas Fired Combustion Turbine.NG | natural gas peaker | TRUE | 3046 | Duke Energy Progress - (NC) | 3250 | Darlington County | SC | Darlington | 13 | Natural Gas Fired Combustion Turbine | GT |  | S | 115 | 133 | 40 | N | 1997 |  |  | N | Electric Utility | 1 | X | NG | DFO
Nuclear.NUC | nuclear | TRUE | 3046 | Duke Energy Progress - (NC) | 3251 | H B Robinson | SC | Darlington | 2 | Nuclear | ST |  | S | 759 | 792.9 | 759 | N | 1971 |  |  | N | Electric Utility | 1 | X | NUC
Conventional Hydroelectric.WAT | hydro | TRUE | 13763 | Northbrook Carolina Hydro LLC | 3253 | Boyds Mill Hydro | SC | Greenville | 1 | Conventional Hydroelectric | HY |  | S | 0.7 | 0.7 | 0.1 | N | 1996 |  |  | N | IPP Non-CHP | 2 | X | WAT
Conventional Hydroelectric.WAT | hydro | TRUE | 13763 | Northbrook Carolina Hydro LLC | 3253 | Boyds Mill Hydro | SC | Greenville | 2 | Conventional Hydroelectric | HY |  | S | 0.7 | 0.7 | 0.1 | N | 1996 |  |  | N | IPP Non-CHP | 2 | X | WAT
Conventional Hydroelectric.WAT | hydro | TRUE | 5416 | Duke Energy Carolinas, LLC | 3255 | Cedar Creek | SC | Lancaster | 1 | Conventional Hydroelectric | HY |  | S | 15 | 15 | 15 | N | 1926 |  |  | N | Electric Utility | 1 | X | WAT
Conventional Hydroelectric.WAT | hydro | TRUE | 5416 | Duke Energy Carolinas, LLC | 3255 | Cedar Creek | SC | Lancaster | 2 | Conventional Hydroelectric | HY |  | S | 15 | 15 | 15 | N | 1926 |  |  | N | Electric Utility | 1 | X | WAT
Conventional Hydroelectric.WAT | hydro | TRUE | 5416 | Duke Energy Carolinas, LLC | 3255 | Cedar Creek | SC | Lancaster | 3 | Conventional Hydroelectric | HY |  | S | 15 | 15 | 15 | N | 1926 |  |  | N | Electric Utility | 1 | X | WAT
Conventional Hydroelectric.WAT | hydro | TRUE | 5416 | Duke Energy Carolinas, LLC | 3256 | Dearborn | SC | Chester | 1 | Conventional Hydroelectric | HY |  | S | 14 | 14 | 14 | N | 1923 |  |  | N | Electric Utility | 1 | X | WAT
Conventional Hydroelectric.WAT | hydro | TRUE | 5416 | Duke Energy Carolinas, LLC | 3256 | Dearborn | SC | Chester | 2 | Conventional Hydroelectric | HY |  | S | 14 | 14 | 14 | N | 1923 |  |  | N | Electric Utility | 1 | X | WAT
Conventional Hydroelectric.WAT | hydro | TRUE | 5416 | Duke Energy Carolinas, LLC | 3256 | Dearborn | SC | Chester | 3 | Conventional Hydroelectric | HY |  | S | 14 | 14 | 14 | N | 1923 |  |  | N | Electric Utility | 1 | X | WAT
Conventional Hydroelectric.WAT | hydro | TRUE | 5416 | Duke Energy Carolinas, LLC | 3257 | Fishing Creek | SC | Chester | 1 | Conventional Hydroelectric | HY |  | S | 11 | 11 | 11 | N | 1916 |  |  | N | Electric Utility | 1 | X | WAT
Conventional Hydroelectric.WAT | hydro | TRUE | 5416 | Duke Energy Carolinas, LLC | 3257 | Fishing Creek | SC | Chester | 2 | Conventional Hydroelectric | HY |  | S | 10 | 10 | 10 | N | 1916 |  |  | N | Electric Utility | 1 | X | WAT
Conventional Hydroelectric.WAT | hydro | TRUE | 5416 | Duke Energy Carolinas, LLC | 3257 | Fishing Creek | SC | Chester | 3 | Conventional Hydroelectric | HY |  | S | 10 | 10 | 10 | N | 1916 |  |  | N | Electric Utility | 1 | X | WAT
Conventional Hydroelectric.WAT | hydro | TRUE | 5416 | Duke Energy Carolinas, LLC | 3257 | Fishing Creek | SC | Chester | 4 | Conventional Hydroelectric | HY |  | S | 11 | 11 | 11 | N | 1916 |  |  | N | Electric Utility | 1 | X | WAT
Conventional Hydroelectric.WAT | hydro | TRUE | 5416 | Duke Energy Carolinas, LLC | 3257 | Fishing Creek | SC | Chester | 5 | Conventional Hydroelectric | HY |  | S | 9 | 9 | 8 | N | 1916 |  |  | N | Electric Utility | 1 | X | WAT
Conventional Hydroelectric.WAT | hydro | TRUE | 63010 | Northbrook Carolina Hydro II, LLC | 3258 | Gaston Shoals | SC | Cherokee | 3 | Conventional Hydroelectric | HY |  | S | 1 | 1 | 1 | N | 1908 |  |  | N | IPP Non-CHP | 2 | X | WAT
Conventional Hydroelectric.WAT | hydro | TRUE | 63010 | Northbrook Carolina Hydro II, LLC | 3258 | Gaston Shoals | SC | Cherokee | 4 | Conventional Hydroelectric | HY |  | S | 2 | 2 | 1 | N | 1908 |  |  | N | IPP Non-CHP | 2 | X | WAT
Conventional Hydroelectric.WAT | hydro | TRUE | 63010 | Northbrook Carolina Hydro II, LLC | 3258 | Gaston Shoals | SC | Cherokee | 5 | Conventional Hydroelectric | HY |  | S | 2 | 2 | 1 | N | 1908 |  |  | N | IPP Non-CHP | 2 | X | WAT
Conventional Hydroelectric.WAT | hydro | TRUE | 63010 | Northbrook Carolina Hydro II, LLC | 3258 | Gaston Shoals | SC | Cherokee | 6 | Conventional Hydroelectric | HY |  | S | 2.5 | 2.5 | 2 | N | 1927 |  |  | N | IPP Non-CHP | 2 | X | WAT
Conventional Hydroelectric.WAT | hydro | TRUE | 5416 | Duke Energy Carolinas, LLC | 3259 | Great Falls (SC) | SC | Chester | 1 | Conventional Hydroelectric | HY |  | S | 3 | 3 | 3 | N | 1907 |  |  | N | Electric Utility | 1 | X | WAT
Conventional Hydroelectric.WAT | hydro | TRUE | 5416 | Duke Energy Carolinas, LLC | 3259 | Great Falls (SC) | SC | Chester | 2 | Conventional Hydroelectric | HY |  | S | 3 | 3 | 3 | N | 1907 |  |  | N | Electric Utility | 1 | X | WAT
Conventional Hydroelectric.WAT | hydro | TRUE | 5416 | Duke Energy Carolinas, LLC | 3259 | Great Falls (SC) | SC | Chester | 5 | Conventional Hydroelectric | HY |  | S | 3 | 3 | 3 | N | 1907 |  |  | N | Electric Utility | 1 | X | WAT
Conventional Hydroelectric.WAT | hydro | TRUE | 5416 | Duke Energy Carolinas, LLC | 3259 | Great Falls (SC) | SC | Chester | 6 | Conventional Hydroelectric | HY |  | S | 3 | 3 | 3 | N | 1907 |  |  | N | Electric Utility | 1 | X | WAT
Conventional Hydroelectric.WAT | hydro | TRUE | 13763 | Northbrook Carolina Hydro LLC | 3261 | Hollidays Bridge Hydro | SC | Anderson | 1 | Conventional Hydroelectric | HY |  | S | 1.2 | 1.2 | 0.1 | N | 1996 |  |  | N | IPP Non-CHP | 2 | X | WAT
Conventional Hydroelectric.WAT | hydro | TRUE | 13763 | Northbrook Carolina Hydro LLC | 3261 | Hollidays Bridge Hydro | SC | Anderson | 2 | Conventional Hydroelectric | HY |  | S | 1.2 | 1.2 | 0.1 | N | 1996 |  |  | N | IPP Non-CHP | 2 | X | WAT
Conventional Hydroelectric.WAT | hydro | TRUE | 13763 | Northbrook Carolina Hydro LLC | 3261 | Hollidays Bridge Hydro | SC | Anderson | 3 | Conventional Hydroelectric | HY |  | S | 1.2 | 1.2 | 0.1 | N | 1996 |  |  | N | IPP Non-CHP | 2 | X | WAT
Conventional Hydroelectric.WAT | hydro | TRUE | 13763 | Northbrook Carolina Hydro LLC | 3261 | Hollidays Bridge Hydro | SC | Anderson | 4 | Conventional Hydroelectric | HY |  | S | 1.2 | 1.2 | 0.1 | N | 1996 |  |  | N | IPP Non-CHP | 2 | X | WAT
Hydroelectric Pumped Storage.WAT | other | TRUE | 5416 | Duke Energy Carolinas, LLC | 3262 | Jocassee | SC | Pickens | 1 | Hydroelectric Pumped Storage | PS |  | S | 195 | 195 | 150 | N | 1973 |  |  | N | Electric Utility | 1 | X | WAT
Hydroelectric Pumped Storage.WAT | other | TRUE | 5416 | Duke Energy Carolinas, LLC | 3262 | Jocassee | SC | Pickens | 2 | Hydroelectric Pumped Storage | PS |  | S | 195 | 195 | 150 | N | 1973 |  |  | N | Electric Utility | 1 | X | WAT
Hydroelectric Pumped Storage.WAT | other | TRUE | 5416 | Duke Energy Carolinas, LLC | 3262 | Jocassee | SC | Pickens | 3 | Hydroelectric Pumped Storage | PS |  | S | 195 | 195 | 150 | N | 1975 |  |  | N | Electric Utility | 1 | X | WAT
Hydroelectric Pumped Storage.WAT | other | TRUE | 5416 | Duke Energy Carolinas, LLC | 3262 | Jocassee | SC | Pickens | 4 | Hydroelectric Pumped Storage | PS |  | S | 195 | 195 | 150 | N | 1975 |  |  | N | Electric Utility | 1 | X | WAT
Natural Gas Fired Combustion Turbine.NG | natural gas peaker | TRUE | 5416 | Duke Energy Carolinas, LLC | 3264 | W S Lee | SC | Anderson | 7 | Natural Gas Fired Combustion Turbine | GT |  | S | 42 | 48 | 12 | N | 2007 |  |  | N | Electric Utility | 1 | X | NG | DFO
Natural Gas Fired Combustion Turbine.NG | natural gas peaker | TRUE | 5416 | Duke Energy Carolinas, LLC | 3264 | W S Lee | SC | Anderson | 8 | Natural Gas Fired Combustion Turbine | GT |  | S | 42 | 48 | 12 | N | 2007 |  |  | N | Electric Utility | 1 | X | NG | DFO
Natural Gas Fired Combined Cycle.NG | natural gas combined cycle | TRUE | 5416 | Duke Energy Carolinas, LLC | 3264 | W S Lee | SC | Anderson | CT11 | Natural Gas Fired Combined Cycle | CT | CC1 | S | 234 | 248 | 234 | N | 2018 |  |  | N | Electric Utility | 1 | X | NG
Natural Gas Fired Combined Cycle.NG | natural gas combined cycle | TRUE | 5416 | Duke Energy Carolinas, LLC | 3264 | W S Lee | SC | Anderson | CT12 | Natural Gas Fired Combined Cycle | CT | CC1 | S | 233 | 248 | 233 | N | 2018 |  |  | N | Electric Utility | 1 | X | NG
Natural Gas Fired Combined Cycle.NG | natural gas combined cycle | TRUE | 5416 | Duke Energy Carolinas, LLC | 3264 | W S Lee | SC | Anderson | ST10 | Natural Gas Fired Combined Cycle | CA | CC1 | S | 313 | 313 | 313 | N | 2018 |  |  | N | Electric Utility | 1 | X | NG
Nuclear.NUC | nuclear | TRUE | 5416 | Duke Energy Carolinas, LLC | 3265 | Oconee | SC | Oconee | 1 | Nuclear | ST |  | S | 847 | 865 | 847 | N | 1973 |  |  | N | Electric Utility | 1 | X | NUC
Nuclear.NUC | nuclear | TRUE | 5416 | Duke Energy Carolinas, LLC | 3265 | Oconee | SC | Oconee | 2 | Nuclear | ST |  | S | 848 | 872 | 848 | N | 1974 |  |  | N | Electric Utility | 1 | X | NUC
Nuclear.NUC | nuclear | TRUE | 5416 | Duke Energy Carolinas, LLC | 3265 | Oconee | SC | Oconee | 3 | Nuclear | ST |  | S | 859 | 881 | 859 | N | 1974 |  |  | N | Electric Utility | 1 | X | NUC
Conventional Hydroelectric.WAT | hydro | TRUE | 13763 | Northbrook Carolina Hydro LLC | 3267 | Saluda Dam | SC | Greenville | 1 | Conventional Hydroelectric | HY |  | S | 0.6 | 0.6 | 0.1 | N | 1996 |  |  | N | IPP Non-CHP | 2 | X | WAT
Conventional Hydroelectric.WAT | hydro | TRUE | 13763 | Northbrook Carolina Hydro LLC | 3267 | Saluda Dam | SC | Greenville | 2 | Conventional Hydroelectric | HY |  | S | 0.6 | 0.6 | 0.1 | N | 1996 |  |  | N | IPP Non-CHP | 2 | X | WAT
Conventional Hydroelectric.WAT | hydro | TRUE | 13763 | Northbrook Carolina Hydro LLC | 3267 | Saluda Dam | SC | Greenville | 3 | Conventional Hydroelectric | HY |  | S | 0.6 | 0.6 | 0.1 | N | 1996 |  |  | N | IPP Non-CHP | 2 | X | WAT
Conventional Hydroelectric.WAT | hydro | TRUE | 13763 | Northbrook Carolina Hydro LLC | 3267 | Saluda Dam | SC | Greenville | 4 | Conventional Hydroelectric | HY |  | S | 0.6 | 0.6 | 0.1 | N | 1996 |  |  | N | IPP Non-CHP | 2 | X | WAT
Conventional Hydroelectric.WAT | hydro | TRUE | 5416 | Duke Energy Carolinas, LLC | 3270 | Wateree Hydro | SC | Kershaw | 1 | Conventional Hydroelectric | HY |  | S | 17 | 17 | 17 | N | 1919 |  |  | N | Electric Utility | 1 | X | WAT
Conventional Hydroelectric.WAT | hydro | TRUE | 5416 | Duke Energy Carolinas, LLC | 3270 | Wateree Hydro | SC | Kershaw | 2 | Conventional Hydroelectric | HY |  | S | 17 | 17 | 17 | N | 1919 |  |  | N | Electric Utility | 1 | X | WAT
Conventional Hydroelectric.WAT | hydro | TRUE | 5416 | Duke Energy Carolinas, LLC | 3270 | Wateree Hydro | SC | Kershaw | 3 | Conventional Hydroelectric | HY |  | S | 17 | 17 | 17 | N | 1919 |  |  | N | Electric Utility | 1 | X | WAT
Conventional Hydroelectric.WAT | hydro | TRUE | 5416 | Duke Energy Carolinas, LLC | 3270 | Wateree Hydro | SC | Kershaw | 4 | Conventional Hydroelectric | HY |  | S | 17 | 17 | 17 | N | 1919 |  |  | N | Electric Utility | 1 | X | WAT
Conventional Hydroelectric.WAT | hydro | TRUE | 5416 | Duke Energy Carolinas, LLC | 3270 | Wateree Hydro | SC | Kershaw | 5 | Conventional Hydroelectric | HY |  | S | 6 | 6 | 6 | N | 1919 |  |  | N | Electric Utility | 1 | X | WAT
Conventional Hydroelectric.WAT | hydro | TRUE | 5416 | Duke Energy Carolinas, LLC | 3271 | Wylie | SC | York | 1 | Conventional Hydroelectric | HY |  | S | 18 | 18 | 18 | N | 1925 |  |  | N | Electric Utility | 1 | X | WAT
Conventional Hydroelectric.WAT | hydro | TRUE | 5416 | Duke Energy Carolinas, LLC | 3271 | Wylie | SC | York | 2 | Conventional Hydroelectric | HY |  | S | 18 | 18 | 18 | N | 1925 |  |  | N | Electric Utility | 1 | X | WAT
Conventional Hydroelectric.WAT | hydro | TRUE | 5416 | Duke Energy Carolinas, LLC | 3271 | Wylie | SC | York | 3 | Conventional Hydroelectric | HY |  | S | 18 | 18 | 18 | N | 1925 |  |  | N | Electric Utility | 1 | X | WAT
Conventional Hydroelectric.WAT | hydro | TRUE | 5416 | Duke Energy Carolinas, LLC | 3271 | Wylie | SC | York | 4 | Conventional Hydroelectric | HY |  | S | 6 | 6 | 6 | N | 1925 |  |  | N | Electric Utility | 1 | X | WAT
Conventional Hydroelectric.WAT | hydro | TRUE | 5416 | Duke Energy Carolinas, LLC | 3272 | 99 Islands | SC | Cherokee | 1 | Conventional Hydroelectric | HY |  | S | 4.2 | 4.2 | 4.2 | N | 1910 |  |  | N | Electric Utility | 1 | X | WAT
Conventional Hydroelectric.WAT | hydro | TRUE | 5416 | Duke Energy Carolinas, LLC | 3272 | 99 Islands | SC | Cherokee | 2 | Conventional Hydroelectric | HY |  | S | 3.4 | 3.4 | 3.4 | N | 1910 |  |  | N | Electric Utility | 1 | X | WAT
Conventional Hydroelectric.WAT | hydro | TRUE | 5416 | Duke Energy Carolinas, LLC | 3272 | 99 Islands | SC | Cherokee | 3 | Conventional Hydroelectric | HY |  | S | 4.2 | 4.2 | 4.2 | N | 1910 |  |  | N | Electric Utility | 1 | X | WAT
Conventional Hydroelectric.WAT | hydro | TRUE | 5416 | Duke Energy Carolinas, LLC | 3272 | 99 Islands | SC | Cherokee | 4 | Conventional Hydroelectric | HY |  | S | 3.4 | 3.4 | 3.4 | N | 1910 |  |  | N | Electric Utility | 1 | X | WAT
Conventional Hydroelectric.WAT | hydro | TRUE | 11118 | Lockhart Power Co | 3275 | Lockhart | SC | Union | 2 | Conventional Hydroelectric | HY |  | S | 4.2 | 4.2 | 1 | N | 1921 |  |  | N | Electric Utility | 1 | X | WAT
Conventional Hydroelectric.WAT | hydro | TRUE | 11118 | Lockhart Power Co | 3275 | Lockhart | SC | Union | HY1 | Conventional Hydroelectric | HY |  | S | 4.2 | 4.2 | 1 | N | 1921 |  |  | N | Electric Utility | 1 | X | WAT
Conventional Hydroelectric.WAT | hydro | TRUE | 11118 | Lockhart Power Co | 3275 | Lockhart | SC | Union | HY3 | Conventional Hydroelectric | HY |  | S | 4.2 | 4.2 | 1 | N | 1921 |  |  | N | Electric Utility | 1 | X | WAT
Conventional Hydroelectric.WAT | hydro | TRUE | 11118 | Lockhart Power Co | 3275 | Lockhart | SC | Union | HY4 | Conventional Hydroelectric | HY |  | S | 4.2 | 4.2 | 1 | N | 1921 |  |  | N | Electric Utility | 1 | X | WAT
Conventional Hydroelectric.WAT | hydro | TRUE | 11118 | Lockhart Power Co | 3275 | Lockhart | SC | Union | HY5 | Conventional Hydroelectric | HY |  | S | 1.2 | 1.2 | 0.8 | N | 1921 |  |  | N | Electric Utility | 1 | X | WAT
Natural Gas Fired Combustion Turbine.NG | natural gas peaker | TRUE | 17539 | Dominion Energy South Carolina, Inc | 3281 | Coit GT | SC | Richland | 1 | Natural Gas Fired Combustion Turbine | GT |  | S | 14 | 18 | 1 | N | 1969 | 12 | 2025 | N | Electric Utility | 1 | X | NG | DFO
Natural Gas Fired Combustion Turbine.NG | natural gas peaker | TRUE | 17539 | Dominion Energy South Carolina, Inc | 3281 | Coit GT | SC | Richland | 2 | Natural Gas Fired Combustion Turbine | GT |  | S | 12 | 18 | 1 | N | 1969 | 12 | 2025 | N | Electric Utility | 1 | X | NG | DFO
Conventional Hydroelectric.WAT | hydro | TRUE | 57221 | City of Columbia SC | 3283 | Columbia Canal Hydro | SC | Richland | 1 | Conventional Hydroelectric | HY |  | W | 1.3 | 1.3 | 1 | N | 1929 |  |  | N | Electric Utility | 1 | X | WAT
Conventional Hydroelectric.WAT | hydro | TRUE | 57221 | City of Columbia SC | 3283 | Columbia Canal Hydro | SC | Richland | 2 | Conventional Hydroelectric | HY |  | W | 1.7 | 1.7 | 1 | N | 1929 |  |  | N | Electric Utility | 1 | X | WAT
Conventional Hydroelectric.WAT | hydro | TRUE | 57221 | City of Columbia SC | 3283 | Columbia Canal Hydro | SC | Richland | 3 | Conventional Hydroelectric | HY |  | W | 1.3 | 1.3 | 1 | N | 1929 |  |  | N | Electric Utility | 1 | X | WAT
Conventional Hydroelectric.WAT | hydro | TRUE | 57221 | City of Columbia SC | 3283 | Columbia Canal Hydro | SC | Richland | 4 | Conventional Hydroelectric | HY |  | W | 1.3 | 1.3 | 1 | N | 1953 |  |  | N | Electric Utility | 1 | X | WAT
Conventional Hydroelectric.WAT | hydro | TRUE | 57221 | City of Columbia SC | 3283 | Columbia Canal Hydro | SC | Richland | 5 | Conventional Hydroelectric | HY |  | W | 1.7 | 1.7 | 1 | N | 1953 |  |  | N | Electric Utility | 1 | X | WAT
Conventional Hydroelectric.WAT | hydro | TRUE | 57221 | City of Columbia SC | 3283 | Columbia Canal Hydro | SC | Richland | 6 | Conventional Hydroelectric | HY |  | W | 1.3 | 1.3 | 1 | N | 1928 |  |  | N | Electric Utility | 1 | X | WAT
Conventional Hydroelectric.WAT | hydro | TRUE | 57221 | City of Columbia SC | 3283 | Columbia Canal Hydro | SC | Richland | 7 | Conventional Hydroelectric | HY |  | W | 1.3 | 1.3 | 1 | N | 1927 |  |  | N | Electric Utility | 1 | X | WAT
Natural Gas Fired Combustion Turbine.NG | natural gas peaker | TRUE | 17539 | Dominion Energy South Carolina, Inc | 3285 | Hagood | SC | Charleston | 4 | Natural Gas Fired Combustion Turbine | GT |  | S | 88 | 99 | 40 | N | 1991 |  |  | N | Electric Utility | 1 | X | NG | DFO
Natural Gas Fired Combustion Turbine.NG | natural gas peaker | TRUE | 17539 | Dominion Energy South Carolina, Inc | 3285 | Hagood | SC | Charleston | 5 | Natural Gas Fired Combustion Turbine | GT |  | S | 18 | 21 | 2.5 | N | 2009 |  |  | N | Electric Utility | 1 | X | NG | DFO
Natural Gas Fired Combustion Turbine.NG | natural gas peaker | TRUE | 17539 | Dominion Energy South Carolina, Inc | 3285 | Hagood | SC | Charleston | 6 | Natural Gas Fired Combustion Turbine | GT |  | S | 20 | 21 | 2.5 | N | 2010 |  |  | N | Electric Utility | 1 | X | NG | DFO
Natural Gas Steam Turbine.NG | natural gas steam turbine | TRUE | 17539 | Dominion Energy South Carolina, Inc | 3287 | McMeekin | SC | Lexington | 1 | Natural Gas Steam Turbine | ST |  | S | 125 | 125 | 35 | N | 1958 |  |  | N | Electric Utility | 1 | X | NG
Natural Gas Steam Turbine.NG | natural gas steam turbine | TRUE | 17539 | Dominion Energy South Carolina, Inc | 3287 | McMeekin | SC | Lexington | 2 | Natural Gas Steam Turbine | ST |  | S | 125 | 125 | 35 | N | 1958 |  |  | N | Electric Utility | 1 | X | NG
Conventional Hydroelectric.WAT | hydro | TRUE | 17539 | Dominion Energy South Carolina, Inc | 3289 | Neal Shoals | SC | Union | 1 | Conventional Hydroelectric | HY |  | S | 1.1 | 1.1 | 0.3 | N | 1905 |  |  | N | Electric Utility | 1 | X | WAT
Conventional Hydroelectric.WAT | hydro | TRUE | 17539 | Dominion Energy South Carolina, Inc | 3289 | Neal Shoals | SC | Union | 2 | Conventional Hydroelectric | HY |  | S | 1.1 | 1.1 | 0.3 | N | 1905 |  |  | N | Electric Utility | 1 | X | WAT
Conventional Hydroelectric.WAT | hydro | TRUE | 17539 | Dominion Energy South Carolina, Inc | 3289 | Neal Shoals | SC | Union | 3 | Conventional Hydroelectric | HY |  | S | 1.1 | 1.1 | 0.3 | N | 1905 |  |  | N | Electric Utility | 1 | X | WAT
Conventional Hydroelectric.WAT | hydro | TRUE | 17539 | Dominion Energy South Carolina, Inc | 3289 | Neal Shoals | SC | Union | 4 | Conventional Hydroelectric | HY |  | S | 1.1 | 1.1 | 0.3 | N | 1905 |  |  | N | Electric Utility | 1 | X | WAT
Conventional Hydroelectric.WAT | hydro | TRUE | 17539 | Dominion Energy South Carolina, Inc | 3290 | Parr Hydro | SC | Fairfield | 1 | Conventional Hydroelectric | HY |  | S | 2.5 | 2.5 | 0.2 | N | 1914 |  |  | N | Electric Utility | 1 | X | WAT
Conventional Hydroelectric.WAT | hydro | TRUE | 17539 | Dominion Energy South Carolina, Inc | 3290 | Parr Hydro | SC | Fairfield | 2 | Conventional Hydroelectric | HY |  | S | 2.5 | 2.5 | 0.2 | N | 1914 |  |  | N | Electric Utility | 1 | X | WAT
Conventional Hydroelectric.WAT | hydro | TRUE | 17539 | Dominion Energy South Carolina, Inc | 3290 | Parr Hydro | SC | Fairfield | 3 | Conventional Hydroelectric | HY |  | S | 2.5 | 2.5 | 0.2 | N | 1914 |  |  | N | Electric Utility | 1 | X | WAT
Conventional Hydroelectric.WAT | hydro | TRUE | 17539 | Dominion Energy South Carolina, Inc | 3290 | Parr Hydro | SC | Fairfield | 4 | Conventional Hydroelectric | HY |  | S | 2.5 | 2.5 | 0.2 | N | 1914 |  |  | N | Electric Utility | 1 | X | WAT
Conventional Hydroelectric.WAT | hydro | TRUE | 17539 | Dominion Energy South Carolina, Inc | 3290 | Parr Hydro | SC | Fairfield | 5 | Conventional Hydroelectric | HY |  | S | 2.5 | 2.5 | 0.2 | N | 1914 |  |  | N | Electric Utility | 1 | X | WAT
Conventional Hydroelectric.WAT | hydro | TRUE | 17539 | Dominion Energy South Carolina, Inc | 3290 | Parr Hydro | SC | Fairfield | 6 | Conventional Hydroelectric | HY |  | S | 2.5 | 2.5 | 0.2 | N | 1921 |  |  | N | Electric Utility | 1 | X | WAT
Conventional Hydroelectric.WAT | hydro | TRUE | 17539 | Dominion Energy South Carolina, Inc | 3293 | Saluda Lexington | SC | Lexington | 1 | Conventional Hydroelectric | HY |  | S | 32.5 | 32.5 | 1.5 | N | 1930 |  |  | N | Electric Utility | 1 | X | WAT
Conventional Hydroelectric.WAT | hydro | TRUE | 17539 | Dominion Energy South Carolina, Inc | 3293 | Saluda Lexington | SC | Lexington | 2 | Conventional Hydroelectric | HY |  | S | 32.5 | 32.5 | 1.5 | N | 1930 |  |  | N | Electric Utility | 1 | X | WAT
Conventional Hydroelectric.WAT | hydro | TRUE | 17539 | Dominion Energy South Carolina, Inc | 3293 | Saluda Lexington | SC | Lexington | 3 | Conventional Hydroelectric | HY |  | S | 35 | 35 | 2 | N | 1930 |  |  | N | Electric Utility | 1 | X | WAT
Conventional Hydroelectric.WAT | hydro | TRUE | 17539 | Dominion Energy South Carolina, Inc | 3293 | Saluda Lexington | SC | Lexington | 4 | Conventional Hydroelectric | HY |  | S | 32.5 | 32.5 | 1.5 | N | 1930 |  |  | N | Electric Utility | 1 | X | WAT
Conventional Hydroelectric.WAT | hydro | TRUE | 17539 | Dominion Energy South Carolina, Inc | 3293 | Saluda Lexington | SC | Lexington | 5 | Conventional Hydroelectric | HY |  | S | 66 | 66 | 4 | N | 1971 |  |  | N | Electric Utility | 1 | X | WAT
Natural Gas Fired Combined Cycle.NG | natural gas combined cycle | TRUE | 17539 | Dominion Energy South Carolina, Inc | 3295 | Urquhart | SC | Aiken | 1 | Natural Gas Fired Combined Cycle | CA | UR15 | S | 64 | 65 | 50 | N | 1953 |  |  | N | Electric Utility | 1 | X | NG | DFO
Natural Gas Fired Combined Cycle.NG | natural gas combined cycle | TRUE | 17539 | Dominion Energy South Carolina, Inc | 3295 | Urquhart | SC | Aiken | 2 | Natural Gas Fired Combined Cycle | CA | UR26 | S | 64 | 66 | 50 | N | 1954 |  |  | N | Electric Utility | 1 | X | NG | DFO
Natural Gas Steam Turbine.NG | natural gas steam turbine | TRUE | 17539 | Dominion Energy South Carolina, Inc | 3295 | Urquhart | SC | Aiken | 3 | Natural Gas Steam Turbine | ST |  | S | 95 | 96 | 30 | N | 1955 |  |  | N | Electric Utility | 1 | X | NG
Natural Gas Fired Combined Cycle.NG | natural gas combined cycle | TRUE | 17539 | Dominion Energy South Carolina, Inc | 3295 | Urquhart | SC | Aiken | CT1 | Natural Gas Fired Combined Cycle | CT | UR15 | S | 162 | 177 | 75 | N | 2002 |  |  | N | Electric Utility | 1 | X | NG | DFO
Natural Gas Fired Combined Cycle.NG | natural gas combined cycle | TRUE | 17539 | Dominion Energy South Carolina, Inc | 3295 | Urquhart | SC | Aiken | CT2 | Natural Gas Fired Combined Cycle | CT | UR26 | S | 168 | 176 | 75 | N | 2002 |  |  | N | Electric Utility | 1 | X | NG | DFO
Natural Gas Fired Combustion Turbine.NG | natural gas peaker | TRUE | 17539 | Dominion Energy South Carolina, Inc | 3295 | Urquhart | SC | Aiken | GT1 | Natural Gas Fired Combustion Turbine | GT |  | S | 13 | 16 | 5 | N | 1969 |  |  | N | Electric Utility | 1 | X | NG | DFO
Natural Gas Fired Combustion Turbine.NG | natural gas peaker | TRUE | 17539 | Dominion Energy South Carolina, Inc | 3295 | Urquhart | SC | Aiken | GT2 | Natural Gas Fired Combustion Turbine | GT |  | S | 14 | 17 | 5 | N | 1969 |  |  | N | Electric Utility | 1 | X | NG | DFO
Natural Gas Fired Combustion Turbine.NG | natural gas peaker | TRUE | 17539 | Dominion Energy South Carolina, Inc | 3295 | Urquhart | SC | Aiken | GT3 | Natural Gas Fired Combustion Turbine | GT |  | S | 12 | 15 | 5 | N | 1969 |  |  | N | Electric Utility | 1 | X | NG | DFO
Natural Gas Fired Combustion Turbine.NG | natural gas peaker | TRUE | 17539 | Dominion Energy South Carolina, Inc | 3295 | Urquhart | SC | Aiken | GT4 | Natural Gas Fired Combustion Turbine | GT |  | S | 48 | 49 | 15 | N | 1999 |  |  | N | Electric Utility | 1 | X | NG | DFO
Conventional Steam Coal.BIT | hard coal | TRUE | 17539 | Dominion Energy South Carolina, Inc | 3297 | Wateree | SC | Richland | 1 | Conventional Steam Coal | ST |  | S | 342 | 342 | 220 | N | 1970 |  |  | N | Electric Utility | 1 | X | BIT
Conventional Steam Coal.BIT | hard coal | TRUE | 17539 | Dominion Energy South Carolina, Inc | 3297 | Wateree | SC | Richland | 2 | Conventional Steam Coal | ST |  | S | 342 | 342 | 220 | N | 1971 |  |  | N | Electric Utility | 1 | X | BIT
Conventional Steam Coal.BIT | hard coal | TRUE | 17554 | South Carolina Genertg Co, Inc | 3298 | Williams | SC | Berkeley | ST1 | Conventional Steam Coal | ST |  | S | 605 | 610 | 270 | N | 1973 |  |  | N | Electric Utility | 1 | X | BIT
Conventional Hydroelectric.WAT | hydro | TRUE | 34 | City of Abbeville - (SC) | 3305 | Rocky River (SC) | SC | Anderson | 1 | Conventional Hydroelectric | HY |  | S | 1.8 | 1.8 | 0.2 | N | 1941 |  |  | N | Electric Utility | 1 | X | WAT
Conventional Hydroelectric.WAT | hydro | TRUE | 34 | City of Abbeville - (SC) | 3305 | Rocky River (SC) | SC | Anderson | 2 | Conventional Hydroelectric | HY |  | S | 0.8 | 0.8 | 0.2 | N | 1941 |  |  | N | Electric Utility | 1 | X | WAT
Petroleum Liquids.DFO | petroleum | TRUE | 34 | City of Abbeville - (SC) | 3305 | Rocky River (SC) | SC | Anderson | IC2 | Petroleum Liquids | IC |  | S | 1 | 1 | 0.2 | N | 2013 |  |  | N | Electric Utility | 1 | X | DFO
Petroleum Liquids.DFO | petroleum | TRUE | 17543 | South Carolina Public Service Authority | 3318 | Hilton Head | SC | Beaufort | 1 | Petroleum Liquids | GT |  | S | 16 | 20 | 2 | N | 1973 | 12 | 2033 | N | Electric Utility | 1 | X | DFO
Petroleum Liquids.DFO | petroleum | TRUE | 17543 | South Carolina Public Service Authority | 3318 | Hilton Head | SC | Beaufort | 2 | Petroleum Liquids | GT |  | S | 16 | 20 | 2 | N | 1974 | 12 | 2033 | N | Electric Utility | 1 | X | DFO
Petroleum Liquids.DFO | petroleum | TRUE | 17543 | South Carolina Public Service Authority | 3318 | Hilton Head | SC | Beaufort | 3 | Petroleum Liquids | GT |  | S | 52 | 60 | 7 | N | 1979 | 12 | 2033 | N | Electric Utility | 1 | X | DFO
Conventional Hydroelectric.WAT | hydro | TRUE | 17543 | South Carolina Public Service Authority | 3319 | Jefferies | SC | Berkeley | H1 | Conventional Hydroelectric | HY |  | S | 31 | 31 | 18 | N | 1942 |  |  | N | Electric Utility | 1 | X | WAT
Conventional Hydroelectric.WAT | hydro | TRUE | 17543 | South Carolina Public Service Authority | 3319 | Jefferies | SC | Berkeley | H2 | Conventional Hydroelectric | HY |  | S | 36 | 36 | 13 | N | 1942 |  |  | N | Electric Utility | 1 | X | WAT
Conventional Hydroelectric.WAT | hydro | TRUE | 17543 | South Carolina Public Service Authority | 3319 | Jefferies | SC | Berkeley | H3 | Conventional Hydroelectric | HY |  | S | 29 | 29 | 18 | N | 1942 |  |  | N | Electric Utility | 1 | X | WAT
Conventional Hydroelectric.WAT | hydro | TRUE | 17543 | South Carolina Public Service Authority | 3319 | Jefferies | SC | Berkeley | H4 | Conventional Hydroelectric | HY |  | S | 36 | 36 | 13 | N | 1942 |  |  | N | Electric Utility | 1 | X | WAT
Conventional Hydroelectric.WAT | hydro | TRUE | 17543 | South Carolina Public Service Authority | 3319 | Jefferies | SC | Berkeley | H6 | Conventional Hydroelectric | HY |  | S | 8 | 8 | 8 | N | 1942 |  |  | N | Electric Utility | 1 | X | WAT
Petroleum Liquids.DFO | petroleum | TRUE | 17543 | South Carolina Public Service Authority | 3320 | Myrtle Beach | SC | Horry | 1 | Petroleum Liquids | GT |  | S | 8 | 10 | 3 | N | 1972 | 12 | 2033 | N | Electric Utility | 1 | X | DFO
Petroleum Liquids.DFO | petroleum | TRUE | 17543 | South Carolina Public Service Authority | 3320 | Myrtle Beach | SC | Horry | 2 | Petroleum Liquids | GT |  | S | 8 | 10 | 3 | N | 1962 | 12 | 2033 | N | Electric Utility | 1 | X | DFO
Petroleum Liquids.DFO | petroleum | TRUE | 17543 | South Carolina Public Service Authority | 3320 | Myrtle Beach | SC | Horry | 3 | Petroleum Liquids | GT |  | S | 19 | 20 | 4 | N | 1962 | 12 | 2033 | N | Electric Utility | 1 | X | DFO
Petroleum Liquids.DFO | petroleum | TRUE | 17543 | South Carolina Public Service Authority | 3320 | Myrtle Beach | SC | Horry | 4 | Petroleum Liquids | GT |  | S | 19 | 20 | 4 | N | 1972 |  |  | N | Electric Utility | 1 | X | DFO
Petroleum Liquids.DFO | petroleum | TRUE | 17543 | South Carolina Public Service Authority | 3320 | Myrtle Beach | SC | Horry | 5 | Petroleum Liquids | GT |  | S | 19 | 25 | 10 | N | 1976 |  |  | N | Electric Utility | 1 | X | DFO
Conventional Hydroelectric.WAT | hydro | TRUE | 17543 | South Carolina Public Service Authority | 3321 | Spillway | SC | Berkeley | 1 | Conventional Hydroelectric | HY |  | S | 2 | 2 | 1.5 | N | 1950 |  |  | N | Electric Utility | 1 | X | WAT
Conventional Hydroelectric.WAT | hydro | TRUE | 19375 | USCE-Savannah District | 3323 | J Strom Thurmond | SC | McCormick | 1 | Conventional Hydroelectric | HY |  | S | 48 | 48 | 25 | N | 1953 |  |  | N | Electric Utility | 1 | X | WAT
Conventional Hydroelectric.WAT | hydro | TRUE | 19375 | USCE-Savannah District | 3323 | J Strom Thurmond | SC | McCormick | 2 | Conventional Hydroelectric | HY |  | S | 48 | 48 | 25 | N | 1953 |  |  | N | Electric Utility | 1 | X | WAT
Conventional Hydroelectric.WAT | hydro | TRUE | 19375 | USCE-Savannah District | 3323 | J Strom Thurmond | SC | McCormick | 3 | Conventional Hydroelectric | HY |  | S | 48 | 48 | 25 | N | 1953 |  |  | N | Electric Utility | 1 | X | WAT
Conventional Hydroelectric.WAT | hydro | TRUE | 19375 | USCE-Savannah District | 3323 | J Strom Thurmond | SC | McCormick | 4 | Conventional Hydroelectric | HY |  | S | 48 | 48 | 25 | N | 1953 |  |  | N | Electric Utility | 1 | X | WAT
Conventional Hydroelectric.WAT | hydro | TRUE | 19375 | USCE-Savannah District | 3323 | J Strom Thurmond | SC | McCormick | 5 | Conventional Hydroelectric | HY |  | S | 48 | 48 | 25 | N | 1954 |  |  | N | Electric Utility | 1 | X | WAT
Conventional Hydroelectric.WAT | hydro | TRUE | 19375 | USCE-Savannah District | 3323 | J Strom Thurmond | SC | McCormick | 6 | Conventional Hydroelectric | HY |  | S | 48 | 48 | 25 | N | 1954 |  |  | N | Electric Utility | 1 | X | WAT
Conventional Hydroelectric.WAT | hydro | TRUE | 19375 | USCE-Savannah District | 3323 | J Strom Thurmond | SC | McCormick | 7 | Conventional Hydroelectric | HY |  | S | 48 | 48 | 25 | N | 1954 |  |  | N | Electric Utility | 1 | X | WAT
Petroleum Liquids.DFO | petroleum | TRUE | 19545 | Black Hills Power, Inc. | 3325 | Ben French | SD | Pennington | 1 | Petroleum Liquids | IC |  | S | 2 | 2 | 2 | N | 1965 |  |  | N | Electric Utility | 1 | X | DFO
Petroleum Liquids.DFO | petroleum | TRUE | 19545 | Black Hills Power, Inc. | 3325 | Ben French | SD | Pennington | 2 | Petroleum Liquids | IC |  | S | 2 | 2 | 2 | N | 1965 |  |  | N | Electric Utility | 1 | X | DFO
Petroleum Liquids.DFO | petroleum | TRUE | 19545 | Black Hills Power, Inc. | 3325 | Ben French | SD | Pennington | 3 | Petroleum Liquids | IC |  | S | 2 | 2 | 2 | N | 1965 |  |  | N | Electric Utility | 1 | X | DFO
Petroleum Liquids.DFO | petroleum | TRUE | 19545 | Black Hills Power, Inc. | 3325 | Ben French | SD | Pennington | 4 | Petroleum Liquids | IC |  | S | 2 | 2 | 2 | N | 1965 |  |  | N | Electric Utility | 1 | X | DFO
Petroleum Liquids.DFO | petroleum | TRUE | 19545 | Black Hills Power, Inc. | 3325 | Ben French | SD | Pennington | 5 | Petroleum Liquids | IC |  | S | 2 | 2 | 2 | N | 1965 |  |  | N | Electric Utility | 1 | X | DFO
Natural Gas Fired Combustion Turbine.NG | natural gas peaker | TRUE | 19545 | Black Hills Power, Inc. | 3325 | Ben French | SD | Pennington | GT1 | Natural Gas Fired Combustion Turbine | GT |  | S | 17 | 25 | 2 | N | 1977 |  |  | N | Electric Utility | 1 | X | NG | DFO
Natural Gas Fired Combustion Turbine.NG | natural gas peaker | TRUE | 19545 | Black Hills Power, Inc. | 3325 | Ben French | SD | Pennington | GT2 | Natural Gas Fired Combustion Turbine | GT |  | S | 17 | 25 | 2 | N | 1977 |  |  | N | Electric Utility | 1 | X | NG | DFO
Natural Gas Fired Combustion Turbine.NG | natural gas peaker | TRUE | 19545 | Black Hills Power, Inc. | 3325 | Ben French | SD | Pennington | GT3 | Natural Gas Fired Combustion Turbine | GT |  | S | 17 | 25 | 2 | N | 1978 |  |  | N | Electric Utility | 1 | X | NG | DFO
Natural Gas Fired Combustion Turbine.NG | natural gas peaker | TRUE | 19545 | Black Hills Power, Inc. | 3325 | Ben French | SD | Pennington | GT4 | Natural Gas Fired Combustion Turbine | GT |  | S | 17 | 25 | 2 | N | 1979 |  |  | N | Electric Utility | 1 | X | NG | DFO
Natural Gas Fired Combustion Turbine.NG | natural gas peaker | TRUE | 13809 | NorthWestern Energy - (SD) | 3338 | Aberdeen CT | SD | Brown | 2 | Natural Gas Fired Combustion Turbine | GT |  | S | 52 | 60 | 15 | N | 2013 |  |  | N | Electric Utility | 1 | X | NG | DFO
Petroleum Liquids.DFO | petroleum | TRUE | 13809 | NorthWestern Energy - (SD) | 3338 | Aberdeen CT | SD | Brown | GT1 | Petroleum Liquids | GT |  | S | 20.5 | 28 | 1.7 | N | 1978 |  |  | N | Electric Utility | 1 | X | DFO
Petroleum Liquids.DFO | petroleum | TRUE | 13809 | NorthWestern Energy - (SD) | 3341 | Clark (SD) | SD | Clark | 1 | Petroleum Liquids | IC |  | S | 2.6 | 2.7 | 1.2 | N | 1970 |  |  | N | Electric Utility | 1 | X | DFO
Petroleum Liquids.DFO | petroleum | TRUE | 13809 | NorthWestern Energy - (SD) | 3342 | Faulkton | SD | Faulk | 1 | Petroleum Liquids | IC |  | S | 2.5 | 2.5 | 1.2 | N | 1969 |  |  | N | Electric Utility | 1 | X | DFO
Petroleum Liquids.DFO | petroleum | TRUE | 14232 | Otter Tail Power Co | 3352 | Lake Preston | SD | Kingsbury | 1A | Petroleum Liquids | GT |  | S | 18.9 | 24.4 | 6 | N | 1978 |  |  | N | Electric Utility | 1 | X | DFO
Conventional Hydroelectric.WAT | hydro | TRUE | 19635 | USACE-Omaha | 3356 | Oahe | SD | Hughes | 1 | Conventional Hydroelectric | HY |  | S | 102 | 102 | 0 | N | 1962 |  |  | N | Electric Utility | 1 | X | WAT
Conventional Hydroelectric.WAT | hydro | TRUE | 19635 | USACE-Omaha | 3356 | Oahe | SD | Hughes | 2 | Conventional Hydroelectric | HY |  | S | 102 | 102 | 0 | N | 1962 |  |  | N | Electric Utility | 1 | X | WAT
Conventional Hydroelectric.WAT | hydro | TRUE | 19635 | USACE-Omaha | 3356 | Oahe | SD | Hughes | 3 | Conventional Hydroelectric | HY |  | S | 102 | 102 | 0 | N | 1962 |  |  | N | Electric Utility | 1 | X | WAT
Conventional Hydroelectric.WAT | hydro | TRUE | 19635 | USACE-Omaha | 3356 | Oahe | SD | Hughes | 4 | Conventional Hydroelectric | HY |  | S | 102 | 102 | 0 | N | 1962 |  |  | N | Electric Utility | 1 | X | WAT
Conventional Hydroelectric.WAT | hydro | TRUE | 19635 | USACE-Omaha | 3356 | Oahe | SD | Hughes | 5 | Conventional Hydroelectric | HY |  | S | 102 | 102 | 0 | N | 1963 |  |  | N | Electric Utility | 1 | X | WAT
Conventional Hydroelectric.WAT | hydro | TRUE | 19635 | USACE-Omaha | 3356 | Oahe | SD | Hughes | 6 | Conventional Hydroelectric | HY |  | S | 102 | 102 | 0 | N | 1963 |  |  | N | Electric Utility | 1 | X | WAT
Conventional Hydroelectric.WAT | hydro | TRUE | 19635 | USACE-Omaha | 3356 | Oahe | SD | Hughes | 7 | Conventional Hydroelectric | HY |  | S | 102 | 102 | 0 | N | 1963 |  |  | N | Electric Utility | 1 | X | WAT
Conventional Hydroelectric.WAT | hydro | TRUE | 19635 | USACE-Omaha | 3373 | Fort Randall | SD | Charles Mix | 1 | Conventional Hydroelectric | HY |  | S | 45 | 45 | 0 | N | 1954 |  |  | N | Electric Utility | 1 | X | WAT
Conventional Hydroelectric.WAT | hydro | TRUE | 19635 | USACE-Omaha | 3373 | Fort Randall | SD | Charles Mix | 2 | Conventional Hydroelectric | HY |  | S | 45 | 45 | 0 | N | 1954 |  |  | N | Electric Utility | 1 | X | WAT
Conventional Hydroelectric.WAT | hydro | TRUE | 19635 | USACE-Omaha | 3373 | Fort Randall | SD | Charles Mix | 3 | Conventional Hydroelectric | HY |  | S | 45 | 45 | 0 | N | 1954 |  |  | N | Electric Utility | 1 | X | WAT
Conventional Hydroelectric.WAT | hydro | TRUE | 19635 | USACE-Omaha | 3373 | Fort Randall | SD | Charles Mix | 4 | Conventional Hydroelectric | HY |  | S | 45 | 45 | 0 | N | 1954 |  |  | N | Electric Utility | 1 | X | WAT
Conventional Hydroelectric.WAT | hydro | TRUE | 19635 | USACE-Omaha | 3373 | Fort Randall | SD | Charles Mix | 5 | Conventional Hydroelectric | HY |  | S | 45 | 45 | 0 | N | 1955 |  |  | N | Electric Utility | 1 | X | WAT
Conventional Hydroelectric.WAT | hydro | TRUE | 19635 | USACE-Omaha | 3373 | Fort Randall | SD | Charles Mix | 6 | Conventional Hydroelectric | HY |  | S | 45 | 45 | 0 | N | 1955 |  |  | N | Electric Utility | 1 | X | WAT
Conventional Hydroelectric.WAT | hydro | TRUE | 19635 | USACE-Omaha | 3373 | Fort Randall | SD | Charles Mix | 7 | Conventional Hydroelectric | HY |  | S | 45 | 45 | 0 | N | 1955 |  |  | N | Electric Utility | 1 | X | WAT
Conventional Hydroelectric.WAT | hydro | TRUE | 19635 | USACE-Omaha | 3373 | Fort Randall | SD | Charles Mix | 8 | Conventional Hydroelectric | HY |  | S | 45 | 45 | 0 | N | 1956 |  |  | N | Electric Utility | 1 | X | WAT
Conventional Hydroelectric.WAT | hydro | TRUE | 19635 | USACE-Omaha | 3375 | Big Bend Dam | SD | Buffalo | 1 | Conventional Hydroelectric | HY |  | S | 65 | 65 | 0 | N | 1964 |  |  | N | Electric Utility | 1 | X | WAT
Conventional Hydroelectric.WAT | hydro | TRUE | 19635 | USACE-Omaha | 3375 | Big Bend Dam | SD | Buffalo | 2 | Conventional Hydroelectric | HY |  | S | 65 | 65 | 0 | N | 1964 |  |  | N | Electric Utility | 1 | X | WAT
Conventional Hydroelectric.WAT | hydro | TRUE | 19635 | USACE-Omaha | 3375 | Big Bend Dam | SD | Buffalo | 3 | Conventional Hydroelectric | HY |  | S | 65 | 65 | 0 | N | 1965 |  |  | N | Electric Utility | 1 | X | WAT
Conventional Hydroelectric.WAT | hydro | TRUE | 19635 | USACE-Omaha | 3375 | Big Bend Dam | SD | Buffalo | 4 | Conventional Hydroelectric | HY |  | S | 65 | 65 | 0 | N | 1965 |  |  | N | Electric Utility | 1 | X | WAT
Conventional Hydroelectric.WAT | hydro | TRUE | 19635 | USACE-Omaha | 3375 | Big Bend Dam | SD | Buffalo | 5 | Conventional Hydroelectric | HY |  | S | 65 | 65 | 0 | N | 1965 |  |  | N | Electric Utility | 1 | X | WAT
Conventional Hydroelectric.WAT | hydro | TRUE | 19635 | USACE-Omaha | 3375 | Big Bend Dam | SD | Buffalo | 6 | Conventional Hydroelectric | HY |  | S | 65 | 65 | 0 | N | 1965 |  |  | N | Electric Utility | 1 | X | WAT
Conventional Hydroelectric.WAT | hydro | TRUE | 19635 | USACE-Omaha | 3375 | Big Bend Dam | SD | Buffalo | 7 | Conventional Hydroelectric | HY |  | S | 65 | 65 | 0 | N | 1966 |  |  | N | Electric Utility | 1 | X | WAT
Conventional Hydroelectric.WAT | hydro | TRUE | 19635 | USACE-Omaha | 3375 | Big Bend Dam | SD | Buffalo | 8 | Conventional Hydroelectric | HY |  | S | 65 | 65 | 0 | N | 1966 |  |  | N | Electric Utility | 1 | X | WAT
Natural Gas Fired Combined Cycle.NG | natural gas combined cycle | TRUE | 18642 | Tennessee Valley Authority | 3393 | Allen | TN | Shelby | CTG1 | Natural Gas Fired Combined Cycle | CT | CC1 | S | 311.9 | 330.3 |  | N | 2018 |  |  | N | Electric Utility | 1 | X | NG
Natural Gas Fired Combined Cycle.NG | natural gas combined cycle | TRUE | 18642 | Tennessee Valley Authority | 3393 | Allen | TN | Shelby | CTG2 | Natural Gas Fired Combined Cycle | CT | CC1 | S | 311.9 | 330.3 |  | N | 2018 |  |  | N | Electric Utility | 1 | X | NG
Petroleum Liquids.DFO | petroleum | TRUE | 18642 | Tennessee Valley Authority | 3393 | Allen | TN | Shelby | G10 | Petroleum Liquids | GT |  | S | 15.1 | 20.4 | 5 | N | 1971 | 12 | 2024 | N | Electric Utility | 1 | X | DFO | NG
Petroleum Liquids.DFO | petroleum | TRUE | 18642 | Tennessee Valley Authority | 3393 | Allen | TN | Shelby | G11 | Petroleum Liquids | GT |  | S | 15.1 | 20.4 | 5 | N | 1971 | 12 | 2024 | N | Electric Utility | 1 | X | DFO | NG
Petroleum Liquids.DFO | petroleum | TRUE | 18642 | Tennessee Valley Authority | 3393 | Allen | TN | Shelby | G12 | Petroleum Liquids | GT |  | S | 15.1 | 20.4 | 5 | N | 1971 | 12 | 2024 | N | Electric Utility | 1 | X | DFO | NG
Petroleum Liquids.DFO | petroleum | TRUE | 18642 | Tennessee Valley Authority | 3393 | Allen | TN | Shelby | G13 | Petroleum Liquids | GT |  | S | 15.1 | 20.4 | 5 | N | 1971 | 12 | 2024 | N | Electric Utility | 1 | X | DFO | NG
Petroleum Liquids.DFO | petroleum | TRUE | 18642 | Tennessee Valley Authority | 3393 | Allen | TN | Shelby | G14 | Petroleum Liquids | GT |  | S | 15.1 | 20.4 | 5 | N | 1971 | 12 | 2024 | N | Electric Utility | 1 | X | DFO | NG
Petroleum Liquids.DFO | petroleum | TRUE | 18642 | Tennessee Valley Authority | 3393 | Allen | TN | Shelby | G15 | Petroleum Liquids | GT |  | S | 15.1 | 20.4 | 5 | N | 1971 | 12 | 2024 | N | Electric Utility | 1 | X | DFO | NG
Petroleum Liquids.DFO | petroleum | TRUE | 18642 | Tennessee Valley Authority | 3393 | Allen | TN | Shelby | G16 | Petroleum Liquids | GT |  | S | 15.1 | 20.4 | 5 | N | 1971 | 12 | 2024 | N | Electric Utility | 1 | X | DFO | NG
Petroleum Liquids.DFO | petroleum | TRUE | 18642 | Tennessee Valley Authority | 3393 | Allen | TN | Shelby | G17 | Petroleum Liquids | GT |  | S | 46.4 | 62.2 | 10 | N | 1972 | 12 | 2024 | N | Electric Utility | 1 | X | DFO | NG
Petroleum Liquids.DFO | petroleum | TRUE | 18642 | Tennessee Valley Authority | 3393 | Allen | TN | Shelby | G18 | Petroleum Liquids | GT |  | S | 46.4 | 62.2 | 10 | N | 1972 | 12 | 2024 | N | Electric Utility | 1 | X | DFO | NG
Petroleum Liquids.DFO | petroleum | TRUE | 18642 | Tennessee Valley Authority | 3393 | Allen | TN | Shelby | G19 | Petroleum Liquids | GT |  | S | 46.4 | 62.2 | 10 | N | 1972 | 12 | 2024 | N | Electric Utility | 1 | X | DFO | NG
Petroleum Liquids.DFO | petroleum | TRUE | 18642 | Tennessee Valley Authority | 3393 | Allen | TN | Shelby | G20 | Petroleum Liquids | GT |  | S | 46.4 | 62.2 | 10 | N | 1972 | 12 | 2024 | N | Electric Utility | 1 | X | DFO | NG
Petroleum Liquids.DFO | petroleum | TRUE | 18642 | Tennessee Valley Authority | 3393 | Allen | TN | Shelby | GT1 | Petroleum Liquids | GT |  | S | 15.1 | 20.4 | 5 | N | 1971 | 12 | 2024 | N | Electric Utility | 1 | X | DFO | NG
Petroleum Liquids.DFO | petroleum | TRUE | 18642 | Tennessee Valley Authority | 3393 | Allen | TN | Shelby | GT2 | Petroleum Liquids | GT |  | S | 15.1 | 20.4 | 5 | N | 1971 | 12 | 2024 | N | Electric Utility | 1 | X | DFO | NG
Petroleum Liquids.DFO | petroleum | TRUE | 18642 | Tennessee Valley Authority | 3393 | Allen | TN | Shelby | GT3 | Petroleum Liquids | GT |  | S | 15.1 | 20.4 | 5 | N | 1971 | 12 | 2024 | N | Electric Utility | 1 | X | DFO | NG
Petroleum Liquids.DFO | petroleum | TRUE | 18642 | Tennessee Valley Authority | 3393 | Allen | TN | Shelby | GT4 | Petroleum Liquids | GT |  | S | 15.1 | 20.4 | 5 | N | 1971 | 12 | 2024 | N | Electric Utility | 1 | X | DFO | NG
Petroleum Liquids.DFO | petroleum | TRUE | 18642 | Tennessee Valley Authority | 3393 | Allen | TN | Shelby | GT5 | Petroleum Liquids | GT |  | S | 15.1 | 20.4 | 5 | N | 1971 | 12 | 2024 | N | Electric Utility | 1 | X | DFO | NG
Petroleum Liquids.DFO | petroleum | TRUE | 18642 | Tennessee Valley Authority | 3393 | Allen | TN | Shelby | GT6 | Petroleum Liquids | GT |  | S | 15.1 | 20.4 | 5 | N | 1971 | 12 | 2024 | N | Electric Utility | 1 | X | DFO | NG
Petroleum Liquids.DFO | petroleum | TRUE | 18642 | Tennessee Valley Authority | 3393 | Allen | TN | Shelby | GT7 | Petroleum Liquids | GT |  | S | 15.1 | 20.4 | 5 | N | 1971 | 12 | 2024 | N | Electric Utility | 1 | X | DFO | NG
Petroleum Liquids.DFO | petroleum | TRUE | 18642 | Tennessee Valley Authority | 3393 | Allen | TN | Shelby | GT8 | Petroleum Liquids | GT |  | S | 15.1 | 20.4 | 5 | N | 1971 | 12 | 2024 | N | Electric Utility | 1 | X | DFO | NG
Petroleum Liquids.DFO | petroleum | TRUE | 18642 | Tennessee Valley Authority | 3393 | Allen | TN | Shelby | GT9 | Petroleum Liquids | GT |  | S | 15.1 | 20.4 | 5 | N | 1971 | 12 | 2024 | N | Electric Utility | 1 | X | DFO | NG
Natural Gas Fired Combined Cycle.NG | natural gas combined cycle | TRUE | 18642 | Tennessee Valley Authority | 3393 | Allen | TN | Shelby | STG1 | Natural Gas Fired Combined Cycle | CA | CC1 | S | 428.3 | 453.5 |  | N | 2018 |  |  | N | Electric Utility | 1 | X | NG
Conventional Hydroelectric.WAT | hydro | TRUE | 18642 | Tennessee Valley Authority | 3394 | Apalachia | TN | Polk | 1 | Conventional Hydroelectric | HY |  | S | 41.2 | 41.2 | 13.1 | N | 1943 |  |  | N | Electric Utility | 1 | X | WAT
Conventional Hydroelectric.WAT | hydro | TRUE | 18642 | Tennessee Valley Authority | 3394 | Apalachia | TN | Polk | 2 | Conventional Hydroelectric | HY |  | S | 41.2 | 41.2 | 13.1 | N | 1943 |  |  | N | Electric Utility | 1 | X | WAT
Conventional Hydroelectric.WAT | hydro | TRUE | 18642 | Tennessee Valley Authority | 3395 | Boone Dam | TN | Sullivan | 1 | Conventional Hydroelectric | HY |  | S | 37.8 | 29.8 | 19.7 | N | 1953 |  |  | N | Electric Utility | 1 | X | WAT
Conventional Hydroelectric.WAT | hydro | TRUE | 18642 | Tennessee Valley Authority | 3395 | Boone Dam | TN | Sullivan | 2 | Conventional Hydroelectric | HY |  | S | 37.8 | 29.8 | 19.7 | N | 1953 |  |  | N | Electric Utility | 1 | X | WAT
Conventional Hydroelectric.WAT | hydro | TRUE | 18642 | Tennessee Valley Authority | 3395 | Boone Dam | TN | Sullivan | 3 | Conventional Hydroelectric | HY |  | S | 37.8 | 29.8 | 19.7 | N | 1953 |  |  | N | Electric Utility | 1 | X | WAT
Conventional Hydroelectric.WAT | hydro | TRUE | 18642 | Tennessee Valley Authority | 3397 | Cherokee Dam | TN | Jefferson | 1 | Conventional Hydroelectric | HY |  | S | 37 | 37 | 14.5 | N | 1942 |  |  | N | Electric Utility | 1 | X | WAT
Conventional Hydroelectric.WAT | hydro | TRUE | 18642 | Tennessee Valley Authority | 3397 | Cherokee Dam | TN | Jefferson | 2 | Conventional Hydroelectric | HY |  | S | 39.8 | 36.1 | 14.5 | N | 1953 |  |  | N | Electric Utility | 1 | X | WAT
Conventional Hydroelectric.WAT | hydro | TRUE | 18642 | Tennessee Valley Authority | 3397 | Cherokee Dam | TN | Jefferson | 3 | Conventional Hydroelectric | HY |  | S | 39.8 | 37.5 | 14.5 | N | 1942 |  |  | N | Electric Utility | 1 | X | WAT
Conventional Hydroelectric.WAT | hydro | TRUE | 18642 | Tennessee Valley Authority | 3397 | Cherokee Dam | TN | Jefferson | 4 | Conventional Hydroelectric | HY |  | S | 25 | 25 | 14.5 | N | 1953 |  |  | N | Electric Utility | 1 | X | WAT
Conventional Hydroelectric.WAT | hydro | TRUE | 18642 | Tennessee Valley Authority | 3398 | Chickamauga | TN | Hamilton | 1 | Conventional Hydroelectric | HY |  | S | 35.4 | 29.8 | 11.3 | N | 1940 |  |  | N | Electric Utility | 1 | X | WAT
Conventional Hydroelectric.WAT | hydro | TRUE | 18642 | Tennessee Valley Authority | 3398 | Chickamauga | TN | Hamilton | 2 | Conventional Hydroelectric | HY |  | S | 35.4 | 29.8 | 11.3 | N | 1940 |  |  | N | Electric Utility | 1 | X | WAT
Conventional Hydroelectric.WAT | hydro | TRUE | 18642 | Tennessee Valley Authority | 3398 | Chickamauga | TN | Hamilton | 3 | Conventional Hydroelectric | HY |  | S | 35.4 | 29.8 | 11.3 | N | 1940 |  |  | N | Electric Utility | 1 | X | WAT
Conventional Hydroelectric.WAT | hydro | TRUE | 18642 | Tennessee Valley Authority | 3398 | Chickamauga | TN | Hamilton | 4 | Conventional Hydroelectric | HY |  | S | 35.4 | 29.8 | 11.3 | N | 1952 |  |  | N | Electric Utility | 1 | X | WAT
Conventional Steam Coal.BIT | hard coal | TRUE | 18642 | Tennessee Valley Authority | 3399 | Cumberland (TN) | TN | Stewart | 1 | Conventional Steam Coal | ST |  | S | 1239 | 1265 | 650 | N | 1973 | 12 | 2028 | N | Electric Utility | 1 | X | BIT
Conventional Steam Coal.BIT | hard coal | TRUE | 18642 | Tennessee Valley Authority | 3399 | Cumberland (TN) | TN | Stewart | 2 | Conventional Steam Coal | ST |  | S | 1231 | 1257 | 650 | N | 1973 | 12 | 2026 | N | Electric Utility | 1 | X | BIT
Conventional Hydroelectric.WAT | hydro | TRUE | 18642 | Tennessee Valley Authority | 3400 | Douglas Dam | TN | Sevier | 1 | Conventional Hydroelectric | HY |  | S | 44.2 | 27 | 14.2 | N | 1944 |  |  | N | Electric Utility | 1 | X | WAT
Conventional Hydroelectric.WAT | hydro | TRUE | 18642 | Tennessee Valley Authority | 3400 | Douglas Dam | TN | Sevier | 2 | Conventional Hydroelectric | HY |  | S | 44.7 | 27.5 | 13 | N | 1949 |  |  | N | Electric Utility | 1 | X | WAT
Conventional Hydroelectric.WAT | hydro | TRUE | 18642 | Tennessee Valley Authority | 3400 | Douglas Dam | TN | Sevier | 3 | Conventional Hydroelectric | HY |  | S | 44.5 | 27.6 | 14.2 | N | 1943 |  |  | N | Electric Utility | 1 | X | WAT
Conventional Hydroelectric.WAT | hydro | TRUE | 18642 | Tennessee Valley Authority | 3400 | Douglas Dam | TN | Sevier | 4 | Conventional Hydroelectric | HY |  | S | 44.5 | 29.1 | 13 | N | 1954 |  |  | N | Electric Utility | 1 | X | WAT
Conventional Hydroelectric.WAT | hydro | TRUE | 18642 | Tennessee Valley Authority | 3401 | Fort Patrick Henry | TN | Sullivan | 1 | Conventional Hydroelectric | HY |  | S | 20.4 | 20.4 | 11.8 | N | 1954 |  |  | N | Electric Utility | 1 | X | WAT
Conventional Hydroelectric.WAT | hydro | TRUE | 18642 | Tennessee Valley Authority | 3401 | Fort Patrick Henry | TN | Sullivan | 2 | Conventional Hydroelectric | HY |  | S | 20.3 | 20.3 | 11.8 | N | 1953 |  |  | N | Electric Utility | 1 | X | WAT
Conventional Hydroelectric.WAT | hydro | TRUE | 18642 | Tennessee Valley Authority | 3402 | Fort Loudoun | TN | Loudon | 1 | Conventional Hydroelectric | HY |  | S | 39.9 | 38.4 | 10.6 | N | 1944 |  |  | N | Electric Utility | 1 | X | WAT
Conventional Hydroelectric.WAT | hydro | TRUE | 18642 | Tennessee Valley Authority | 3402 | Fort Loudoun | TN | Loudon | 2 | Conventional Hydroelectric | HY |  | S | 37.7 | 37.7 | 10.6 | N | 1943 |  |  | N | Electric Utility | 1 | X | WAT
Conventional Hydroelectric.WAT | hydro | TRUE | 18642 | Tennessee Valley Authority | 3402 | Fort Loudoun | TN | Loudon | 3 | Conventional Hydroelectric | HY |  | S | 45.3 | 42.8 | 24.1 | N | 1948 |  |  | N | Electric Utility | 1 | X | WAT
Conventional Hydroelectric.WAT | hydro | TRUE | 18642 | Tennessee Valley Authority | 3402 | Fort Loudoun | TN | Loudon | 4 | Conventional Hydroelectric | HY |  | S | 45.3 | 42.8 | 24.1 | N | 1949 |  |  | N | Electric Utility | 1 | X | WAT
Conventional Steam Coal.BIT | hard coal | TRUE | 18642 | Tennessee Valley Authority | 3403 | Gallatin (TN) | TN | Sumner | 1 | Conventional Steam Coal | ST |  | S | 225 | 228 | 108 | N | 1956 | 12 | 2031 | N | Electric Utility | 1 | X | BIT | SUB
Conventional Steam Coal.SUB | hard coal | TRUE | 18642 | Tennessee Valley Authority | 3403 | Gallatin (TN) | TN | Sumner | 2 | Conventional Steam Coal | ST |  | S | 225 | 228 | 108 | N | 1957 | 12 | 2031 | N | Electric Utility | 1 | X | SUB | BIT
Conventional Steam Coal.SUB | hard coal | TRUE | 18642 | Tennessee Valley Authority | 3403 | Gallatin (TN) | TN | Sumner | 3 | Conventional Steam Coal | ST |  | S | 263 | 266 | 130 | N | 1959 | 12 | 2031 | N | Electric Utility | 1 | X | SUB | BIT
Conventional Steam Coal.SUB | hard coal | TRUE | 18642 | Tennessee Valley Authority | 3403 | Gallatin (TN) | TN | Sumner | 4 | Conventional Steam Coal | ST |  | S | 263 | 266 | 130 | N | 1959 | 12 | 2031 | N | Electric Utility | 1 | X | SUB | BIT
Natural Gas Fired Combustion Turbine.NG | natural gas peaker | TRUE | 18642 | Tennessee Valley Authority | 3403 | Gallatin (TN) | TN | Sumner | GT1 | Natural Gas Fired Combustion Turbine | GT |  | S | 71.5 | 88.7 | 10 | N | 1975 | 12 | 2031 | N | Electric Utility | 1 | X | NG | DFO
Natural Gas Fired Combustion Turbine.NG | natural gas peaker | TRUE | 18642 | Tennessee Valley Authority | 3403 | Gallatin (TN) | TN | Sumner | GT2 | Natural Gas Fired Combustion Turbine | GT |  | S | 71.5 | 88.7 | 10 | N | 1975 | 12 | 2031 | N | Electric Utility | 1 | X | NG | DFO
Natural Gas Fired Combustion Turbine.NG | natural gas peaker | TRUE | 18642 | Tennessee Valley Authority | 3403 | Gallatin (TN) | TN | Sumner | GT3 | Natural Gas Fired Combustion Turbine | GT |  | S | 71.5 | 88.7 | 10 | N | 1975 | 12 | 2031 | N | Electric Utility | 1 | X | NG | DFO
Natural Gas Fired Combustion Turbine.NG | natural gas peaker | TRUE | 18642 | Tennessee Valley Authority | 3403 | Gallatin (TN) | TN | Sumner | GT4 | Natural Gas Fired Combustion Turbine | GT |  | S | 71.5 | 88.7 | 10 | N | 1975 | 12 | 2031 | N | Electric Utility | 1 | X | NG | DFO
Natural Gas Fired Combustion Turbine.NG | natural gas peaker | TRUE | 18642 | Tennessee Valley Authority | 3403 | Gallatin (TN) | TN | Sumner | GT5 | Natural Gas Fired Combustion Turbine | GT |  | S | 73.4 | 93.7 | 57 | N | 2000 | 12 | 2031 | N | Electric Utility | 1 | X | NG | DFO
Natural Gas Fired Combustion Turbine.NG | natural gas peaker | TRUE | 18642 | Tennessee Valley Authority | 3403 | Gallatin (TN) | TN | Sumner | GT6 | Natural Gas Fired Combustion Turbine | GT |  | S | 73.4 | 93.7 | 57 | N | 2000 | 12 | 2031 | N | Electric Utility | 1 | X | NG | DFO
Natural Gas Fired Combustion Turbine.NG | natural gas peaker | TRUE | 18642 | Tennessee Valley Authority | 3403 | Gallatin (TN) | TN | Sumner | GT7 | Natural Gas Fired Combustion Turbine | GT |  | S | 73.4 | 93.7 | 57 | N | 2000 | 12 | 2031 | N | Electric Utility | 1 | X | NG | DFO
Natural Gas Fired Combustion Turbine.NG | natural gas peaker | TRUE | 18642 | Tennessee Valley Authority | 3403 | Gallatin (TN) | TN | Sumner | GT8 | Natural Gas Fired Combustion Turbine | GT |  | S | 73.4 | 93.7 | 57 | N | 2000 | 12 | 2031 | N | Electric Utility | 1 | X | NG | DFO
Conventional Hydroelectric.WAT | hydro | TRUE | 18642 | Tennessee Valley Authority | 3404 | Great Falls (TN) | TN | Warren | 1 | Conventional Hydroelectric | HY |  | S | 15.9 | 16 | 9 | N | 1916 |  |  | N | Electric Utility | 1 | X | WAT
Conventional Hydroelectric.WAT | hydro | TRUE | 18642 | Tennessee Valley Authority | 3404 | Great Falls (TN) | TN | Warren | 2 | Conventional Hydroelectric | HY |  | S | 19.5 | 19.6 | 9 | N | 1924 |  |  | N | Electric Utility | 1 | X | WAT
Natural Gas Fired Combined Cycle.NG | natural gas combined cycle | TRUE | 18642 | Tennessee Valley Authority | 3405 | John Sevier | TN | Hawkins | CTG1 | Natural Gas Fired Combined Cycle | CT | CC1 | S | 165 | 188 | 44.8 | N | 2012 |  |  | N | Electric Utility | 1 | X | NG
Natural Gas Fired Combined Cycle.NG | natural gas combined cycle | TRUE | 18642 | Tennessee Valley Authority | 3405 | John Sevier | TN | Hawkins | CTG2 | Natural Gas Fired Combined Cycle | CT | CC1 | S | 165 | 188 | 44.8 | N | 2012 |  |  | N | Electric Utility | 1 | X | NG
Natural Gas Fired Combined Cycle.NG | natural gas combined cycle | TRUE | 18642 | Tennessee Valley Authority | 3405 | John Sevier | TN | Hawkins | CTG3 | Natural Gas Fired Combined Cycle | CT | CC1 | S | 165 | 188 | 44.8 | N | 2012 |  |  | N | Electric Utility | 1 | X | NG
Natural Gas Fired Combined Cycle.NG | natural gas combined cycle | TRUE | 18642 | Tennessee Valley Authority | 3405 | John Sevier | TN | Hawkins | STG1 | Natural Gas Fired Combined Cycle | CA | CC1 | S | 383 | 376 | 90.2 | N | 2012 |  |  | N | Electric Utility | 1 | X | NG
Natural Gas Fired Combustion Turbine.NG | natural gas peaker | TRUE | 18642 | Tennessee Valley Authority | 3406 | Johnsonville | TN | Humphreys | G10 | Natural Gas Fired Combustion Turbine | GT |  | S | 47.1 | 62.5 | 25 | N | 1975 | 12 | 2024 | N | Electric Utility | 1 | X | NG | DFO
Natural Gas Fired Combustion Turbine.NG | natural gas peaker | TRUE | 18642 | Tennessee Valley Authority | 3406 | Johnsonville | TN | Humphreys | G11 | Natural Gas Fired Combustion Turbine | GT |  | S | 47.1 | 62.5 | 25 | N | 1975 | 12 | 2024 | N | Electric Utility | 1 | X | NG | DFO
Natural Gas Fired Combustion Turbine.NG | natural gas peaker | TRUE | 18642 | Tennessee Valley Authority | 3406 | Johnsonville | TN | Humphreys | G12 | Natural Gas Fired Combustion Turbine | GT |  | S | 47.1 | 62.5 | 25 | N | 1975 | 12 | 2024 | N | Electric Utility | 1 | X | NG | DFO
Natural Gas Fired Combustion Turbine.NG | natural gas peaker | TRUE | 18642 | Tennessee Valley Authority | 3406 | Johnsonville | TN | Humphreys | G13 | Natural Gas Fired Combustion Turbine | GT |  | S | 47.1 | 62.5 | 25 | N | 1975 | 12 | 2024 | N | Electric Utility | 1 | X | NG | DFO
Natural Gas Fired Combustion Turbine.NG | natural gas peaker | TRUE | 18642 | Tennessee Valley Authority | 3406 | Johnsonville | TN | Humphreys | G14 | Natural Gas Fired Combustion Turbine | GT |  | S | 47.1 | 62.5 | 25 | N | 1975 | 12 | 2024 | N | Electric Utility | 1 | X | NG | DFO
Natural Gas Fired Combustion Turbine.NG | natural gas peaker | TRUE | 18642 | Tennessee Valley Authority | 3406 | Johnsonville | TN | Humphreys | G15 | Natural Gas Fired Combustion Turbine | GT |  | S | 47.1 | 62.5 | 25 | N | 1975 | 12 | 2024 | N | Electric Utility | 1 | X | NG | DFO
Natural Gas Fired Combustion Turbine.NG | natural gas peaker | TRUE | 18642 | Tennessee Valley Authority | 3406 | Johnsonville | TN | Humphreys | G16 | Natural Gas Fired Combustion Turbine | GT |  | S | 47.1 | 62.5 | 25 | N | 1975 | 12 | 2024 | N | Electric Utility | 1 | X | NG | DFO
Natural Gas Fired Combustion Turbine.NG | natural gas peaker | TRUE | 18642 | Tennessee Valley Authority | 3406 | Johnsonville | TN | Humphreys | G17 | Natural Gas Fired Combustion Turbine | GT |  | S | 72.8 | 93 | 56 | N | 2000 |  |  | N | Electric Utility | 1 | X | NG | DFO
Natural Gas Fired Combustion Turbine.NG | natural gas peaker | TRUE | 18642 | Tennessee Valley Authority | 3406 | Johnsonville | TN | Humphreys | G18 | Natural Gas Fired Combustion Turbine | GT |  | S | 72.8 | 93 | 56 | N | 2000 |  |  | N | Electric Utility | 1 | X | NG | DFO
Natural Gas Fired Combustion Turbine.NG | natural gas peaker | TRUE | 18642 | Tennessee Valley Authority | 3406 | Johnsonville | TN | Humphreys | G19 | Natural Gas Fired Combustion Turbine | GT |  | S | 72.8 | 93 | 56 | N | 2000 |  |  | N | Electric Utility | 1 | X | NG | DFO
Natural Gas Fired Combustion Turbine.NG | natural gas peaker | TRUE | 18642 | Tennessee Valley Authority | 3406 | Johnsonville | TN | Humphreys | G20 | Natural Gas Fired Combustion Turbine | GT |  | S | 72.8 | 93 | 56 | N | 2000 |  |  | N | Electric Utility | 1 | X | NG | DFO
Natural Gas Fired Combustion Turbine.NG | natural gas peaker | TRUE | 18642 | Tennessee Valley Authority | 3406 | Johnsonville | TN | Humphreys | GT1 | Natural Gas Fired Combustion Turbine | GT |  | S | 47.1 | 62.5 | 25 | N | 1975 | 12 | 2024 | N | Electric Utility | 1 | X | NG | DFO
Natural Gas Fired Combustion Turbine.NG | natural gas peaker | TRUE | 18642 | Tennessee Valley Authority | 3406 | Johnsonville | TN | Humphreys | GT2 | Natural Gas Fired Combustion Turbine | GT |  | S | 47.1 | 62.5 | 25 | N | 1975 | 12 | 2024 | N | Electric Utility | 1 | X | NG | DFO
Natural Gas Fired Combustion Turbine.NG | natural gas peaker | TRUE | 18642 | Tennessee Valley Authority | 3406 | Johnsonville | TN | Humphreys | GT3 | Natural Gas Fired Combustion Turbine | GT |  | S | 47.1 | 62.5 | 25 | N | 1975 | 12 | 2024 | N | Electric Utility | 1 | X | NG | DFO
Natural Gas Fired Combustion Turbine.NG | natural gas peaker | TRUE | 18642 | Tennessee Valley Authority | 3406 | Johnsonville | TN | Humphreys | GT4 | Natural Gas Fired Combustion Turbine | GT |  | S | 47.1 | 62.5 | 25 | N | 1975 | 12 | 2024 | N | Electric Utility | 1 | X | NG | DFO
Natural Gas Fired Combustion Turbine.NG | natural gas peaker | TRUE | 18642 | Tennessee Valley Authority | 3406 | Johnsonville | TN | Humphreys | GT5 | Natural Gas Fired Combustion Turbine | GT |  | S | 47.1 | 62.5 | 25 | N | 1975 | 12 | 2024 | N | Electric Utility | 1 | X | NG | DFO
Natural Gas Fired Combustion Turbine.NG | natural gas peaker | TRUE | 18642 | Tennessee Valley Authority | 3406 | Johnsonville | TN | Humphreys | GT6 | Natural Gas Fired Combustion Turbine | GT |  | S | 47.1 | 62.5 | 25 | N | 1975 | 12 | 2024 | N | Electric Utility | 1 | X | NG | DFO
Natural Gas Fired Combustion Turbine.NG | natural gas peaker | TRUE | 18642 | Tennessee Valley Authority | 3406 | Johnsonville | TN | Humphreys | GT7 | Natural Gas Fired Combustion Turbine | GT |  | S | 47.1 | 62.5 | 25 | N | 1975 | 12 | 2024 | N | Electric Utility | 1 | X | NG | DFO
Natural Gas Fired Combustion Turbine.NG | natural gas peaker | TRUE | 18642 | Tennessee Valley Authority | 3406 | Johnsonville | TN | Humphreys | GT8 | Natural Gas Fired Combustion Turbine | GT |  | S | 47.1 | 62.5 | 25 | N | 1975 | 12 | 2024 | N | Electric Utility | 1 | X | NG | DFO
Natural Gas Fired Combustion Turbine.NG | natural gas peaker | TRUE | 18642 | Tennessee Valley Authority | 3406 | Johnsonville | TN | Humphreys | GT9 | Natural Gas Fired Combustion Turbine | GT |  | S | 47.1 | 62.5 | 25 | N | 1975 | 12 | 2024 | N | Electric Utility | 1 | X | NG | DFO
Conventional Steam Coal.SUB | hard coal | TRUE | 18642 | Tennessee Valley Authority | 3407 | Kingston | TN | Roane | 1 | Conventional Steam Coal | ST |  | S | 132 | 135 | 55 | N | 1954 | 12 | 2027 | N | Electric Utility | 1 | X | SUB | BIT
Conventional Steam Coal.SUB | hard coal | TRUE | 18642 | Tennessee Valley Authority | 3407 | Kingston | TN | Roane | 2 | Conventional Steam Coal | ST |  | S | 132 | 135 | 55 | N | 1954 | 12 | 2027 | N | Electric Utility | 1 | X | SUB | BIT
Conventional Steam Coal.SUB | hard coal | TRUE | 18642 | Tennessee Valley Authority | 3407 | Kingston | TN | Roane | 3 | Conventional Steam Coal | ST |  | S | 132 | 135 | 55 | N | 1954 | 12 | 2027 | N | Electric Utility | 1 | X | SUB | BIT
Conventional Steam Coal.SUB | hard coal | TRUE | 18642 | Tennessee Valley Authority | 3407 | Kingston | TN | Roane | 4 | Conventional Steam Coal | ST |  | S | 132 | 135 | 55 | N | 1954 | 12 | 2027 | N | Electric Utility | 1 | X | SUB | BIT
Conventional Steam Coal.SUB | hard coal | TRUE | 18642 | Tennessee Valley Authority | 3407 | Kingston | TN | Roane | 5 | Conventional Steam Coal | ST |  | S | 174 | 176 | 73 | N | 1955 | 12 | 2027 | N | Electric Utility | 1 | X | SUB | BIT
Conventional Steam Coal.SUB | hard coal | TRUE | 18642 | Tennessee Valley Authority | 3407 | Kingston | TN | Roane | 6 | Conventional Steam Coal | ST |  | S | 174 | 176 | 73 | N | 1955 | 12 | 2027 | N | Electric Utility | 1 | X | SUB | BIT
Conventional Steam Coal.SUB | hard coal | TRUE | 18642 | Tennessee Valley Authority | 3407 | Kingston | TN | Roane | 7 | Conventional Steam Coal | ST |  | S | 174 | 176 | 73 | N | 1955 | 12 | 2026 | N | Electric Utility | 1 | X | SUB | BIT
Conventional Steam Coal.SUB | hard coal | TRUE | 18642 | Tennessee Valley Authority | 3407 | Kingston | TN | Roane | 8 | Conventional Steam Coal | ST |  | S | 174 | 176 | 73 | N | 1955 | 12 | 2026 | N | Electric Utility | 1 | X | SUB | BIT
Conventional Steam Coal.SUB | hard coal | TRUE | 18642 | Tennessee Valley Authority | 3407 | Kingston | TN | Roane | 9 | Conventional Steam Coal | ST |  | S | 174 | 176 | 73 | N | 1955 | 12 | 2026 | N | Electric Utility | 1 | X | SUB | BIT
Conventional Hydroelectric.WAT | hydro | TRUE | 18642 | Tennessee Valley Authority | 3408 | Melton Hill | TN | Loudon | 1 | Conventional Hydroelectric | HY |  | S | 39.5 | 39.7 | 9.3 | N | 1964 |  |  | N | Electric Utility | 1 | X | WAT
Conventional Hydroelectric.WAT | hydro | TRUE | 18642 | Tennessee Valley Authority | 3408 | Melton Hill | TN | Loudon | 2 | Conventional Hydroelectric | HY |  | S | 39.7 | 39.7 | 9.3 | N | 1964 |  |  | N | Electric Utility | 1 | X | WAT
Conventional Hydroelectric.WAT | hydro | TRUE | 18642 | Tennessee Valley Authority | 3409 | Nickajack | TN | Marion | 1 | Conventional Hydroelectric | HY |  | S | 28.3 | 28.8 | 13.7 | N | 1968 |  |  | N | Electric Utility | 1 | X | WAT
Conventional Hydroelectric.WAT | hydro | TRUE | 18642 | Tennessee Valley Authority | 3409 | Nickajack | TN | Marion | 2 | Conventional Hydroelectric | HY |  | S | 27.3 | 28 | 13.7 | N | 1968 |  |  | N | Electric Utility | 1 | X | WAT
Conventional Hydroelectric.WAT | hydro | TRUE | 18642 | Tennessee Valley Authority | 3409 | Nickajack | TN | Marion | 3 | Conventional Hydroelectric | HY |  | S | 25 | 25.6 | 12.8 | N | 1968 |  |  | N | Electric Utility | 1 | X | WAT
Conventional Hydroelectric.WAT | hydro | TRUE | 18642 | Tennessee Valley Authority | 3409 | Nickajack | TN | Marion | 4 | Conventional Hydroelectric | HY |  | S | 25 | 25.6 | 12.8 | N | 1968 |  |  | N | Electric Utility | 1 | X | WAT
Conventional Hydroelectric.WAT | hydro | TRUE | 18642 | Tennessee Valley Authority | 3411 | Norris Dam | TN | Anderson | 1 | Conventional Hydroelectric | HY |  | S | 63.5 | 54.8 | 25.8 | N | 1936 |  |  | N | Electric Utility | 1 | X | WAT
Conventional Hydroelectric.WAT | hydro | TRUE | 18642 | Tennessee Valley Authority | 3411 | Norris Dam | TN | Anderson | 2 | Conventional Hydroelectric | HY |  | S | 63.5 | 54.8 | 25.8 | N | 1936 |  |  | N | Electric Utility | 1 | X | WAT
Conventional Hydroelectric.WAT | hydro | TRUE | 18642 | Tennessee Valley Authority | 3412 | Ocoee 1 | TN | Polk | 1 | Conventional Hydroelectric | HY |  | S | 4.8 | 4.8 | 2.2 | N | 1912 |  |  | N | Electric Utility | 1 | X | WAT
Conventional Hydroelectric.WAT | hydro | TRUE | 18642 | Tennessee Valley Authority | 3412 | Ocoee 1 | TN | Polk | 2 | Conventional Hydroelectric | HY |  | S | 4.8 | 4.8 | 2.2 | N | 1912 |  |  | N | Electric Utility | 1 | X | WAT
Conventional Hydroelectric.WAT | hydro | TRUE | 18642 | Tennessee Valley Authority | 3412 | Ocoee 1 | TN | Polk | 3 | Conventional Hydroelectric | HY |  | S | 4.8 | 4.8 | 2.2 | N | 1912 |  |  | N | Electric Utility | 1 | X | WAT
Conventional Hydroelectric.WAT | hydro | TRUE | 18642 | Tennessee Valley Authority | 3412 | Ocoee 1 | TN | Polk | 4 | Conventional Hydroelectric | HY |  | S | 4.8 | 4.8 | 2.2 | N | 1912 |  |  | N | Electric Utility | 1 | X | WAT
Conventional Hydroelectric.WAT | hydro | TRUE | 18642 | Tennessee Valley Authority | 3412 | Ocoee 1 | TN | Polk | 5 | Conventional Hydroelectric | HY |  | S | 4.8 | 4.8 | 2.2 | N | 1914 |  |  | N | Electric Utility | 1 | X | WAT
Conventional Hydroelectric.WAT | hydro | TRUE | 18642 | Tennessee Valley Authority | 3413 | Ocoee 2 | TN | Polk | 1 | Conventional Hydroelectric | HY |  | S | 10.8 | 10.8 | 6 | N | 1913 |  |  | N | Electric Utility | 1 | X | WAT
Conventional Hydroelectric.WAT | hydro | TRUE | 18642 | Tennessee Valley Authority | 3413 | Ocoee 2 | TN | Polk | 2 | Conventional Hydroelectric | HY |  | S | 12.6 | 12.6 | 6 | N | 1913 |  |  | N | Electric Utility | 1 | X | WAT
Conventional Hydroelectric.WAT | hydro | TRUE | 18642 | Tennessee Valley Authority | 3414 | Ocoee 3 | TN | Polk | 1 | Conventional Hydroelectric | HY |  | S | 28.6 | 28.6 | 10.8 | N | 1943 |  |  | N | Electric Utility | 1 | X | WAT
Conventional Hydroelectric.WAT | hydro | TRUE | 18642 | Tennessee Valley Authority | 3415 | Pickwick Landing Dam | TN | Hardin | 1 | Conventional Hydroelectric | HY |  | S | 37.7 | 34.4 | 32.7 | N | 1938 |  |  | N | Electric Utility | 1 | X | WAT
Conventional Hydroelectric.WAT | hydro | TRUE | 18642 | Tennessee Valley Authority | 3415 | Pickwick Landing Dam | TN | Hardin | 2 | Conventional Hydroelectric | HY |  | S | 37.6 | 34.3 | 32.7 | N | 1938 |  |  | N | Electric Utility | 1 | X | WAT
Conventional Hydroelectric.WAT | hydro | TRUE | 18642 | Tennessee Valley Authority | 3415 | Pickwick Landing Dam | TN | Hardin | 3 | Conventional Hydroelectric | HY |  | S | 38.5 | 35.2 | 32.7 | N | 1942 |  |  | N | Electric Utility | 1 | X | WAT
Conventional Hydroelectric.WAT | hydro | TRUE | 18642 | Tennessee Valley Authority | 3415 | Pickwick Landing Dam | TN | Hardin | 4 | Conventional Hydroelectric | HY |  | S | 43.6 | 39.4 | 32.7 | N | 1942 |  |  | N | Electric Utility | 1 | X | WAT
Conventional Hydroelectric.WAT | hydro | TRUE | 18642 | Tennessee Valley Authority | 3415 | Pickwick Landing Dam | TN | Hardin | 5 | Conventional Hydroelectric | HY |  | S | 43.7 | 38.4 | 30.8 | N | 1952 |  |  | N | Electric Utility | 1 | X | WAT
Conventional Hydroelectric.WAT | hydro | TRUE | 18642 | Tennessee Valley Authority | 3415 | Pickwick Landing Dam | TN | Hardin | 6 | Conventional Hydroelectric | HY |  | S | 43.2 | 37.9 | 30.8 | N | 1952 |  |  | N | Electric Utility | 1 | X | WAT
Conventional Hydroelectric.WAT | hydro | TRUE | 18642 | Tennessee Valley Authority | 3416 | South Holston | TN | Sullivan | 1 | Conventional Hydroelectric | HY |  | S | 44.4 | 44.4 | 14.6 | N | 1951 |  |  | N | Electric Utility | 1 | X | WAT
Conventional Hydroelectric.WAT | hydro | TRUE | 18642 | Tennessee Valley Authority | 3417 | Tims Ford | TN | Franklin | 1 | Conventional Hydroelectric | HY |  | S | 39.7 | 36.2 | 18.7 | N | 1972 |  |  | N | Electric Utility | 1 | X | WAT
Conventional Hydroelectric.WAT | hydro | TRUE | 18642 | Tennessee Valley Authority | 3417 | Tims Ford | TN | Franklin | 2 | Conventional Hydroelectric | HY |  | S | 0.5 | 0.5 | 0.3 | N | 1987 |  |  | N | Electric Utility | 1 | X | WAT
Conventional Hydroelectric.WAT | hydro | TRUE | 18642 | Tennessee Valley Authority | 3418 | Watauga | TN | Carter | 1 | Conventional Hydroelectric | HY |  | S | 37.9 | 37.1 | 20.6 | N | 1949 |  |  | N | Electric Utility | 1 | X | WAT
Conventional Hydroelectric.WAT | hydro | TRUE | 18642 | Tennessee Valley Authority | 3418 | Watauga | TN | Carter | 2 | Conventional Hydroelectric | HY |  | S | 29.1 | 28.5 | 15.7 | N | 1949 |  |  | N | Electric Utility | 1 | X | WAT
Conventional Hydroelectric.WAT | hydro | TRUE | 18642 | Tennessee Valley Authority | 3420 | Watts Bar Hydro | TN | Rhea | HY1 | Conventional Hydroelectric | HY |  | S | 39.3 | 36.9 | 16 | N | 1942 |  |  | N | Electric Utility | 1 | X | WAT
Conventional Hydroelectric.WAT | hydro | TRUE | 18642 | Tennessee Valley Authority | 3420 | Watts Bar Hydro | TN | Rhea | HY2 | Conventional Hydroelectric | HY |  | S | 39.3 | 36.9 | 16 | N | 1942 |  |  | N | Electric Utility | 1 | X | WAT
Conventional Hydroelectric.WAT | hydro | TRUE | 18642 | Tennessee Valley Authority | 3420 | Watts Bar Hydro | TN | Rhea | HY3 | Conventional Hydroelectric | HY |  | S | 39.3 | 36.9 | 16 | N | 1942 |  |  | N | Electric Utility | 1 | X | WAT
Conventional Hydroelectric.WAT | hydro | TRUE | 18642 | Tennessee Valley Authority | 3420 | Watts Bar Hydro | TN | Rhea | HY4 | Conventional Hydroelectric | HY |  | S | 39.2 | 36.7 | 30 | N | 1944 |  |  | N | Electric Utility | 1 | X | WAT
Conventional Hydroelectric.WAT | hydro | TRUE | 18642 | Tennessee Valley Authority | 3420 | Watts Bar Hydro | TN | Rhea | HY5 | Conventional Hydroelectric | HY |  | S | 39.3 | 36.9 | 16 | N | 1944 |  |  | N | Electric Utility | 1 | X | WAT
Conventional Hydroelectric.WAT | hydro | TRUE | 18642 | Tennessee Valley Authority | 3421 | Wilbur | TN | Carter | 1 | Conventional Hydroelectric | HY |  | S | 1.4 | 1.4 | 1.3 | N | 1912 |  |  | N | Electric Utility | 1 | X | WAT
Conventional Hydroelectric.WAT | hydro | TRUE | 18642 | Tennessee Valley Authority | 3421 | Wilbur | TN | Carter | 2 | Conventional Hydroelectric | HY |  | S | 1.4 | 1.4 | 1.3 | N | 1912 |  |  | N | Electric Utility | 1 | X | WAT
Conventional Hydroelectric.WAT | hydro | TRUE | 18642 | Tennessee Valley Authority | 3421 | Wilbur | TN | Carter | 3 | Conventional Hydroelectric | HY |  | S | 1.3 | 1.3 | 1.2 | N | 1926 |  |  | N | Electric Utility | 1 | X | WAT
Conventional Hydroelectric.WAT | hydro | TRUE | 18642 | Tennessee Valley Authority | 3421 | Wilbur | TN | Carter | 4 | Conventional Hydroelectric | HY |  | S | 7 | 7 | 1.6 | N | 1950 |  |  | N | Electric Utility | 1 | X | WAT
Conventional Hydroelectric.WAT | hydro | TRUE | 19462 | USCE-Nashville District | 3423 | Cordell Hull | TN | Smith | 1 | Conventional Hydroelectric | HY |  | S | 38 | 38 | 33.3 | N | 1973 |  |  | N | Electric Utility | 1 | X | WAT
Conventional Hydroelectric.WAT | hydro | TRUE | 19462 | USCE-Nashville District | 3423 | Cordell Hull | TN | Smith | 2 | Conventional Hydroelectric | HY |  | S | 30 | 30 | 30 | N | 1973 |  |  | N | Electric Utility | 1 | X | WAT
Conventional Hydroelectric.WAT | hydro | TRUE | 19462 | USCE-Nashville District | 3423 | Cordell Hull | TN | Smith | 3 | Conventional Hydroelectric | HY |  | S | 38 | 38 | 33.3 | N | 1974 |  |  | N | Electric Utility | 1 | X | WAT
Conventional Hydroelectric.WAT | hydro | TRUE | 19462 | USCE-Nashville District | 3424 | Dale Hollow | TN | Clay | 1 | Conventional Hydroelectric | HY |  | S | 20.7 | 20.7 | 18 | N | 1948 |  |  | N | Electric Utility | 1 | X | WAT
Conventional Hydroelectric.WAT | hydro | TRUE | 19462 | USCE-Nashville District | 3424 | Dale Hollow | TN | Clay | 2 | Conventional Hydroelectric | HY |  | S | 20.7 | 20.7 | 18 | N | 1949 |  |  | N | Electric Utility | 1 | X | WAT
Conventional Hydroelectric.WAT | hydro | TRUE | 19462 | USCE-Nashville District | 3424 | Dale Hollow | TN | Clay | 3 | Conventional Hydroelectric | HY |  | S | 20.7 | 20.7 | 18 | N | 1953 |  |  | N | Electric Utility | 1 | X | WAT
Conventional Hydroelectric.WAT | hydro | TRUE | 19462 | USCE-Nashville District | 3426 | Old Hickory | TN | Sumner | 1 | Conventional Hydroelectric | HY |  | S | 28.7 | 28.7 | 25 | N | 1957 |  |  | N | Electric Utility | 1 | X | WAT
Conventional Hydroelectric.WAT | hydro | TRUE | 19462 | USCE-Nashville District | 3426 | Old Hickory | TN | Sumner | 2 | Conventional Hydroelectric | HY |  | S | 29 | 29 | 25 | N | 1957 |  |  | N | Electric Utility | 1 | X | WAT
Conventional Hydroelectric.WAT | hydro | TRUE | 19462 | USCE-Nashville District | 3426 | Old Hickory | TN | Sumner | 3 | Conventional Hydroelectric | HY |  | S | 29 | 29 | 25 | N | 1957 |  |  | N | Electric Utility | 1 | X | WAT
Conventional Hydroelectric.WAT | hydro | TRUE | 19462 | USCE-Nashville District | 3426 | Old Hickory | TN | Sumner | 4 | Conventional Hydroelectric | HY |  | S | 29 | 29 | 25 | N | 1957 |  |  | N | Electric Utility | 1 | X | WAT
Conventional Hydroelectric.WAT | hydro | TRUE | 19462 | USCE-Nashville District | 3428 | J P Priest | TN | Davidson | 1 | Conventional Hydroelectric | HY |  | S | 30 | 30 | 28 | N | 1970 |  |  | N | Electric Utility | 1 | X | WAT
Conventional Hydroelectric.WAT | hydro | TRUE | 54683 | Maverick Cty Water Control & Improvement | 3437 | Eagle Pass | TX | Maverick | 1 | Conventional Hydroelectric | HY |  | S | 2 | 2 | 0.1 | N | 1932 |  |  | N | IPP Non-CHP | 2 | X | WAT
Conventional Hydroelectric.WAT | hydro | TRUE | 54683 | Maverick Cty Water Control & Improvement | 3437 | Eagle Pass | TX | Maverick | 2 | Conventional Hydroelectric | HY |  | S | 2 | 2 | 0.1 | N | 1932 |  |  | N | IPP Non-CHP | 2 | X | WAT
Conventional Hydroelectric.WAT | hydro | TRUE | 54683 | Maverick Cty Water Control & Improvement | 3437 | Eagle Pass | TX | Maverick | 3 | Conventional Hydroelectric | HY |  | S | 2 | 2 | 0.1 | N | 1932 |  |  | N | IPP Non-CHP | 2 | X | WAT
Natural Gas Fired Combustion Turbine.NG | natural gas peaker | TRUE | 49979 | Talen Texas, LLC | 3439 | Laredo | TX | Webb | 4 | Natural Gas Fired Combustion Turbine | GT |  | S | 90.1 | 97.4 | 35 | N | 2008 |  |  | N | IPP Non-CHP | 2 | X | NG
Natural Gas Fired Combustion Turbine.NG | natural gas peaker | TRUE | 49979 | Talen Texas, LLC | 3439 | Laredo | TX | Webb | 5 | Natural Gas Fired Combustion Turbine | GT |  | S | 87.3 | 94.4 | 35 | N | 2008 |  |  | N | IPP Non-CHP | 2 | X | NG
Natural Gas Fired Combined Cycle.NG | natural gas combined cycle | TRUE | 49979 | Talen Texas, LLC | 3441 | Nueces Bay | TX | Nueces | 7 | Natural Gas Fired Combined Cycle | CA | CC1 | S | 319 | 325 | 100 | N | 1972 |  |  | N | IPP Non-CHP | 2 | X | NG
Natural Gas Fired Combined Cycle.NG | natural gas combined cycle | TRUE | 49979 | Talen Texas, LLC | 3441 | Nueces Bay | TX | Nueces | 8 | Natural Gas Fired Combined Cycle | CT | CC1 | S | 157 | 165 | 60 | N | 2010 |  |  | N | IPP Non-CHP | 2 | X | NG
Natural Gas Fired Combined Cycle.NG | natural gas combined cycle | TRUE | 49979 | Talen Texas, LLC | 3441 | Nueces Bay | TX | Nueces | 9 | Natural Gas Fired Combined Cycle | CT | CC1 | S | 157 | 165 | 60 | N | 2010 |  |  | N | IPP Non-CHP | 2 | X | NG
Natural Gas Fired Combined Cycle.NG | natural gas combined cycle | TRUE | 60638 | Victoria WLE, LP | 3443 | Victoria | TX | Victoria | 5 | Natural Gas Fired Combined Cycle | CA | CC1 | S | 112 | 112 | 55 | N | 1963 |  |  | N | IPP Non-CHP | 2 | X | NG
Natural Gas Fired Combined Cycle.NG | natural gas combined cycle | TRUE | 60638 | Victoria WLE, LP | 3443 | Victoria | TX | Victoria | 7 | Natural Gas Fired Combined Cycle | CT | CC1 | S | 176 | 176 | 115 | N | 2009 |  |  | N | IPP Non-CHP | 2 | X | NG
Natural Gas Steam Turbine.NG | natural gas steam turbine | TRUE | 55983 | Luminant Generation Company LLC | 3452 | Lake Hubbard | TX | Dallas | 1 | Natural Gas Steam Turbine | ST |  | S | 392 | 392 | 56 | N | 1970 |  |  | N | IPP Non-CHP | 2 | X | NG | DFO
Natural Gas Steam Turbine.NG | natural gas steam turbine | TRUE | 55983 | Luminant Generation Company LLC | 3452 | Lake Hubbard | TX | Dallas | 2 | Natural Gas Steam Turbine | ST |  | S | 523 | 523 | 40 | N | 1973 |  |  | N | IPP Non-CHP | 2 | X | NG | DFO
Natural Gas Steam Turbine.NG | natural gas steam turbine | TRUE | 62026 | Mountain Creek Power, LLC | 3453 | Mountain Creek | TX | Dallas | 6 | Natural Gas Steam Turbine | ST |  | S | 122 | 122 | 15 | N | 1956 |  |  | N | IPP Non-CHP | 2 | X | NG
Natural Gas Steam Turbine.NG | natural gas steam turbine | TRUE | 62026 | Mountain Creek Power, LLC | 3453 | Mountain Creek | TX | Dallas | 7 | Natural Gas Steam Turbine | ST |  | S | 118 | 118 | 15 | N | 1958 |  |  | N | IPP Non-CHP | 2 | X | NG
Natural Gas Steam Turbine.NG | natural gas steam turbine | TRUE | 62026 | Mountain Creek Power, LLC | 3453 | Mountain Creek | TX | Dallas | 8 | Natural Gas Steam Turbine | ST |  | S | 568 | 568 | 200 | N | 1967 |  |  | N | IPP Non-CHP | 2 | X | NG
Natural Gas Steam Turbine.NG | natural gas steam turbine | TRUE | 5701 | El Paso Electric Co | 3456 | Newman | TX | El Paso | 1 | Natural Gas Steam Turbine | ST |  | S | 73 | 78 | 21 | N | 1960 | 12 | 2027 | N | Electric Utility | 1 | X | NG | DFO
Natural Gas Steam Turbine.NG | natural gas steam turbine | TRUE | 5701 | El Paso Electric Co | 3456 | Newman | TX | El Paso | 2 | Natural Gas Steam Turbine | ST |  | S | 73 | 78 | 21 | N | 1963 | 12 | 2027 | N | Electric Utility | 1 | X | NG | DFO
Natural Gas Steam Turbine.NG | natural gas steam turbine | TRUE | 5701 | El Paso Electric Co | 3456 | Newman | TX | El Paso | 3 | Natural Gas Steam Turbine | ST |  | S | 90 | 98 | 20 | N | 1966 | 12 | 2031 | N | Electric Utility | 1 | X | NG | DFO
Natural Gas Fired Combined Cycle.NG | natural gas combined cycle | TRUE | 5701 | El Paso Electric Co | 3456 | Newman | TX | El Paso | 4 | Natural Gas Fired Combined Cycle | CA | 4CC | S | 86 | 90 | 24 | N | 1975 | 12 | 2031 | N | Electric Utility | 1 | X | NG
Natural Gas Fired Combined Cycle.NG | natural gas combined cycle | TRUE | 5701 | El Paso Electric Co | 3456 | Newman | TX | El Paso | 5CA1 | Natural Gas Fired Combined Cycle | CA | 5CC | S | 115 | 112 | 51 | N | 2011 |  |  | N | Electric Utility | 1 | X | NG
Natural Gas Fired Combined Cycle.NG | natural gas combined cycle | TRUE | 5701 | El Paso Electric Co | 3456 | Newman | TX | El Paso | 5CT1 | Natural Gas Fired Combined Cycle | CT | 5CC | S | 66 | 71 | 44 | N | 2009 |  |  | N | Electric Utility | 1 | X | NG
Natural Gas Fired Combined Cycle.NG | natural gas combined cycle | TRUE | 5701 | El Paso Electric Co | 3456 | Newman | TX | El Paso | 5CT2 | Natural Gas Fired Combined Cycle | CT | 5CC | S | 66 | 71 | 44 | N | 2009 |  |  | N | Electric Utility | 1 | X | NG
Natural Gas Fired Combustion Turbine.NG | natural gas peaker | TRUE | 5701 | El Paso Electric Co | 3456 | Newman | TX | El Paso | 6 | Natural Gas Fired Combustion Turbine | GT |  | S | 227.8 | 227.8 | 125 | N | 2023 |  |  | N | Electric Utility | 1 | X | NG | DFO
Natural Gas Fired Combined Cycle.NG | natural gas combined cycle | TRUE | 5701 | El Paso Electric Co | 3456 | Newman | TX | El Paso | CT1 | Natural Gas Fired Combined Cycle | CT | 4CC | S | 67 | 71 | 29 | N | 1975 | 12 | 2031 | N | Electric Utility | 1 | X | NG
Natural Gas Fired Combined Cycle.NG | natural gas combined cycle | TRUE | 5701 | El Paso Electric Co | 3456 | Newman | TX | El Paso | CT2 | Natural Gas Fired Combined Cycle | CT | 4CC | S | 67 | 71 | 29 | N | 1975 | 12 | 2031 | N | Electric Utility | 1 | X | NG
Natural Gas Steam Turbine.NG | natural gas steam turbine | TRUE | 55937 | Entergy Texas Inc. | 3457 | Lewis Creek | TX | Montgomery | 1 | Natural Gas Steam Turbine | ST |  | S | 250 | 254.3 | 50 | N | 1970 | 6 | 2034 | N | Electric Utility | 1 | X | NG
Natural Gas Steam Turbine.NG | natural gas steam turbine | TRUE | 55937 | Entergy Texas Inc. | 3457 | Lewis Creek | TX | Montgomery | 2 | Natural Gas Steam Turbine | ST |  | S | 249.7 | 252.1 | 50 | N | 1971 | 6 | 2034 | N | Electric Utility | 1 | X | NG
Natural Gas Steam Turbine.NG | natural gas steam turbine | TRUE | 55937 | Entergy Texas Inc. | 3459 | Sabine | TX | Orange | 1 | Natural Gas Steam Turbine | ST |  | S | 201.1 | 202.2 | 50 | N | 1962 | 10 | 2026 | N | Electric Utility | 1 | X | NG
Natural Gas Steam Turbine.NG | natural gas steam turbine | TRUE | 55937 | Entergy Texas Inc. | 3459 | Sabine | TX | Orange | 3 | Natural Gas Steam Turbine | ST |  | S | 374.9 | 380.2 | 55 | N | 1966 | 6 | 2026 | N | Electric Utility | 1 | X | NG
Natural Gas Steam Turbine.NG | natural gas steam turbine | TRUE | 55937 | Entergy Texas Inc. | 3459 | Sabine | TX | Orange | 4 | Natural Gas Steam Turbine | ST |  | S | 490.8 | 496.7 | 185 | N | 1974 | 6 | 2026 | N | Electric Utility | 1 | X | NG
Natural Gas Steam Turbine.NG | natural gas steam turbine | TRUE | 55937 | Entergy Texas Inc. | 3459 | Sabine | TX | Orange | 5 | Natural Gas Steam Turbine | ST |  | S | 441.3 | 445.7 | 55 | N | 1979 |  |  | N | Electric Utility | 1 | X | NG
Natural Gas Steam Turbine.NG | natural gas steam turbine | TRUE | 54888 | NRG Texas Power LLC | 3460 | Cedar Bayou | TX | Chambers | 1 | Natural Gas Steam Turbine | ST |  | S | 745 | 745 | 65 | N | 1970 |  |  | N | IPP Non-CHP | 2 | X | NG
Natural Gas Steam Turbine.NG | natural gas steam turbine | TRUE | 54888 | NRG Texas Power LLC | 3460 | Cedar Bayou | TX | Chambers | 2 | Natural Gas Steam Turbine | ST |  | S | 749 | 749 | 65 | N | 1972 |  |  | N | IPP Non-CHP | 2 | X | NG
Natural Gas Fired Combustion Turbine.NG | natural gas peaker | TRUE | 54888 | NRG Texas Power LLC | 3464 | Greens Bayou | TX | Harris | 73 | Natural Gas Fired Combustion Turbine | GT |  | S | 57 | 67 | 30 | N | 1976 |  |  | N | IPP Non-CHP | 2 | X | NG
Natural Gas Fired Combustion Turbine.NG | natural gas peaker | TRUE | 54888 | NRG Texas Power LLC | 3464 | Greens Bayou | TX | Harris | 74 | Natural Gas Fired Combustion Turbine | GT |  | S | 53 | 68 | 30 | N | 1976 |  |  | N | IPP Non-CHP | 2 | X | NG
Natural Gas Fired Combustion Turbine.NG | natural gas peaker | TRUE | 54888 | NRG Texas Power LLC | 3464 | Greens Bayou | TX | Harris | 81 | Natural Gas Fired Combustion Turbine | GT |  | S | 53 | 69 | 30 | N | 1976 |  |  | N | IPP Non-CHP | 2 | X | NG
Natural Gas Fired Combustion Turbine.NG | natural gas peaker | TRUE | 54888 | NRG Texas Power LLC | 3464 | Greens Bayou | TX | Harris | 82 | Natural Gas Fired Combustion Turbine | GT |  | S | 47 | 50 | 30 | N | 1976 |  |  | N | IPP Non-CHP | 2 | X | NG
Natural Gas Fired Combustion Turbine.NG | natural gas peaker | TRUE | 54888 | NRG Texas Power LLC | 3464 | Greens Bayou | TX | Harris | 83 | Natural Gas Fired Combustion Turbine | GT |  | S | 61 | 72 | 30 | N | 1976 |  |  | N | IPP Non-CHP | 2 | X | NG
Natural Gas Fired Combustion Turbine.NG | natural gas peaker | TRUE | 54888 | NRG Texas Power LLC | 3464 | Greens Bayou | TX | Harris | 84 | Natural Gas Fired Combustion Turbine | GT |  | S | 56 | 68 | 30 | N | 1976 |  |  | N | IPP Non-CHP | 2 | X | NG
Natural Gas Fired Combined Cycle.NG | natural gas combined cycle | TRUE | 54888 | NRG Texas Power LLC | 3469 | T H Wharton | TX | Harris | 3 | Natural Gas Fired Combined Cycle | CA | THW3 | S | 110 | 110 | 27 | N | 1974 |  |  | N | IPP Non-CHP | 2 | X | NG
Natural Gas Fired Combined Cycle.NG | natural gas combined cycle | TRUE | 54888 | NRG Texas Power LLC | 3469 | T H Wharton | TX | Harris | 31 | Natural Gas Fired Combined Cycle | CT | THW3 | S | 54 | 69 | 53 | N | 1972 |  |  | N | IPP Non-CHP | 2 | X | NG
Natural Gas Fired Combined Cycle.NG | natural gas combined cycle | TRUE | 54888 | NRG Texas Power LLC | 3469 | T H Wharton | TX | Harris | 32 | Natural Gas Fired Combined Cycle | CT | THW3 | S | 54 | 69 | 53 | N | 1972 |  |  | N | IPP Non-CHP | 2 | X | NG
Natural Gas Fired Combined Cycle.NG | natural gas combined cycle | TRUE | 54888 | NRG Texas Power LLC | 3469 | T H Wharton | TX | Harris | 33 | Natural Gas Fired Combined Cycle | CT | THW3 | S | 54 | 69 | 53 | N | 1972 |  |  | N | IPP Non-CHP | 2 | X | NG
Natural Gas Fired Combined Cycle.NG | natural gas combined cycle | TRUE | 54888 | NRG Texas Power LLC | 3469 | T H Wharton | TX | Harris | 34 | Natural Gas Fired Combined Cycle | CT | THW3 | S | 54 | 69 | 53 | N | 1972 |  |  | N | IPP Non-CHP | 2 | X | NG
Natural Gas Fired Combined Cycle.NG | natural gas combined cycle | TRUE | 54888 | NRG Texas Power LLC | 3469 | T H Wharton | TX | Harris | 4 | Natural Gas Fired Combined Cycle | CA | THW4 | S | 110 | 110 | 27 | N | 1974 |  |  | N | IPP Non-CHP | 2 | X | NG
Natural Gas Fired Combined Cycle.NG | natural gas combined cycle | TRUE | 54888 | NRG Texas Power LLC | 3469 | T H Wharton | TX | Harris | 41 | Natural Gas Fired Combined Cycle | CT | THW4 | S | 54 | 69 | 53 | N | 1972 |  |  | N | IPP Non-CHP | 2 | X | NG
Natural Gas Fired Combined Cycle.NG | natural gas combined cycle | TRUE | 54888 | NRG Texas Power LLC | 3469 | T H Wharton | TX | Harris | 42 | Natural Gas Fired Combined Cycle | CT | THW4 | S | 54 | 69 | 53 | N | 1972 |  |  | N | IPP Non-CHP | 2 | X | NG
Natural Gas Fired Combined Cycle.NG | natural gas combined cycle | TRUE | 54888 | NRG Texas Power LLC | 3469 | T H Wharton | TX | Harris | 43 | Natural Gas Fired Combined Cycle | CT | THW4 | S | 54 | 69 | 53 | N | 1974 |  |  | N | IPP Non-CHP | 2 | X | NG
Natural Gas Fired Combined Cycle.NG | natural gas combined cycle | TRUE | 54888 | NRG Texas Power LLC | 3469 | T H Wharton | TX | Harris | 44 | Natural Gas Fired Combined Cycle | CT | THW4 | S | 54 | 69 | 53 | N | 1974 |  |  | N | IPP Non-CHP | 2 | X | NG
Natural Gas Fired Combustion Turbine.NG | natural gas peaker | TRUE | 54888 | NRG Texas Power LLC | 3469 | T H Wharton | TX | Harris | 51 | Natural Gas Fired Combustion Turbine | GT |  | S | 56 | 65 | 40 | N | 1975 |  |  | N | IPP Non-CHP | 2 | X | NG
Natural Gas Fired Combustion Turbine.NG | natural gas peaker | TRUE | 54888 | NRG Texas Power LLC | 3469 | T H Wharton | TX | Harris | 52 | Natural Gas Fired Combustion Turbine | GT |  | S | 56 | 65 | 38 | N | 1975 |  |  | N | IPP Non-CHP | 2 | X | NG
Natural Gas Fired Combustion Turbine.NG | natural gas peaker | TRUE | 54888 | NRG Texas Power LLC | 3469 | T H Wharton | TX | Harris | 53 | Natural Gas Fired Combustion Turbine | GT |  | S | 56 | 65 | 42 | N | 1975 |  |  | N | IPP Non-CHP | 2 | X | NG
Natural Gas Fired Combustion Turbine.NG | natural gas peaker | TRUE | 54888 | NRG Texas Power LLC | 3469 | T H Wharton | TX | Harris | 54 | Natural Gas Fired Combustion Turbine | GT |  | S | 56 | 65 | 48 | N | 1975 |  |  | N | IPP Non-CHP | 2 | X | NG
Natural Gas Fired Combustion Turbine.NG | natural gas peaker | TRUE | 54888 | NRG Texas Power LLC | 3469 | T H Wharton | TX | Harris | 55 | Natural Gas Fired Combustion Turbine | GT |  | S | 56 | 65 | 42 | N | 1975 |  |  | N | IPP Non-CHP | 2 | X | NG
Natural Gas Fired Combustion Turbine.NG | natural gas peaker | TRUE | 54888 | NRG Texas Power LLC | 3469 | T H Wharton | TX | Harris | 56 | Natural Gas Fired Combustion Turbine | GT |  | S | 56 | 65 | 38 | N | 1975 |  |  | N | IPP Non-CHP | 2 | X | NG
Natural Gas Fired Combustion Turbine.NG | natural gas peaker | TRUE | 54888 | NRG Texas Power LLC | 3469 | T H Wharton | TX | Harris | GT1 | Natural Gas Fired Combustion Turbine | GT |  | S | 14 | 16 | 5 | N | 1967 |  |  | N | IPP Non-CHP | 2 | X | NG
Natural Gas Steam Turbine.NG | natural gas steam turbine | TRUE | 54888 | NRG Texas Power LLC | 3470 | W A Parish | TX | Fort Bend | 1 | Natural Gas Steam Turbine | ST |  | S | 169 | 169 | 30 | N | 1958 |  |  | N | IPP Non-CHP | 2 | X | NG
Natural Gas Steam Turbine.NG | natural gas steam turbine | TRUE | 54888 | NRG Texas Power LLC | 3470 | W A Parish | TX | Fort Bend | 2 | Natural Gas Steam Turbine | ST |  | S | 169 | 169 | 30 | N | 1958 |  |  | N | IPP Non-CHP | 2 | X | NG
Natural Gas Steam Turbine.NG | natural gas steam turbine | TRUE | 54888 | NRG Texas Power LLC | 3470 | W A Parish | TX | Fort Bend | 3 | Natural Gas Steam Turbine | ST |  | S | 240 | 258 | 60 | N | 1961 |  |  | N | IPP Non-CHP | 2 | X | NG
Natural Gas Steam Turbine.NG | natural gas steam turbine | TRUE | 54888 | NRG Texas Power LLC | 3470 | W A Parish | TX | Fort Bend | 4 | Natural Gas Steam Turbine | ST |  | S | 552 | 552 | 60 | N | 1968 |  |  | N | IPP Non-CHP | 2 | X | NG
Conventional Steam Coal.SUB | hard coal | TRUE | 54888 | NRG Texas Power LLC | 3470 | W A Parish | TX | Fort Bend | 5 | Conventional Steam Coal | ST |  | S | 664 | 664 | 175 | N | 1977 |  |  | N | IPP Non-CHP | 2 | X | SUB | NG
Conventional Steam Coal.SUB | hard coal | TRUE | 54888 | NRG Texas Power LLC | 3470 | W A Parish | TX | Fort Bend | 6 | Conventional Steam Coal | ST |  | S | 663 | 663 | 175 | N | 1978 |  |  | N | IPP Non-CHP | 2 | X | SUB | NG
Conventional Steam Coal.SUB | hard coal | TRUE | 54888 | NRG Texas Power LLC | 3470 | W A Parish | TX | Fort Bend | 7 | Conventional Steam Coal | ST |  | S | 577 | 577 | 175 | N | 1980 |  |  | N | IPP Non-CHP | 2 | X | SUB | NG
Conventional Steam Coal.SUB | hard coal | TRUE | 54888 | NRG Texas Power LLC | 3470 | W A Parish | TX | Fort Bend | 8 | Conventional Steam Coal | ST |  | S | 610 | 610 | 175 | N | 1982 |  |  | N | IPP Non-CHP | 2 | X | SUB | NG
Natural Gas Fired Combustion Turbine.NG | natural gas peaker | TRUE | 54888 | NRG Texas Power LLC | 3470 | W A Parish | TX | Fort Bend | GT1 | Natural Gas Fired Combustion Turbine | GT |  | S | 13 | 13 | 3 | N | 1967 |  |  | N | IPP Non-CHP | 2 | X | NG
Natural Gas Steam Turbine.NG | natural gas steam turbine | TRUE | 17698 | Southwestern Electric Power Co | 3476 | Knox Lee | TX | Gregg | 5 | Natural Gas Steam Turbine | ST |  | S | 342 | 348 | 75 | N | 1974 |  |  | N | Electric Utility | 1 | X | NG
Natural Gas Steam Turbine.NG | natural gas steam turbine | TRUE | 17698 | Southwestern Electric Power Co | 3478 | Wilkes | TX | Marion | 1 | Natural Gas Steam Turbine | ST |  | S | 174 | 174 | 30 | N | 1964 |  |  | N | Electric Utility | 1 | X | NG | DFO | RFO
Natural Gas Steam Turbine.NG | natural gas steam turbine | TRUE | 17698 | Southwestern Electric Power Co | 3478 | Wilkes | TX | Marion | 2 | Natural Gas Steam Turbine | ST |  | S | 355 | 365 | 40 | N | 1970 |  |  | N | Electric Utility | 1 | X | NG
Natural Gas Steam Turbine.NG | natural gas steam turbine | TRUE | 17698 | Southwestern Electric Power Co | 3478 | Wilkes | TX | Marion | 3 | Natural Gas Steam Turbine | ST |  | S | 354 | 362 | 40 | N | 1971 |  |  | N | Electric Utility | 1 | X | NG
Natural Gas Steam Turbine.NG | natural gas steam turbine | TRUE | 17718 | Southwestern Public Service Co | 3482 | Jones | TX | Lubbock | 1 | Natural Gas Steam Turbine | ST |  | S | 243 | 243 | 56 | N | 1971 | 12 | 2031 | N | Electric Utility | 1 | X | NG | DFO
Natural Gas Steam Turbine.NG | natural gas steam turbine | TRUE | 17718 | Southwestern Public Service Co | 3482 | Jones | TX | Lubbock | 2 | Natural Gas Steam Turbine | ST |  | S | 243 | 243 | 56 | N | 1974 | 12 | 2034 | N | Electric Utility | 1 | X | NG | DFO
Natural Gas Fired Combustion Turbine.NG | natural gas peaker | TRUE | 17718 | Southwestern Public Service Co | 3482 | Jones | TX | Lubbock | 3 | Natural Gas Fired Combustion Turbine | GT |  | S | 166 | 183 | 114 | N | 2011 | 12 | 2056 | N | Electric Utility | 1 | X | NG
Natural Gas Fired Combustion Turbine.NG | natural gas peaker | TRUE | 17718 | Southwestern Public Service Co | 3482 | Jones | TX | Lubbock | 4 | Natural Gas Fired Combustion Turbine | GT |  | S | 168 | 183 | 116 | N | 2013 | 12 | 2058 | N | Electric Utility | 1 | X | NG
Natural Gas Steam Turbine.NG | natural gas steam turbine | TRUE | 17718 | Southwestern Public Service Co | 3484 | Nichols | TX | Potter | 1 | Natural Gas Steam Turbine | ST |  | S | 107 | 107 | 25 | N | 1960 |  |  | N | Electric Utility | 1 | X | NG
Natural Gas Steam Turbine.NG | natural gas steam turbine | TRUE | 17718 | Southwestern Public Service Co | 3484 | Nichols | TX | Potter | 2 | Natural Gas Steam Turbine | ST |  | S | 106 | 106 | 18 | N | 1962 | 12 | 2027 | N | Electric Utility | 1 | X | NG
Natural Gas Steam Turbine.NG | natural gas steam turbine | TRUE | 17718 | Southwestern Public Service Co | 3484 | Nichols | TX | Potter | 3 | Natural Gas Steam Turbine | ST |  | S | 244 | 244 | 25 | N | 1968 | 12 | 2030 | N | Electric Utility | 1 | X | NG
Natural Gas Steam Turbine.NG | natural gas steam turbine | TRUE | 17718 | Southwestern Public Service Co | 3485 | Plant X | TX | Lamb | 1 | Natural Gas Steam Turbine | ST |  | S | 38 | 38 | 21 | N | 1952 |  |  | N | Electric Utility | 1 | X | NG
Natural Gas Steam Turbine.NG | natural gas steam turbine | TRUE | 17718 | Southwestern Public Service Co | 3485 | Plant X | TX | Lamb | 2 | Natural Gas Steam Turbine | ST |  | S | 90 | 90 | 40 | N | 1953 |  |  | N | Electric Utility | 1 | X | NG | DFO
Natural Gas Steam Turbine.NG | natural gas steam turbine | TRUE | 17718 | Southwestern Public Service Co | 3485 | Plant X | TX | Lamb | 4 | Natural Gas Steam Turbine | ST |  | S | 190 | 190 | 55 | N | 1964 | 12 | 2027 | N | Electric Utility | 1 | X | NG | DFO
Natural Gas Steam Turbine.NG | natural gas steam turbine | TRUE | 55983 | Luminant Generation Company LLC | 3490 | Graham | TX | Young | 1 | Natural Gas Steam Turbine | ST |  | S | 239 | 239 | 46 | N | 1960 |  |  | N | IPP Non-CHP | 2 | X | NG | DFO
Natural Gas Steam Turbine.NG | natural gas steam turbine | TRUE | 55983 | Luminant Generation Company LLC | 3490 | Graham | TX | Young | 2 | Natural Gas Steam Turbine | ST |  | S | 390 | 390 | 26 | N | 1969 |  |  | N | IPP Non-CHP | 2 | X | NG | DFO
Natural Gas Steam Turbine.NG | natural gas steam turbine | TRUE | 6035 | Constellation Power, Inc | 3491 | Handley | TX | Tarrant | 3 | Natural Gas Steam Turbine | ST |  | S | 375 | 375 | 50 | N | 1963 |  |  | N | IPP Non-CHP | 2 | X | NG
Natural Gas Steam Turbine.NG | natural gas steam turbine | TRUE | 6035 | Constellation Power, Inc | 3491 | Handley | TX | Tarrant | 4 | Natural Gas Steam Turbine | ST |  | S | 435 | 435 | 120 | N | 1976 |  |  | N | IPP Non-CHP | 2 | X | NG
Natural Gas Steam Turbine.NG | natural gas steam turbine | TRUE | 6035 | Constellation Power, Inc | 3491 | Handley | TX | Tarrant | 5 | Natural Gas Steam Turbine | ST |  | S | 435 | 435 | 120 | N | 1977 |  |  | N | IPP Non-CHP | 2 | X | NG
Petroleum Liquids.DFO | petroleum | TRUE | 55983 | Luminant Generation Company LLC | 3492 | Morgan Creek | TX | Mitchell | CT1 | Petroleum Liquids | GT |  | S | 66 | 82 | 30 | N | 1988 |  |  | N | IPP Non-CHP | 2 | X | DFO | NG
Petroleum Liquids.DFO | petroleum | TRUE | 55983 | Luminant Generation Company LLC | 3492 | Morgan Creek | TX | Mitchell | CT2 | Petroleum Liquids | GT |  | S | 65 | 80 | 30 | N | 1988 |  |  | N | IPP Non-CHP | 2 | X | DFO | NG
Petroleum Liquids.DFO | petroleum | TRUE | 55983 | Luminant Generation Company LLC | 3492 | Morgan Creek | TX | Mitchell | CT3 | Petroleum Liquids | GT |  | S | 65 | 80 | 30 | N | 1988 |  |  | N | IPP Non-CHP | 2 | X | DFO | NG
Petroleum Liquids.DFO | petroleum | TRUE | 55983 | Luminant Generation Company LLC | 3492 | Morgan Creek | TX | Mitchell | CT4 | Petroleum Liquids | GT |  | S | 67 | 81 | 30 | N | 1988 |  |  | N | IPP Non-CHP | 2 | X | DFO | NG
Petroleum Liquids.DFO | petroleum | TRUE | 55983 | Luminant Generation Company LLC | 3492 | Morgan Creek | TX | Mitchell | CT5 | Petroleum Liquids | GT |  | S | 67 | 80 | 30 | N | 1988 |  |  | N | IPP Non-CHP | 2 | X | DFO | NG
Petroleum Liquids.DFO | petroleum | TRUE | 55983 | Luminant Generation Company LLC | 3492 | Morgan Creek | TX | Mitchell | CT6 | Petroleum Liquids | GT |  | S | 67 | 82 | 30 | N | 1988 |  |  | N | IPP Non-CHP | 2 | X | DFO | NG
Natural Gas Fired Combustion Turbine.NG | natural gas peaker | TRUE | 55983 | Luminant Generation Company LLC | 3494 | Permian Basin | TX | Ward | CT1 | Natural Gas Fired Combustion Turbine | GT |  | S | 63 | 79 | 41 | N | 1988 |  |  | N | IPP Non-CHP | 2 | X | NG | DFO
Natural Gas Fired Combustion Turbine.NG | natural gas peaker | TRUE | 55983 | Luminant Generation Company LLC | 3494 | Permian Basin | TX | Ward | CT2 | Natural Gas Fired Combustion Turbine | GT |  | S | 64 | 76 | 41 | N | 1988 |  |  | N | IPP Non-CHP | 2 | X | NG | DFO
Natural Gas Fired Combustion Turbine.NG | natural gas peaker | TRUE | 55983 | Luminant Generation Company LLC | 3494 | Permian Basin | TX | Ward | CT3 | Natural Gas Fired Combustion Turbine | GT |  | S | 64 | 78 | 41 | N | 1988 |  |  | N | IPP Non-CHP | 2 | X | NG | DFO
Natural Gas Fired Combustion Turbine.NG | natural gas peaker | TRUE | 55983 | Luminant Generation Company LLC | 3494 | Permian Basin | TX | Ward | CT4 | Natural Gas Fired Combustion Turbine | GT |  | S | 64 | 75 | 41 | N | 1990 |  |  | N | IPP Non-CHP | 2 | X | NG | DFO
Natural Gas Fired Combustion Turbine.NG | natural gas peaker | TRUE | 55983 | Luminant Generation Company LLC | 3494 | Permian Basin | TX | Ward | CT5 | Natural Gas Fired Combustion Turbine | GT |  | S | 65 | 79 | 41 | N | 1990 |  |  | N | IPP Non-CHP | 2 | X | NG | DFO
Petroleum Liquids.DFO | petroleum | TRUE | 55983 | Luminant Generation Company LLC | 3504 | Stryker Creek | TX | Cherokee | D1 | Petroleum Liquids | IC |  | S | 2 | 2 | 2 | N | 1966 |  |  | N | IPP Non-CHP | 2 | X | DFO
Petroleum Liquids.DFO | petroleum | TRUE | 55983 | Luminant Generation Company LLC | 3504 | Stryker Creek | TX | Cherokee | D2 | Petroleum Liquids | IC |  | S | 2 | 2 | 2 | N | 1966 |  |  | N | IPP Non-CHP | 2 | X | DFO
Petroleum Liquids.DFO | petroleum | TRUE | 55983 | Luminant Generation Company LLC | 3504 | Stryker Creek | TX | Cherokee | D3 | Petroleum Liquids | IC |  | S | 2 | 2 | 2 | N | 1966 |  |  | N | IPP Non-CHP | 2 | X | DFO
Petroleum Liquids.DFO | petroleum | TRUE | 55983 | Luminant Generation Company LLC | 3504 | Stryker Creek | TX | Cherokee | D4 | Petroleum Liquids | IC |  | S | 2 | 2 | 2 | N | 1966 |  |  | N | IPP Non-CHP | 2 | X | DFO
Petroleum Liquids.DFO | petroleum | TRUE | 55983 | Luminant Generation Company LLC | 3504 | Stryker Creek | TX | Cherokee | D5 | Petroleum Liquids | IC |  | S | 2 | 2 | 2 | N | 1966 |  |  | N | IPP Non-CHP | 2 | X | DFO
Natural Gas Steam Turbine.NG | natural gas steam turbine | TRUE | 55983 | Luminant Generation Company LLC | 3504 | Stryker Creek | TX | Cherokee | ST1 | Natural Gas Steam Turbine | ST |  | S | 167 | 167 | 20 | N | 1958 |  |  | N | IPP Non-CHP | 2 | X | NG | DFO
Natural Gas Steam Turbine.NG | natural gas steam turbine | TRUE | 55983 | Luminant Generation Company LLC | 3504 | Stryker Creek | TX | Cherokee | ST2 | Natural Gas Steam Turbine | ST |  | S | 502 | 502 | 35 | N | 1965 |  |  | N | IPP Non-CHP | 2 | X | NG | DFO
Natural Gas Steam Turbine.NG | natural gas steam turbine | TRUE | 55983 | Luminant Generation Company LLC | 3507 | Trinidad (TX) | TX | Henderson | 6 | Natural Gas Steam Turbine | ST |  | S | 235 | 235 | 50 | N | 1965 |  |  | N | IPP Non-CHP | 2 | X | NG
Petroleum Liquids.DFO | petroleum | TRUE | 55983 | Luminant Generation Company LLC | 3507 | Trinidad (TX) | TX | Henderson | D1 | Petroleum Liquids | IC |  | S | 2 | 2 | 2 | N | 1966 |  |  | N | IPP Non-CHP | 2 | X | DFO
Petroleum Liquids.DFO | petroleum | TRUE | 55983 | Luminant Generation Company LLC | 3507 | Trinidad (TX) | TX | Henderson | D2 | Petroleum Liquids | IC |  | S | 2 | 2 | 2 | N | 1966 |  |  | N | IPP Non-CHP | 2 | X | DFO
Natural Gas Fired Combustion Turbine.NG | natural gas peaker | TRUE | 1015 | Austin Energy | 3548 | Decker Creek | TX | Travis | GT1 | Natural Gas Fired Combustion Turbine | GT |  | S | 52 | 60 | 49 | N | 1988 |  |  | N | Electric Utility | 1 | X | NG
Natural Gas Fired Combustion Turbine.NG | natural gas peaker | TRUE | 1015 | Austin Energy | 3548 | Decker Creek | TX | Travis | GT2 | Natural Gas Fired Combustion Turbine | GT |  | S | 52 | 60 | 49 | N | 1988 |  |  | N | Electric Utility | 1 | X | NG
Natural Gas Fired Combustion Turbine.NG | natural gas peaker | TRUE | 1015 | Austin Energy | 3548 | Decker Creek | TX | Travis | GT3 | Natural Gas Fired Combustion Turbine | GT |  | S | 52 | 60 | 49 | N | 1988 |  |  | N | Electric Utility | 1 | X | NG
Natural Gas Fired Combustion Turbine.NG | natural gas peaker | TRUE | 1015 | Austin Energy | 3548 | Decker Creek | TX | Travis | GT4 | Natural Gas Fired Combustion Turbine | GT |  | S | 52 | 60 | 49 | N | 1988 |  |  | N | Electric Utility | 1 | X | NG
Natural Gas Fired Combustion Turbine.NG | natural gas peaker | TRUE | 2409 | Brownsville Public Utilities Board | 3559 | Silas Ray | TX | Cameron | 10 | Natural Gas Fired Combustion Turbine | GT |  | S | 45 | 48 | 15 | N | 2004 |  |  | N | Electric Utility | 1 | X | NG
Natural Gas Fired Combined Cycle.NG | natural gas combined cycle | TRUE | 2409 | Brownsville Public Utilities Board | 3559 | Silas Ray | TX | Cameron | 6 | Natural Gas Fired Combined Cycle | CA | CC1 | S | 20 | 20 | 15 | N | 1959 |  |  | N | Electric Utility | 1 | X | NG
Natural Gas Fired Combined Cycle.NG | natural gas combined cycle | TRUE | 2409 | Brownsville Public Utilities Board | 3559 | Silas Ray | TX | Cameron | 9 | Natural Gas Fired Combined Cycle | CT | CC1 | S | 42 | 52 | 32 | N | 1996 |  |  | N | Electric Utility | 1 | X | NG
Petroleum Liquids.DFO | petroleum | TRUE | 2409 | Brownsville Public Utilities Board | 3559 | Silas Ray | TX | Cameron | DG-3a | Petroleum Liquids | IC |  | S | 1 | 1 | 1 | N | 2001 |  |  | N | Electric Utility | 1 | X | DFO
Petroleum Liquids.DFO | petroleum | TRUE | 2409 | Brownsville Public Utilities Board | 3559 | Silas Ray | TX | Cameron | DG-3b | Petroleum Liquids | IC |  | S | 1 | 1 | 1 | N | 2001 |  |  | N | Electric Utility | 1 | X | DFO
Petroleum Liquids.DFO | petroleum | TRUE | 2409 | Brownsville Public Utilities Board | 3559 | Silas Ray | TX | Cameron | DG-4 | Petroleum Liquids | IC |  | S | 1 | 1 | 1 | N | 2001 |  |  | N | Electric Utility | 1 | X | DFO
Petroleum Liquids.DFO | petroleum | TRUE | 2409 | Brownsville Public Utilities Board | 3559 | Silas Ray | TX | Cameron | DG-6a | Petroleum Liquids | IC |  | S | 1 | 1 | 1 | N | 2001 |  |  | N | Electric Utility | 1 | X | DFO
Petroleum Liquids.DFO | petroleum | TRUE | 2409 | Brownsville Public Utilities Board | 3559 | Silas Ray | TX | Cameron | DG-6b | Petroleum Liquids | IC |  | S | 1 | 1 | 1 | N | 2001 |  |  | N | Electric Utility | 1 | X | DFO
Natural Gas Fired Combustion Turbine.NG | natural gas peaker | TRUE | 2442 | City of Bryan - (TX) | 3561 | Bryan (TX) | TX | Brazos | 7 | Natural Gas Fired Combustion Turbine | GT |  | S | 21 | 21 | 5 | N | 1975 |  |  | N | Electric Utility | 1 | X | NG
Natural Gas Steam Turbine.NG | natural gas steam turbine | TRUE | 6958 | City of Garland - (TX) | 3576 | Ray Olinger | TX | Collin | 1 | Natural Gas Steam Turbine | ST |  | S | 75 | 75 | 10 | N | 1967 |  |  | N | Electric Utility | 1 | X | NG
Natural Gas Steam Turbine.NG | natural gas steam turbine | TRUE | 6958 | City of Garland - (TX) | 3576 | Ray Olinger | TX | Collin | 2 | Natural Gas Steam Turbine | ST |  | S | 107 | 107 | 20 | N | 1971 |  |  | N | Electric Utility | 1 | X | NG
Natural Gas Steam Turbine.NG | natural gas steam turbine | TRUE | 6958 | City of Garland - (TX) | 3576 | Ray Olinger | TX | Collin | 3 | Natural Gas Steam Turbine | ST |  | S | 138 | 138 | 25 | N | 1976 |  |  | N | Electric Utility | 1 | X | NG
Natural Gas Fired Combustion Turbine.NG | natural gas peaker | TRUE | 6958 | City of Garland - (TX) | 3576 | Ray Olinger | TX | Collin | 4 | Natural Gas Fired Combustion Turbine | GT |  | S | 75 | 81 | 55 | N | 2001 |  |  | N | Electric Utility | 1 | X | NG
Conventional Hydroelectric.WAT | hydro | TRUE | 7751 | Guadalupe Blanco River Authority | 3581 | Abbott TP 3 | TX | Guadalupe | 1 | Conventional Hydroelectric | HY |  | S | 1.4 | 1.4 | 1.1 |  | 1927 |  |  | N | Electric Utility | 1 | X | WAT
Conventional Hydroelectric.WAT | hydro | TRUE | 7751 | Guadalupe Blanco River Authority | 3581 | Abbott TP 3 | TX | Guadalupe | 2 | Conventional Hydroelectric | HY |  | S | 1.4 | 1.4 | 1.1 |  | 1927 |  |  | N | Electric Utility | 1 | X | WAT
Conventional Hydroelectric.WAT | hydro | TRUE | 7751 | Guadalupe Blanco River Authority | 3582 | Dunlap TP 1 | TX | Guadalupe | 1 | Conventional Hydroelectric | HY |  | S | 1.8 | 1.8 | 1.7 | N | 1927 |  |  | N | Electric Utility | 1 | X | WAT
Conventional Hydroelectric.WAT | hydro | TRUE | 7751 | Guadalupe Blanco River Authority | 3582 | Dunlap TP 1 | TX | Guadalupe | 2 | Conventional Hydroelectric | HY |  | S | 1.8 | 1.8 | 1.7 | N | 1927 |  |  | N | Electric Utility | 1 | X | WAT
Conventional Hydroelectric.WAT | hydro | TRUE | 7751 | Guadalupe Blanco River Authority | 3583 | H 4 | TX | Gonzales | 1 | Conventional Hydroelectric | HY |  | S | 2.4 | 2.4 | 0.5 |  | 1931 |  |  | N | Electric Utility | 1 | X | WAT
Conventional Hydroelectric.WAT | hydro | TRUE | 7751 | Guadalupe Blanco River Authority | 3584 | H 5 | TX | Gonzales | 1 | Conventional Hydroelectric | HY |  | S | 2.4 | 2.4 | 0.5 |  | 1931 |  |  | N | Electric Utility | 1 | X | WAT
Conventional Hydroelectric.WAT | hydro | TRUE | 7751 | Guadalupe Blanco River Authority | 3585 | Nolte | TX | Guadalupe | 1 | Conventional Hydroelectric | HY |  | S | 1.2 | 1.2 | 0.6 |  | 1927 |  |  | N | Electric Utility | 1 | X | WAT
Conventional Hydroelectric.WAT | hydro | TRUE | 7751 | Guadalupe Blanco River Authority | 3585 | Nolte | TX | Guadalupe | 2 | Conventional Hydroelectric | HY |  | S | 1.2 | 1.2 | 0.6 |  | 1927 |  |  | N | Electric Utility | 1 | X | WAT
Conventional Hydroelectric.WAT | hydro | TRUE | 7751 | Guadalupe Blanco River Authority | 3586 | TP 4 | TX | Guadalupe | 1 | Conventional Hydroelectric | HY |  | S | 2.4 | 2.4 | 0.5 | N | 1932 |  |  | N | Electric Utility | 1 | X | WAT
Conventional Hydroelectric.WAT | hydro | TRUE | 11269 | Lower Colorado River Authority | 3594 | Austin | TX | Travis | 1 | Conventional Hydroelectric | HY |  | S | 8.2 | 8.2 | 7 | N | 1940 |  |  | N | Electric Utility | 1 | X | WAT
Conventional Hydroelectric.WAT | hydro | TRUE | 11269 | Lower Colorado River Authority | 3594 | Austin | TX | Travis | 2 | Conventional Hydroelectric | HY |  | S | 8.8 | 8.8 | 7 | N | 1940 |  |  | N | Electric Utility | 1 | X | WAT
Conventional Hydroelectric.WAT | hydro | TRUE | 11269 | Lower Colorado River Authority | 3595 | Buchanan Dam (TX) | TX | Llano | 1 | Conventional Hydroelectric | HY |  | S | 18.3 | 18.3 | 11 | N | 1938 |  |  | N | Electric Utility | 1 | X | WAT
Conventional Hydroelectric.WAT | hydro | TRUE | 11269 | Lower Colorado River Authority | 3595 | Buchanan Dam (TX) | TX | Llano | 2 | Conventional Hydroelectric | HY |  | S | 18.3 | 18.3 | 11 | N | 1938 |  |  | N | Electric Utility | 1 | X | WAT
Conventional Hydroelectric.WAT | hydro | TRUE | 11269 | Lower Colorado River Authority | 3595 | Buchanan Dam (TX) | TX | Llano | 3 | Conventional Hydroelectric | HY |  | S | 18.3 | 18.3 | 11 | N | 1950 |  |  | N | Electric Utility | 1 | X | WAT
Conventional Hydroelectric.WAT | hydro | TRUE | 11269 | Lower Colorado River Authority | 3597 | Granite Shoals | TX | Burnet | 1 | Conventional Hydroelectric | HY |  | S | 27 | 27 | 23 | N | 1951 |  |  | N | Electric Utility | 1 | X | WAT
Conventional Hydroelectric.WAT | hydro | TRUE | 11269 | Lower Colorado River Authority | 3597 | Granite Shoals | TX | Burnet | 2 | Conventional Hydroelectric | HY |  | S | 27 | 27 | 23 | N | 1951 |  |  | N | Electric Utility | 1 | X | WAT
Conventional Hydroelectric.WAT | hydro | TRUE | 11269 | Lower Colorado River Authority | 3598 | Inks | TX | Burnet | 1 | Conventional Hydroelectric | HY |  | S | 13.8 | 13.8 | 7 | N | 1938 |  |  | N | Electric Utility | 1 | X | WAT
Conventional Hydroelectric.WAT | hydro | TRUE | 11269 | Lower Colorado River Authority | 3599 | Marble Falls | TX | Burnet | 1 | Conventional Hydroelectric | HY |  | S | 19.8 | 19.8 | 9 | N | 1951 |  |  | N | Electric Utility | 1 | X | WAT
Conventional Hydroelectric.WAT | hydro | TRUE | 11269 | Lower Colorado River Authority | 3599 | Marble Falls | TX | Burnet | 2 | Conventional Hydroelectric | HY |  | S | 19.8 | 19.8 | 9 | N | 1951 |  |  | N | Electric Utility | 1 | X | WAT
Conventional Hydroelectric.WAT | hydro | TRUE | 11269 | Lower Colorado River Authority | 3600 | Marshall Ford | TX | Travis | 1 | Conventional Hydroelectric | HY |  | S | 36 | 36 | 15 | N | 1941 |  |  | N | Electric Utility | 1 | X | WAT
Conventional Hydroelectric.WAT | hydro | TRUE | 11269 | Lower Colorado River Authority | 3600 | Marshall Ford | TX | Travis | 2 | Conventional Hydroelectric | HY |  | S | 36 | 36 | 20 | N | 1941 |  |  | N | Electric Utility | 1 | X | WAT
Conventional Hydroelectric.WAT | hydro | TRUE | 11269 | Lower Colorado River Authority | 3600 | Marshall Ford | TX | Travis | 3 | Conventional Hydroelectric | HY |  | S | 36 | 36 | 15 | N | 1941 |  |  | N | Electric Utility | 1 | X | WAT
Natural Gas Steam Turbine.NG | natural gas steam turbine | TRUE | 11269 | Lower Colorado River Authority | 3601 | Sim Gideon | TX | Bastrop | 1 | Natural Gas Steam Turbine | ST |  | S | 136 | 140 | 19 | N | 1965 |  |  | N | Electric Utility | 1 | X | NG
Natural Gas Steam Turbine.NG | natural gas steam turbine | TRUE | 11269 | Lower Colorado River Authority | 3601 | Sim Gideon | TX | Bastrop | 2 | Natural Gas Steam Turbine | ST |  | S | 136 | 140 | 19 | N | 1968 |  |  | N | Electric Utility | 1 | X | NG
Natural Gas Steam Turbine.NG | natural gas steam turbine | TRUE | 11269 | Lower Colorado River Authority | 3601 | Sim Gideon | TX | Bastrop | 3 | Natural Gas Steam Turbine | ST |  | S | 335 | 340 | 57 | N | 1972 |  |  | N | Electric Utility | 1 | X | NG
Natural Gas Steam Turbine.NG | natural gas steam turbine | TRUE | 11292 | City of Lubbock - (TX) | 3602 | Ty Cooke | TX | Lubbock | 1 | Natural Gas Steam Turbine | ST |  | S | 42 | 42 | 25 | N | 1965 |  |  | N | Electric Utility | 1 | X | NG
Natural Gas Steam Turbine.NG | natural gas steam turbine | TRUE | 11292 | City of Lubbock - (TX) | 3602 | Ty Cooke | TX | Lubbock | 2 | Natural Gas Steam Turbine | ST |  | S | 46 | 46 | 25 | N | 1978 |  |  | N | Electric Utility | 1 | X | NG
Natural Gas Fired Combustion Turbine.NG | natural gas peaker | TRUE | 11292 | City of Lubbock - (TX) | 3602 | Ty Cooke | TX | Lubbock | GT2 | Natural Gas Fired Combustion Turbine | GT |  | S | 16 | 18.5 | 16 | N | 1971 |  |  | N | Electric Utility | 1 | X | NG
Natural Gas Fired Combustion Turbine.NG | natural gas peaker | TRUE | 11292 | City of Lubbock - (TX) | 3602 | Ty Cooke | TX | Lubbock | GT3 | Natural Gas Fired Combustion Turbine | GT |  | S | 16 | 18 | 16 | N | 1974 |  |  | N | Electric Utility | 1 | X | NG
Natural Gas Fired Combined Cycle.NG | natural gas combined cycle | TRUE | 11292 | City of Lubbock - (TX) | 3604 | J Robert Massengale | TX | Lubbock | 6A | Natural Gas Fired Combined Cycle | CA | MGL8 | S | 18 | 18 | 10 | N | 1957 |  |  | N | Electric Utility | 1 | X | NG
Natural Gas Fired Combined Cycle.NG | natural gas combined cycle | TRUE | 11292 | City of Lubbock - (TX) | 3604 | J Robert Massengale | TX | Lubbock | 7 | Natural Gas Fired Combined Cycle | CA | MGL8 | S | 18 | 18 | 10 | N | 1959 |  |  | N | Electric Utility | 1 | X | NG
Natural Gas Fired Combined Cycle.NG | natural gas combined cycle | TRUE | 11292 | City of Lubbock - (TX) | 3604 | J Robert Massengale | TX | Lubbock | 8 | Natural Gas Fired Combined Cycle | CT | MGL8 | S | 38 | 42 | 30 | N | 2000 |  |  | N | Electric Utility | 1 | X | NG
Natural Gas Fired Combustion Turbine.NG | natural gas peaker | TRUE | 16604 | City of San Antonio - (TX) | 3609 | Leon Creek | TX | Bexar | CGT1 | Natural Gas Fired Combustion Turbine | GT |  | S | 46 | 46 | 20 | N | 2004 |  |  | N | Electric Utility | 1 | X | NG
Natural Gas Fired Combustion Turbine.NG | natural gas peaker | TRUE | 16604 | City of San Antonio - (TX) | 3609 | Leon Creek | TX | Bexar | CGT2 | Natural Gas Fired Combustion Turbine | GT |  | S | 46 | 46 | 20 | N | 2004 |  |  | N | Electric Utility | 1 | X | NG
Natural Gas Fired Combustion Turbine.NG | natural gas peaker | TRUE | 16604 | City of San Antonio - (TX) | 3609 | Leon Creek | TX | Bexar | CGT3 | Natural Gas Fired Combustion Turbine | GT |  | S | 46 | 46 | 20 | N | 2004 |  |  | N | Electric Utility | 1 | X | NG
Natural Gas Fired Combustion Turbine.NG | natural gas peaker | TRUE | 16604 | City of San Antonio - (TX) | 3609 | Leon Creek | TX | Bexar | CGT4 | Natural Gas Fired Combustion Turbine | GT |  | S | 46 | 46 | 20 | N | 2004 |  |  | N | Electric Utility | 1 | X | NG
Natural Gas Steam Turbine.NG | natural gas steam turbine | TRUE | 16604 | City of San Antonio - (TX) | 3611 | O W Sommers | TX | Bexar | 1 | Natural Gas Steam Turbine | ST |  | S | 420 | 420 | 70 | N | 1972 | 3 | 2027 | N | Electric Utility | 1 | X | NG
Natural Gas Steam Turbine.NG | natural gas steam turbine | TRUE | 16604 | City of San Antonio - (TX) | 3611 | O W Sommers | TX | Bexar | 2 | Natural Gas Steam Turbine | ST |  | S | 410 | 410 | 70 | N | 1974 | 3 | 2029 | N | Electric Utility | 1 | X | NG
Natural Gas Steam Turbine.NG | natural gas steam turbine | TRUE | 16604 | City of San Antonio - (TX) | 3612 | V H Braunig | TX | Bexar | 1 | Natural Gas Steam Turbine | ST |  | S | 217 | 217 | 60 | N | 1966 | 3 | 2025 | N | Electric Utility | 1 | X | NG
Natural Gas Steam Turbine.NG | natural gas steam turbine | TRUE | 16604 | City of San Antonio - (TX) | 3612 | V H Braunig | TX | Bexar | 2 | Natural Gas Steam Turbine | ST |  | S | 230 | 230 | 60 | N | 1968 | 3 | 2025 | N | Electric Utility | 1 | X | NG
Natural Gas Steam Turbine.NG | natural gas steam turbine | TRUE | 16604 | City of San Antonio - (TX) | 3612 | V H Braunig | TX | Bexar | 3 | Natural Gas Steam Turbine | ST |  | S | 412 | 412 | 70 | N | 1970 | 3 | 2025 | N | Electric Utility | 1 | X | NG
Natural Gas Fired Combustion Turbine.NG | natural gas peaker | TRUE | 16604 | City of San Antonio - (TX) | 3612 | V H Braunig | TX | Bexar | 5 | Natural Gas Fired Combustion Turbine | GT |  | S | 48 | 48 | 20 | N | 2010 |  |  | N | Electric Utility | 1 | X | NG | DFO
Natural Gas Fired Combustion Turbine.NG | natural gas peaker | TRUE | 16604 | City of San Antonio - (TX) | 3612 | V H Braunig | TX | Bexar | 6 | Natural Gas Fired Combustion Turbine | GT |  | S | 48 | 48 | 20 | N | 2010 |  |  | N | Electric Utility | 1 | X | NG | DFO
Natural Gas Fired Combustion Turbine.NG | natural gas peaker | TRUE | 16604 | City of San Antonio - (TX) | 3612 | V H Braunig | TX | Bexar | 7 | Natural Gas Fired Combustion Turbine | GT |  | S | 48 | 48 | 20 | N | 2010 |  |  | N | Electric Utility | 1 | X | NG | DFO
Natural Gas Fired Combustion Turbine.NG | natural gas peaker | TRUE | 16604 | City of San Antonio - (TX) | 3612 | V H Braunig | TX | Bexar | 8 | Natural Gas Fired Combustion Turbine | GT |  | S | 47 | 47 | 20 | N | 2010 |  |  | N | Electric Utility | 1 | X | NG | DFO
Natural Gas Steam Turbine.NG | natural gas steam turbine | TRUE | 66086 | RW Miller Power LLC | 3628 | R W Miller | TX | Palo Pinto | 1 | Natural Gas Steam Turbine | ST |  | S | 66 | 66 | 20 | N | 1968 |  |  | N | Electric Utility | 1 | X | NG
Natural Gas Steam Turbine.NG | natural gas steam turbine | TRUE | 66086 | RW Miller Power LLC | 3628 | R W Miller | TX | Palo Pinto | 2 | Natural Gas Steam Turbine | ST |  | S | 100 | 100 | 38 | N | 1972 |  |  | N | Electric Utility | 1 | X | NG | DFO
Natural Gas Steam Turbine.NG | natural gas steam turbine | TRUE | 66086 | RW Miller Power LLC | 3628 | R W Miller | TX | Palo Pinto | 3 | Natural Gas Steam Turbine | ST |  | S | 200 | 200 | 40 | N | 1975 |  |  | N | Electric Utility | 1 | X | NG | DFO
Natural Gas Fired Combustion Turbine.NG | natural gas peaker | TRUE | 66086 | RW Miller Power LLC | 3628 | R W Miller | TX | Palo Pinto | 4 | Natural Gas Fired Combustion Turbine | GT |  | S | 104 | 104 | 35 | N | 1994 |  |  | N | Electric Utility | 1 | X | NG | DFO
Natural Gas Fired Combustion Turbine.NG | natural gas peaker | TRUE | 66086 | RW Miller Power LLC | 3628 | R W Miller | TX | Palo Pinto | 5 | Natural Gas Fired Combustion Turbine | GT |  | S | 104 | 104 | 35 | N | 1994 |  |  | N | Electric Utility | 1 | X | NG | DFO
Natural Gas Internal Combustion Engine.NG | natural gas peaker | TRUE | 17583 | South Texas Electric Coop, Inc | 3630 | Pearsall | TX | Frio | 10A | Natural Gas Internal Combustion Engine | IC |  | S | 8.4 | 8.4 | 4 | N | 2010 |  |  | N | Electric Utility | 1 | X | NG
Natural Gas Internal Combustion Engine.NG | natural gas peaker | TRUE | 17583 | South Texas Electric Coop, Inc | 3630 | Pearsall | TX | Frio | 11A | Natural Gas Internal Combustion Engine | IC |  | S | 8.4 | 8.4 | 4 | N | 2010 |  |  | N | Electric Utility | 1 | X | NG
Natural Gas Internal Combustion Engine.NG | natural gas peaker | TRUE | 17583 | South Texas Electric Coop, Inc | 3630 | Pearsall | TX | Frio | 12A | Natural Gas Internal Combustion Engine | IC |  | S | 8.4 | 8.4 | 4 | N | 2010 |  |  | N | Electric Utility | 1 | X | NG
Natural Gas Internal Combustion Engine.NG | natural gas peaker | TRUE | 17583 | South Texas Electric Coop, Inc | 3630 | Pearsall | TX | Frio | 13A | Natural Gas Internal Combustion Engine | IC |  | S | 8.4 | 8.4 | 4 | N | 2010 |  |  | N | Electric Utility | 1 | X | NG
Natural Gas Internal Combustion Engine.NG | natural gas peaker | TRUE | 17583 | South Texas Electric Coop, Inc | 3630 | Pearsall | TX | Frio | 14A | Natural Gas Internal Combustion Engine | IC |  | S | 8.4 | 8.4 | 4 | N | 2010 |  |  | N | Electric Utility | 1 | X | NG
Natural Gas Internal Combustion Engine.NG | natural gas peaker | TRUE | 17583 | South Texas Electric Coop, Inc | 3630 | Pearsall | TX | Frio | 15A | Natural Gas Internal Combustion Engine | IC |  | S | 8.4 | 8.4 | 4 | N | 2010 |  |  | N | Electric Utility | 1 | X | NG
Natural Gas Internal Combustion Engine.NG | natural gas peaker | TRUE | 17583 | South Texas Electric Coop, Inc | 3630 | Pearsall | TX | Frio | 16A | Natural Gas Internal Combustion Engine | IC |  | S | 8.4 | 8.4 | 4 | N | 2010 |  |  | N | Electric Utility | 1 | X | NG
Natural Gas Internal Combustion Engine.NG | natural gas peaker | TRUE | 17583 | South Texas Electric Coop, Inc | 3630 | Pearsall | TX | Frio | 17A | Natural Gas Internal Combustion Engine | IC |  | S | 8.4 | 8.4 | 4 | N | 2010 |  |  | N | Electric Utility | 1 | X | NG
Natural Gas Internal Combustion Engine.NG | natural gas peaker | TRUE | 17583 | South Texas Electric Coop, Inc | 3630 | Pearsall | TX | Frio | 18A | Natural Gas Internal Combustion Engine | IC |  | S | 8.4 | 8.4 | 4 | N | 2010 |  |  | N | Electric Utility | 1 | X | NG
Natural Gas Internal Combustion Engine.NG | natural gas peaker | TRUE | 17583 | South Texas Electric Coop, Inc | 3630 | Pearsall | TX | Frio | 19A | Natural Gas Internal Combustion Engine | IC |  | S | 8.4 | 8.4 | 4 | N | 2010 |  |  | N | Electric Utility | 1 | X | NG
Natural Gas Internal Combustion Engine.NG | natural gas peaker | TRUE | 17583 | South Texas Electric Coop, Inc | 3630 | Pearsall | TX | Frio | 1A | Natural Gas Internal Combustion Engine | IC |  | S | 8.4 | 8.4 | 4 | N | 2010 |  |  | N | Electric Utility | 1 | X | NG
Natural Gas Internal Combustion Engine.NG | natural gas peaker | TRUE | 17583 | South Texas Electric Coop, Inc | 3630 | Pearsall | TX | Frio | 20A | Natural Gas Internal Combustion Engine | IC |  | S | 8.4 | 8.4 | 4 | N | 2010 |  |  | N | Electric Utility | 1 | X | NG
Natural Gas Internal Combustion Engine.NG | natural gas peaker | TRUE | 17583 | South Texas Electric Coop, Inc | 3630 | Pearsall | TX | Frio | 21A | Natural Gas Internal Combustion Engine | IC |  | S | 8.4 | 8.4 | 4 | N | 2010 |  |  | N | Electric Utility | 1 | X | NG
Natural Gas Internal Combustion Engine.NG | natural gas peaker | TRUE | 17583 | South Texas Electric Coop, Inc | 3630 | Pearsall | TX | Frio | 22A | Natural Gas Internal Combustion Engine | IC |  | S | 8.4 | 8.4 | 4 | N | 2010 |  |  | N | Electric Utility | 1 | X | NG
Natural Gas Internal Combustion Engine.NG | natural gas peaker | TRUE | 17583 | South Texas Electric Coop, Inc | 3630 | Pearsall | TX | Frio | 23A | Natural Gas Internal Combustion Engine | IC |  | S | 8.4 | 8.4 | 4 | N | 2010 |  |  | N | Electric Utility | 1 | X | NG
Natural Gas Internal Combustion Engine.NG | natural gas peaker | TRUE | 17583 | South Texas Electric Coop, Inc | 3630 | Pearsall | TX | Frio | 24A | Natural Gas Internal Combustion Engine | IC |  | S | 8.4 | 8.4 | 4 | N | 2010 |  |  | N | Electric Utility | 1 | X | NG
Natural Gas Internal Combustion Engine.NG | natural gas peaker | TRUE | 17583 | South Texas Electric Coop, Inc | 3630 | Pearsall | TX | Frio | 2A | Natural Gas Internal Combustion Engine | IC |  | S | 8.4 | 8.4 | 4 | N | 2010 |  |  | N | Electric Utility | 1 | X | NG
Natural Gas Internal Combustion Engine.NG | natural gas peaker | TRUE | 17583 | South Texas Electric Coop, Inc | 3630 | Pearsall | TX | Frio | 3A | Natural Gas Internal Combustion Engine | IC |  | S | 8.4 | 8.4 | 4 | N | 2010 |  |  | N | Electric Utility | 1 | X | NG
Natural Gas Internal Combustion Engine.NG | natural gas peaker | TRUE | 17583 | South Texas Electric Coop, Inc | 3630 | Pearsall | TX | Frio | 4A | Natural Gas Internal Combustion Engine | IC |  | S | 8.4 | 8.4 | 4 | N | 2010 |  |  | N | Electric Utility | 1 | X | NG
Natural Gas Internal Combustion Engine.NG | natural gas peaker | TRUE | 17583 | South Texas Electric Coop, Inc | 3630 | Pearsall | TX | Frio | 5A | Natural Gas Internal Combustion Engine | IC |  | S | 8.4 | 8.4 | 4 | N | 2010 |  |  | N | Electric Utility | 1 | X | NG
Natural Gas Internal Combustion Engine.NG | natural gas peaker | TRUE | 17583 | South Texas Electric Coop, Inc | 3630 | Pearsall | TX | Frio | 6A | Natural Gas Internal Combustion Engine | IC |  | S | 8.4 | 8.4 | 4 | N | 2010 |  |  | N | Electric Utility | 1 | X | NG
Natural Gas Internal Combustion Engine.NG | natural gas peaker | TRUE | 17583 | South Texas Electric Coop, Inc | 3630 | Pearsall | TX | Frio | 7A | Natural Gas Internal Combustion Engine | IC |  | S | 8.4 | 8.4 | 4 | N | 2010 |  |  | N | Electric Utility | 1 | X | NG
Natural Gas Internal Combustion Engine.NG | natural gas peaker | TRUE | 17583 | South Texas Electric Coop, Inc | 3630 | Pearsall | TX | Frio | 8A | Natural Gas Internal Combustion Engine | IC |  | S | 8.4 | 8.4 | 4 | N | 2010 |  |  | N | Electric Utility | 1 | X | NG
Natural Gas Internal Combustion Engine.NG | natural gas peaker | TRUE | 17583 | South Texas Electric Coop, Inc | 3630 | Pearsall | TX | Frio | 9A | Natural Gas Internal Combustion Engine | IC |  | S | 8.4 | 8.4 | 4 | N | 2010 |  |  | N | Electric Utility | 1 | X | NG
Natural Gas Fired Combined Cycle.NG | natural gas combined cycle | TRUE | 17583 | South Texas Electric Coop, Inc | 3631 | Sam Rayburn | TX | Victoria | 10 | Natural Gas Fired Combined Cycle | CA | CC1 | S | 37 | 37 | 7 | N | 2003 |  |  | N | Electric Utility | 1 | X | NG
Petroleum Liquids.DFO | petroleum | TRUE | 17583 | South Texas Electric Coop, Inc | 3631 | Sam Rayburn | TX | Victoria | 4 | Petroleum Liquids | IC |  | S | 0.9 | 0.9 | 0.5 | N | 1991 |  |  | N | Electric Utility | 1 | X | DFO
Petroleum Liquids.DFO | petroleum | TRUE | 17583 | South Texas Electric Coop, Inc | 3631 | Sam Rayburn | TX | Victoria | 5 | Petroleum Liquids | IC |  | S | 0.9 | 0.9 | 0.5 | N | 1991 |  |  | N | Electric Utility | 1 | X | DFO
Natural Gas Fired Combined Cycle.NG | natural gas combined cycle | TRUE | 17583 | South Texas Electric Coop, Inc | 3631 | Sam Rayburn | TX | Victoria | 7 | Natural Gas Fired Combined Cycle | CT | CC1 | S | 49 | 49 | 8 | N | 2003 |  |  | N | Electric Utility | 1 | X | NG | DFO
Natural Gas Fired Combined Cycle.NG | natural gas combined cycle | TRUE | 17583 | South Texas Electric Coop, Inc | 3631 | Sam Rayburn | TX | Victoria | 8 | Natural Gas Fired Combined Cycle | CT | CC1 | S | 49 | 49 | 8 | N | 2003 |  |  | N | Electric Utility | 1 | X | NG | DFO
Natural Gas Fired Combined Cycle.NG | natural gas combined cycle | TRUE | 17583 | South Texas Electric Coop, Inc | 3631 | Sam Rayburn | TX | Victoria | 9 | Natural Gas Fired Combined Cycle | CT | CC1 | S | 48 | 48 | 8 | N | 2003 |  |  | N | Electric Utility | 1 | X | NG | DFO
Conventional Hydroelectric.WAT | hydro | TRUE | 1434 | Beaver City Corporation | 3643 | Upper Beaver | UT | Beaver | 1 | Conventional Hydroelectric | HY |  | S | 1.3 | 1.3 | 0.1 | N | 1907 |  |  | N | Electric Utility | 1 | X | WAT
Conventional Hydroelectric.WAT | hydro | TRUE | 1434 | Beaver City Corporation | 3643 | Upper Beaver | UT | Beaver | 2 | Conventional Hydroelectric | HY |  | S | 1.2 | 1.2 | 0.1 | N | 1907 |  |  | N | Electric Utility | 1 | X | WAT
Conventional Hydroelectric.WAT | hydro | TRUE | 14354 | PacifiCorp | 3646 | Cutler Hydro | UT | Box Elder | 1 | Conventional Hydroelectric | HY |  | S | 15 | 15 | 0 | N | 1927 |  |  | N | Electric Utility | 1 | X | WAT
Conventional Hydroelectric.WAT | hydro | TRUE | 14354 | PacifiCorp | 3646 | Cutler Hydro | UT | Box Elder | 2 | Conventional Hydroelectric | HY |  | S | 15 | 15 | 0 | N | 1927 |  |  | N | Electric Utility | 1 | X | WAT
Natural Gas Steam Turbine.NG | natural gas steam turbine | TRUE | 14354 | PacifiCorp | 3648 | Gadsby | UT | Salt Lake | 1 | Natural Gas Steam Turbine | ST |  | S | 64 | 64 | 25 | N | 1951 | 12 | 2032 | N | Electric Utility | 1 | X | NG
Natural Gas Steam Turbine.NG | natural gas steam turbine | TRUE | 14354 | PacifiCorp | 3648 | Gadsby | UT | Salt Lake | 2 | Natural Gas Steam Turbine | ST |  | S | 69 | 69 | 20 | N | 1952 | 12 | 2032 | N | Electric Utility | 1 | X | NG
Natural Gas Steam Turbine.NG | natural gas steam turbine | TRUE | 14354 | PacifiCorp | 3648 | Gadsby | UT | Salt Lake | 3 | Natural Gas Steam Turbine | ST |  | S | 104.5 | 104.5 | 25 | N | 1955 | 12 | 2032 | N | Electric Utility | 1 | X | NG
Natural Gas Fired Combustion Turbine.NG | natural gas peaker | TRUE | 14354 | PacifiCorp | 3648 | Gadsby | UT | Salt Lake | 4 | Natural Gas Fired Combustion Turbine | GT |  | S | 39.6 | 40.7 | 10 | N | 2002 | 12 | 2032 | N | Electric Utility | 1 | X | NG
Natural Gas Fired Combustion Turbine.NG | natural gas peaker | TRUE | 14354 | PacifiCorp | 3648 | Gadsby | UT | Salt Lake | 5 | Natural Gas Fired Combustion Turbine | GT |  | S | 39.6 | 40.7 | 10 | N | 2002 | 12 | 2032 | N | Electric Utility | 1 | X | NG
Natural Gas Fired Combustion Turbine.NG | natural gas peaker | TRUE | 14354 | PacifiCorp | 3648 | Gadsby | UT | Salt Lake | 6 | Natural Gas Fired Combustion Turbine | GT |  | S | 36.9 | 40.7 | 10 | N | 2002 | 12 | 2032 | N | Electric Utility | 1 | X | NG
Conventional Hydroelectric.WAT | hydro | TRUE | 14354 | PacifiCorp | 3651 | Granite | UT | Salt Lake | 1 | Conventional Hydroelectric | HY |  | S | 1.2 | 1.2 | 0 | N | 1896 |  |  | N | Electric Utility | 1 | X | WAT
Conventional Hydroelectric.WAT | hydro | TRUE | 14354 | PacifiCorp | 3656 | Pioneer | UT | Weber | 1 | Conventional Hydroelectric | HY |  | S | 2 | 2 | 0 | N | 1910 |  |  | N | Electric Utility | 1 | X | WAT
Conventional Hydroelectric.WAT | hydro | TRUE | 14354 | PacifiCorp | 3656 | Pioneer | UT | Weber | 2 | Conventional Hydroelectric | HY |  | S | 2 | 2 | 0 | N | 1910 |  |  | N | Electric Utility | 1 | X | WAT
Conventional Hydroelectric.WAT | hydro | TRUE | 8366 | Heber Light & Power Company | 3658 | Snake Creek | UT | Wasatch | 1 | Conventional Hydroelectric | HY |  | S | 0.5 | 0.5 | 0.1 | N | 1910 |  |  | N | Electric Utility | 1 | X | WAT
Conventional Hydroelectric.WAT | hydro | TRUE | 8366 | Heber Light & Power Company | 3658 | Snake Creek | UT | Wasatch | 2 | Conventional Hydroelectric | HY |  | S | 0.5 | 0.5 | 0.1 | N | 1910 |  |  | N | Electric Utility | 1 | X | WAT
Conventional Hydroelectric.WAT | hydro | TRUE | 14354 | PacifiCorp | 3659 | Stairs | UT | Salt Lake | 3 | Conventional Hydroelectric | HY |  | S | 1.2 | 1.2 | 0 | N | 1912 |  |  | N | Electric Utility | 1 | X | WAT
Conventional Hydroelectric.WAT | hydro | TRUE | 14354 | PacifiCorp | 3661 | Weber | UT | Weber | 1 | Conventional Hydroelectric | HY |  | S | 2 | 2 | 0 | N | 1911 |  |  | N | Electric Utility | 1 | X | WAT
Natural Gas Fired Combustion Turbine.NG | natural gas peaker | TRUE | 2010 | City of Bountiful | 3665 | Bountiful City | UT | Davis | 1A | Natural Gas Fired Combustion Turbine | GT |  | S | 3.5 | 5.1 | 3 | N | 2001 |  |  | N | Electric Utility | 1 | X | NG
Natural Gas Fired Combustion Turbine.NG | natural gas peaker | TRUE | 2010 | City of Bountiful | 3665 | Bountiful City | UT | Davis | 2A | Natural Gas Fired Combustion Turbine | GT |  | S | 10.5 | 13.5 | 7 | N | 2012 |  |  | N | Electric Utility | 1 | X | NG
Natural Gas Fired Combustion Turbine.NG | natural gas peaker | TRUE | 2010 | City of Bountiful | 3665 | Bountiful City | UT | Davis | 3A | Natural Gas Fired Combustion Turbine | GT |  | S | 10.5 | 13.5 | 7 | N | 2012 |  |  | N | Electric Utility | 1 | X | NG
Conventional Hydroelectric.WAT | hydro | TRUE | 2220 | Brigham City Corporation | 3666 | Brigham City | UT | Box Elder | 1 | Conventional Hydroelectric | HY |  | S | 0.5 | 0.5 | 0.2 | N | 1921 |  |  | N | Electric Utility | 1 | X | WAT
Conventional Hydroelectric.WAT | hydro | TRUE | 2220 | Brigham City Corporation | 3666 | Brigham City | UT | Box Elder | 2 | Conventional Hydroelectric | HY |  | S | 0.5 | 0.5 | 0.2 | N | 1921 |  |  | N | Electric Utility | 1 | X | WAT
Conventional Hydroelectric.WAT | hydro | TRUE | 2220 | Brigham City Corporation | 3666 | Brigham City | UT | Box Elder | 8182 | Conventional Hydroelectric | HY |  | S | 0.5 | 0.5 | 0.2 | N | 1964 |  |  | N | Electric Utility | 1 | X | WAT
Conventional Hydroelectric.WAT | hydro | TRUE | 11135 | City of Logan - (UT) | 3675 | Hydro III | UT | Cache | HY1 | Conventional Hydroelectric | HY |  | S | 0.7 | 0.2 | 0.1 | N | 1925 |  |  | N | Electric Utility | 1 | X | WAT
Conventional Hydroelectric.WAT | hydro | TRUE | 11135 | City of Logan - (UT) | 3675 | Hydro III | UT | Cache | HY2 | Conventional Hydroelectric | HY |  | S | 0.7 | 0.2 | 0.1 | N | 1925 |  |  | N | Electric Utility | 1 | X | WAT
Conventional Hydroelectric.WAT | hydro | TRUE | 11588 | City of Manti - (UT) | 3676 | Manti Upper | UT | Sanpete | 1 | Conventional Hydroelectric | HY |  | S | 0.4 | 0.1 | 0.1 | N | 1939 |  |  | N | Electric Utility | 1 | X | WAT
Conventional Hydroelectric.WAT | hydro | TRUE | 11588 | City of Manti - (UT) | 3676 | Manti Upper | UT | Sanpete | HC2 | Conventional Hydroelectric | HY |  | S | 0.8 | 0.1 | 0.1 | N | 1988 |  |  | N | Electric Utility | 1 | X | WAT
Conventional Hydroelectric.WAT | hydro | TRUE | 17845 | City of Springville - (UT) | 3688 | Bartholomew | UT | Utah | 2 | Conventional Hydroelectric | HY |  | S | 1 | 1 | 0.1 | N | 1988 |  |  | N | Electric Utility | 1 | X | WAT
Conventional Hydroelectric.WAT | hydro | TRUE | 18205 | Strawberry Water Users Assn | 3691 | Spanish Fork | UT | Utah | 1 | Conventional Hydroelectric | HY |  | S | 1.7 | 1.7 | 0.1 | N | 1983 |  |  | N | Electric Utility | 1 | X | WAT
Conventional Hydroelectric.WAT | hydro | TRUE | 18205 | Strawberry Water Users Assn | 3691 | Spanish Fork | UT | Utah | 2 | Conventional Hydroelectric | HY |  | S | 1.7 | 1.7 | 0.1 | N | 1983 |  |  | N | Electric Utility | 1 | X | WAT
Conventional Hydroelectric.WAT | hydro | TRUE | 18205 | Strawberry Water Users Assn | 3691 | Spanish Fork | UT | Utah | 3 | Conventional Hydroelectric | HY |  | S | 0.2 | 0.2 | 0.1 | N | 1937 |  |  | N | Electric Utility | 1 | X | WAT
Conventional Hydroelectric.WAT | hydro | TRUE | 20255 | Weber Basin Water Conserv Dist | 3697 | Gateway | UT | Morgan | 1 | Conventional Hydroelectric | HY |  | W | 2 | 2 | 0.3 | N | 1958 |  |  | N | Electric Utility | 1 | X | WAT
Conventional Hydroelectric.WAT | hydro | TRUE | 20255 | Weber Basin Water Conserv Dist | 3697 | Gateway | UT | Morgan | 2 | Conventional Hydroelectric | HY |  | W | 2 | 2 | 0.3 | N | 1958 |  |  | N | Electric Utility | 1 | X | WAT
Conventional Hydroelectric.WAT | hydro | TRUE | 20255 | Weber Basin Water Conserv Dist | 3698 | Wanship | UT | Summit | 1 | Conventional Hydroelectric | HY |  | W | 1.9 | 1.9 | 0.3 | N | 1958 |  |  | N | Electric Utility | 1 | X | WAT
Conventional Hydroelectric.WAT | hydro | TRUE | 6957 | Garkane Energy Coop, Inc | 3699 | Boulder | UT | Garfield | 1 | Conventional Hydroelectric | HY |  | S | 1.4 | 1.4 | 0.5 | N | 1958 |  |  | N | Electric Utility | 1 | X | WAT
Conventional Hydroelectric.WAT | hydro | TRUE | 6957 | Garkane Energy Coop, Inc | 3699 | Boulder | UT | Garfield | 2 | Conventional Hydroelectric | HY |  | S | 1.4 | 1.4 | 0.5 | N | 1958 |  |  | N | Electric Utility | 1 | X | WAT
Conventional Hydroelectric.WAT | hydro | TRUE | 6957 | Garkane Energy Coop, Inc | 3699 | Boulder | UT | Garfield | 3 | Conventional Hydroelectric | HY |  | S | 1.4 | 1.4 | 0.5 | N | 1961 |  |  | N | Electric Utility | 1 | X | WAT
Conventional Hydroelectric.WAT | hydro | TRUE | 12866 | Moon Lake Electric Assn Inc | 3704 | Uintah | UT | Duchesne | 1 | Conventional Hydroelectric | HY |  | S | 0.6 | 0.6 | 0.3 | N | 1920 |  |  | N | Electric Utility | 1 | X | WAT
Conventional Hydroelectric.WAT | hydro | TRUE | 12866 | Moon Lake Electric Assn Inc | 3704 | Uintah | UT | Duchesne | 2 | Conventional Hydroelectric | HY |  | S | 0.6 | 0.6 | 0.3 | N | 1940 |  |  | N | Electric Utility | 1 | X | WAT
Petroleum Liquids.DFO | petroleum | TRUE | 7601 | Green Mountain Power Corp | 3708 | Ascutney | VT | Windsor | GT4 | Petroleum Liquids | GT |  | S | 9 | 13.4 | 7 | N | 1961 |  |  | N | Electric Utility | 1 | X | DFO
Conventional Hydroelectric.WAT | hydro | TRUE | 7601 | Green Mountain Power Corp | 3709 | Smith (VT) | VT | Orange | 1 | Conventional Hydroelectric | HY |  | S | 0.7 | 0.9 | 0.2 | N | 1982 |  |  | N | Electric Utility | 1 | X | WAT
Conventional Hydroelectric.WAT | hydro | TRUE | 7601 | Green Mountain Power Corp | 3709 | Smith (VT) | VT | Orange | HC2 | Conventional Hydroelectric | HY |  | S | 0.2 | 0.4 | 0.2 | N | 1982 |  |  | N | Electric Utility | 1 | X | WAT
Conventional Hydroelectric.WAT | hydro | TRUE | 7601 | Green Mountain Power Corp | 3710 | Cavendish | VT | Windsor | 1 | Conventional Hydroelectric | HY |  | S | 0.4 | 0.5 | 0.2 | N | 1907 |  |  | N | Electric Utility | 1 | X | WAT
Conventional Hydroelectric.WAT | hydro | TRUE | 7601 | Green Mountain Power Corp | 3710 | Cavendish | VT | Windsor | 2 | Conventional Hydroelectric | HY |  | S | 0.4 | 0.5 | 0.2 | N | 1907 |  |  | N | Electric Utility | 1 | X | WAT
Conventional Hydroelectric.WAT | hydro | TRUE | 7601 | Green Mountain Power Corp | 3710 | Cavendish | VT | Windsor | 3 | Conventional Hydroelectric | HY |  | S | 0.3 | 0.4 | 0.2 | N | 1907 |  |  | N | Electric Utility | 1 | X | WAT
Conventional Hydroelectric.WAT | hydro | TRUE | 7601 | Green Mountain Power Corp | 3711 | Clark Falls | VT | Chittenden | 1 | Conventional Hydroelectric | HY |  | S | 3 | 3 | 0.5 | N | 1937 |  |  | N | Electric Utility | 1 | X | WAT
Conventional Hydroelectric.WAT | hydro | TRUE | 7601 | Green Mountain Power Corp | 3712 | Fairfax Falls | VT | Franklin | 1 | Conventional Hydroelectric | HY |  | S | 1.4 | 1.4 | 0.2 | N | 1919 |  |  | N | Electric Utility | 1 | X | WAT
Conventional Hydroelectric.WAT | hydro | TRUE | 7601 | Green Mountain Power Corp | 3712 | Fairfax Falls | VT | Franklin | 2 | Conventional Hydroelectric | HY |  | S | 2 | 2 | 0.2 | N | 1919 |  |  | N | Electric Utility | 1 | X | WAT
Conventional Hydroelectric.WAT | hydro | TRUE | 7601 | Green Mountain Power Corp | 3714 | Glen | VT | Rutland | 1 | Conventional Hydroelectric | HY |  | S | 1 | 1 | 0.2 | N | 1920 |  |  | N | Electric Utility | 1 | X | WAT
Conventional Hydroelectric.WAT | hydro | TRUE | 7601 | Green Mountain Power Corp | 3714 | Glen | VT | Rutland | 2 | Conventional Hydroelectric | HY |  | S | 1 | 1 | 0.2 | N | 1920 |  |  | N | Electric Utility | 1 | X | WAT
Conventional Hydroelectric.WAT | hydro | TRUE | 7601 | Green Mountain Power Corp | 3716 | Lower Middlebury | VT | Addison | 1 | Conventional Hydroelectric | HY |  | S | 0.6 | 0.6 | 0.2 | N | 1917 |  |  | N | Electric Utility | 1 | X | WAT
Conventional Hydroelectric.WAT | hydro | TRUE | 7601 | Green Mountain Power Corp | 3716 | Lower Middlebury | VT | Addison | 2 | Conventional Hydroelectric | HY |  | S | 0.6 | 0.6 | 0.2 | N | 1917 |  |  | N | Electric Utility | 1 | X | WAT
Conventional Hydroelectric.WAT | hydro | TRUE | 7601 | Green Mountain Power Corp | 3716 | Lower Middlebury | VT | Addison | 3 | Conventional Hydroelectric | HY |  | S | 0.8 | 0.8 | 0.2 | N | 1917 |  |  | N | Electric Utility | 1 | X | WAT
Conventional Hydroelectric.WAT | hydro | TRUE | 7601 | Green Mountain Power Corp | 3717 | Milton | VT | Chittenden | 1 | Conventional Hydroelectric | HY |  | S | 3.5 | 3.5 | 0.5 | N | 1929 |  |  | N | Electric Utility | 1 | X | WAT
Conventional Hydroelectric.WAT | hydro | TRUE | 7601 | Green Mountain Power Corp | 3717 | Milton | VT | Chittenden | 2 | Conventional Hydroelectric | HY |  | S | 3.5 | 3.5 | 0.5 | N | 1929 |  |  | N | Electric Utility | 1 | X | WAT
Conventional Hydroelectric.WAT | hydro | TRUE | 7601 | Green Mountain Power Corp | 3720 | Peterson | VT | Chittenden | 1 | Conventional Hydroelectric | HY |  | S | 5.8 | 6.3 | 0.2 | N | 1948 |  |  | N | Electric Utility | 1 | X | WAT
Conventional Hydroelectric.WAT | hydro | TRUE | 7601 | Green Mountain Power Corp | 3722 | Pittsford | VT | Rutland | 1 | Conventional Hydroelectric | HY |  | S | 1.3 | 1.4 | 0.2 | N | 1914 |  |  | N | Electric Utility | 1 | X | WAT
Conventional Hydroelectric.WAT | hydro | TRUE | 7601 | Green Mountain Power Corp | 3722 | Pittsford | VT | Rutland | 2 | Conventional Hydroelectric | HY |  | S | 1.3 | 1.4 | 0.2 | N | 1914 |  |  | N | Electric Utility | 1 | X | WAT
Conventional Hydroelectric.WAT | hydro | TRUE | 7601 | Green Mountain Power Corp | 3722 | Pittsford | VT | Rutland | 3 | Conventional Hydroelectric | HY |  | S | 0.6 | 0.6 | 0.2 | N | 1914 |  |  | N | Electric Utility | 1 | X | WAT
Petroleum Liquids.DFO | petroleum | TRUE | 7601 | Green Mountain Power Corp | 3723 | Rutland | VT | Rutland | GT5 | Petroleum Liquids | GT |  | S | 8.4 | 12.8 | 7 | N | 1962 | 12 | 2024 | N | Electric Utility | 1 | X | DFO
Conventional Hydroelectric.WAT | hydro | TRUE | 7601 | Green Mountain Power Corp | 3724 | Salisbury | VT | Addison | 1 | Conventional Hydroelectric | HY |  | S | 1.2 | 1.2 | 0.2 | N | 1917 |  |  | N | Electric Utility | 1 | X | WAT
Conventional Hydroelectric.WAT | hydro | TRUE | 7601 | Green Mountain Power Corp | 3725 | Silver Lake (VT) | VT | Addison | 1 | Conventional Hydroelectric | HY |  | S | 2.2 | 2.2 | 0.2 | N | 1917 |  |  | N | Electric Utility | 1 | X | WAT
Conventional Hydroelectric.WAT | hydro | TRUE | 7601 | Green Mountain Power Corp | 3728 | Weybridge | VT | Addison | 1 | Conventional Hydroelectric | HY |  | S | 3.4 | 3.4 | 0.5 | N | 1951 |  |  | N | Electric Utility | 1 | X | WAT
Conventional Hydroelectric.WAT | hydro | TRUE | 49852 | Great Bay Hydro Corp | 3731 | Newport | VT | Orleans | 1 | Conventional Hydroelectric | HY |  | S | 1.7 | 1.7 | 0.1 | N | 1940 |  |  | N | IPP Non-CHP | 2 | X | WAT
Conventional Hydroelectric.WAT | hydro | TRUE | 49852 | Great Bay Hydro Corp | 3731 | Newport | VT | Orleans | 2 | Conventional Hydroelectric | HY |  | S | 1.7 | 1.7 | 0.1 | N | 1944 |  |  | N | IPP Non-CHP | 2 | X | WAT
Conventional Hydroelectric.WAT | hydro | TRUE | 49852 | Great Bay Hydro Corp | 3731 | Newport | VT | Orleans | 3 | Conventional Hydroelectric | HY |  | S | 0.6 | 0.6 | 0.1 | N | 1936 |  |  | N | IPP Non-CHP | 2 | X | WAT
Petroleum Liquids.KER | petroleum | TRUE | 7601 | Green Mountain Power Corp | 3734 | Berlin 5 | VT | Washington | GT1 | Petroleum Liquids | GT |  | S | 35 | 45.7 | 24 | N | 1972 |  |  | N | Electric Utility | 1 | X | KER
Petroleum Liquids.DFO | petroleum | TRUE | 7601 | Green Mountain Power Corp | 3735 | Colchester 16 | VT | Chittenden | GT1 | Petroleum Liquids | GT |  | S | 8.7 | 13.9 | 3 | N | 1965 |  |  | N | Electric Utility | 1 | X | DFO
Conventional Hydroelectric.WAT | hydro | TRUE | 7601 | Green Mountain Power Corp | 3737 | Essex Junction 19 | VT | Chittenden | H1 | Conventional Hydroelectric | HY |  | S | 1.8 | 1.8 | 0.3 | N | 1917 |  |  | N | Electric Utility | 1 | X | WAT
Conventional Hydroelectric.WAT | hydro | TRUE | 7601 | Green Mountain Power Corp | 3737 | Essex Junction 19 | VT | Chittenden | H2 | Conventional Hydroelectric | HY |  | S | 1.8 | 1.8 | 0.3 | N | 1917 |  |  | N | Electric Utility | 1 | X | WAT
Conventional Hydroelectric.WAT | hydro | TRUE | 7601 | Green Mountain Power Corp | 3737 | Essex Junction 19 | VT | Chittenden | H3 | Conventional Hydroelectric | HY |  | S | 1.8 | 1.8 | 0.3 | N | 1917 |  |  | N | Electric Utility | 1 | X | WAT
Conventional Hydroelectric.WAT | hydro | TRUE | 7601 | Green Mountain Power Corp | 3737 | Essex Junction 19 | VT | Chittenden | H4 | Conventional Hydroelectric | HY |  | S | 1.8 | 1.8 | 0.3 | N | 1917 |  |  | N | Electric Utility | 1 | X | WAT
Conventional Hydroelectric.WAT | hydro | TRUE | 7601 | Green Mountain Power Corp | 3737 | Essex Junction 19 | VT | Chittenden | H9 | Conventional Hydroelectric | HY |  | S | 0.8 | 0.8 | 0.3 | N | 2008 |  |  | N | Electric Utility | 1 | X | WAT
Petroleum Liquids.DFO | petroleum | TRUE | 7601 | Green Mountain Power Corp | 3737 | Essex Junction 19 | VT | Chittenden | IC-5 | Petroleum Liquids | IC |  | S | 1.8 | 1.8 | 1.8 | N | 2007 |  |  | N | Electric Utility | 1 | X | DFO
Petroleum Liquids.DFO | petroleum | TRUE | 7601 | Green Mountain Power Corp | 3737 | Essex Junction 19 | VT | Chittenden | IC-6 | Petroleum Liquids | IC |  | S | 1.8 | 1.8 | 1.8 | N | 2007 |  |  | N | Electric Utility | 1 | X | DFO
Petroleum Liquids.DFO | petroleum | TRUE | 7601 | Green Mountain Power Corp | 3737 | Essex Junction 19 | VT | Chittenden | IC-7 | Petroleum Liquids | IC |  | S | 1.8 | 1.8 | 1.8 | N | 2007 |  |  | N | Electric Utility | 1 | X | DFO
Petroleum Liquids.DFO | petroleum | TRUE | 7601 | Green Mountain Power Corp | 3737 | Essex Junction 19 | VT | Chittenden | IC-8 | Petroleum Liquids | IC |  | S | 1.8 | 1.8 | 1.8 | N | 2007 |  |  | N | Electric Utility | 1 | X | DFO
Conventional Hydroelectric.WAT | hydro | TRUE | 7601 | Green Mountain Power Corp | 3739 | Marshfield 6 | VT | Washington | 1 | Conventional Hydroelectric | HY |  | S | 5 | 5 | 2.5 | N | 1927 |  |  | N | Electric Utility | 1 | X | WAT
Conventional Hydroelectric.WAT | hydro | TRUE | 7601 | Green Mountain Power Corp | 3740 | Middlesex 2 | VT | Washington | 1 | Conventional Hydroelectric | HY |  | S | 1.6 | 1.6 | 0.2 | N | 1928 |  |  | N | Electric Utility | 1 | X | WAT
Conventional Hydroelectric.WAT | hydro | TRUE | 7601 | Green Mountain Power Corp | 3740 | Middlesex 2 | VT | Washington | 2 | Conventional Hydroelectric | HY |  | S | 1.6 | 1.6 | 0.2 | N | 1928 |  |  | N | Electric Utility | 1 | X | WAT
Conventional Hydroelectric.WAT | hydro | TRUE | 7601 | Green Mountain Power Corp | 3743 | West Danville 15 | VT | Caledonia | 1 | Conventional Hydroelectric | HY |  | S | 1 | 1 | 0.2 | N | 1917 |  |  | N | Electric Utility | 1 | X | WAT
Conventional Hydroelectric.WAT | hydro | TRUE | 61122 | Great River Hydro, LLC | 3745 | Bellows Falls | VT | Windham | GEN1 | Conventional Hydroelectric | HY |  | S | 15.7 | 15.7 | 4 | N | 1928 |  |  | N | IPP Non-CHP | 2 | X | WAT
Conventional Hydroelectric.WAT | hydro | TRUE | 61122 | Great River Hydro, LLC | 3745 | Bellows Falls | VT | Windham | GEN2 | Conventional Hydroelectric | HY |  | S | 15.7 | 15.7 | 4 | N | 1928 |  |  | N | IPP Non-CHP | 2 | X | WAT
Conventional Hydroelectric.WAT | hydro | TRUE | 61122 | Great River Hydro, LLC | 3745 | Bellows Falls | VT | Windham | GEN3 | Conventional Hydroelectric | HY |  | S | 15.7 | 15.7 | 4 | N | 1928 |  |  | N | IPP Non-CHP | 2 | X | WAT
Conventional Hydroelectric.WAT | hydro | TRUE | 61122 | Great River Hydro, LLC | 3746 | Harriman | VT | Windham | GEN1 | Conventional Hydroelectric | HY |  | S | 13.6 | 12.8 | 8 | N | 1924 |  |  | N | IPP Non-CHP | 2 | X | WAT
Conventional Hydroelectric.WAT | hydro | TRUE | 61122 | Great River Hydro, LLC | 3746 | Harriman | VT | Windham | GEN2 | Conventional Hydroelectric | HY |  | S | 13.6 | 12.8 | 8 | N | 1924 |  |  | N | IPP Non-CHP | 2 | X | WAT
Conventional Hydroelectric.WAT | hydro | TRUE | 61122 | Great River Hydro, LLC | 3746 | Harriman | VT | Windham | GEN3 | Conventional Hydroelectric | HY |  | S | 13.6 | 12.8 | 8 | N | 1924 |  |  | N | IPP Non-CHP | 2 | X | WAT
Conventional Hydroelectric.WAT | hydro | TRUE | 62775 | Central Rivers Power NH, LLC | 3750 | Canaan | VT | Essex | 1 | Conventional Hydroelectric | HY |  | S | 1.1 | 1.1 | 0.1 | N | 1927 |  |  | N | IPP Non-CHP | 2 | X | WAT
Conventional Hydroelectric.WAT | hydro | TRUE | 1299 | Barton Village, Inc | 3753 | West Charleston | VT | Orleans | 1 | Conventional Hydroelectric | HY |  | S | 0.7 | 0.7 | 0 | N | 1931 |  |  | N | Electric Utility | 1 | X | WAT
Conventional Hydroelectric.WAT | hydro | TRUE | 1299 | Barton Village, Inc | 3753 | West Charleston | VT | Orleans | 2 | Conventional Hydroelectric | HY |  | S | 0.6 | 0.6 | 0 | N | 1948 |  |  | N | Electric Utility | 1 | X | WAT
Petroleum Liquids.DFO | petroleum | TRUE | 2548 | City of Burlington Electric - (VT) | 3754 | Burlington GT | VT | Chittenden | GT1 | Petroleum Liquids | GT |  | S | 19.7 | 23.4 | 5 | N | 1971 |  |  | N | Electric Utility | 1 | X | DFO
Conventional Hydroelectric.WAT | hydro | TRUE | 11359 | The Town of Lyndon Electric Department | 3762 | Great Falls (VT) | VT | Caledonia | 1 | Conventional Hydroelectric | HY |  | S | 0.3 | 0.3 | 0.1 | N | 1915 |  |  | N | Electric Utility | 1 | X | WAT
Conventional Hydroelectric.WAT | hydro | TRUE | 11359 | The Town of Lyndon Electric Department | 3762 | Great Falls (VT) | VT | Caledonia | 2 | Conventional Hydroelectric | HY |  | S | 0.3 | 0.3 | 0.1 | N | 1915 |  |  | N | Electric Utility | 1 | X | WAT
Conventional Hydroelectric.WAT | hydro | TRUE | 11359 | The Town of Lyndon Electric Department | 3762 | Great Falls (VT) | VT | Caledonia | 3 | Conventional Hydroelectric | HY |  | S | 1.3 | 1.3 | 0.1 | N | 1979 |  |  | N | Electric Utility | 1 | X | WAT
Conventional Hydroelectric.WAT | hydro | TRUE | 12989 | Village of Morrisville - (VT) | 3764 | Morrisville | VT | Lamoille | 1 | Conventional Hydroelectric | HY |  | S | 0.5 | 0.6 | 0.1 | N | 1924 |  |  | N | Electric Utility | 1 | X | WAT
Conventional Hydroelectric.WAT | hydro | TRUE | 12989 | Village of Morrisville - (VT) | 3764 | Morrisville | VT | Lamoille | 2 | Conventional Hydroelectric | HY |  | S | 1 | 1.2 | 0.1 | N | 1924 |  |  | N | Electric Utility | 1 | X | WAT
Conventional Hydroelectric.WAT | hydro | TRUE | 12989 | Village of Morrisville - (VT) | 3765 | Cadys Falls | VT | Lamoille | 1 | Conventional Hydroelectric | HY |  | S | 0.5 | 0.5 | 0.1 | N | 1914 |  |  | N | Electric Utility | 1 | X | WAT
Conventional Hydroelectric.WAT | hydro | TRUE | 12989 | Village of Morrisville - (VT) | 3765 | Cadys Falls | VT | Lamoille | 2 | Conventional Hydroelectric | HY |  | S | 0.6 | 0.6 | 0.1 | N | 1947 |  |  | N | Electric Utility | 1 | X | WAT
Conventional Hydroelectric.WAT | hydro | TRUE | 733 | Appalachian Power Co | 3772 | Buck Hydro | VA | Carroll | 1 | Conventional Hydroelectric | HY |  | S | 3 | 5.3 | 0.2 | N | 1912 |  |  | N | Electric Utility | 1 | X | WAT
Conventional Hydroelectric.WAT | hydro | TRUE | 733 | Appalachian Power Co | 3772 | Buck Hydro | VA | Carroll | 2 | Conventional Hydroelectric | HY |  | S | 3 | 5.3 | 0.2 | N | 1912 |  |  | N | Electric Utility | 1 | X | WAT
Conventional Hydroelectric.WAT | hydro | TRUE | 733 | Appalachian Power Co | 3772 | Buck Hydro | VA | Carroll | 3 | Conventional Hydroelectric | HY |  | S | 3 | 5.3 | 0.2 | N | 1912 |  |  | N | Electric Utility | 1 | X | WAT
Conventional Hydroelectric.WAT | hydro | TRUE | 733 | Appalachian Power Co | 3773 | Byllesby 2 | VA | Carroll | 1 | Conventional Hydroelectric | HY |  | S | 7.9 | 4.4 | 1 | N | 1912 |  |  | N | Electric Utility | 1 | X | WAT
Conventional Hydroelectric.WAT | hydro | TRUE | 733 | Appalachian Power Co | 3773 | Byllesby 2 | VA | Carroll | 2 | Conventional Hydroelectric | HY |  | S | 7.9 | 4.4 | 1 | N | 1912 |  |  | N | Electric Utility | 1 | X | WAT
Conventional Hydroelectric.WAT | hydro | TRUE | 733 | Appalachian Power Co | 3773 | Byllesby 2 | VA | Carroll | 3 | Conventional Hydroelectric | HY |  | S | 7.9 | 4.4 | 1 | N | 1912 |  |  | N | Electric Utility | 1 | X | WAT
Conventional Hydroelectric.WAT | hydro | TRUE | 733 | Appalachian Power Co | 3773 | Byllesby 2 | VA | Carroll | 4 | Conventional Hydroelectric | HY |  | S | 7.9 | 4.4 | 1 | N | 1912 |  |  | N | Electric Utility | 1 | X | WAT
Conventional Hydroelectric.WAT | hydro | TRUE | 733 | Appalachian Power Co | 3774 | Claytor | VA | Pulaski | 1 | Conventional Hydroelectric | HY |  | S | 14.7 | 28.2 | 14 | N | 1939 |  |  | N | Electric Utility | 1 | X | WAT
Conventional Hydroelectric.WAT | hydro | TRUE | 733 | Appalachian Power Co | 3774 | Claytor | VA | Pulaski | 2 | Conventional Hydroelectric | HY |  | S | 14.7 | 28.2 | 14 | N | 1939 |  |  | N | Electric Utility | 1 | X | WAT
Conventional Hydroelectric.WAT | hydro | TRUE | 733 | Appalachian Power Co | 3774 | Claytor | VA | Pulaski | 3 | Conventional Hydroelectric | HY |  | S | 14.7 | 28.2 | 14 | N | 1939 |  |  | N | Electric Utility | 1 | X | WAT
Conventional Hydroelectric.WAT | hydro | TRUE | 733 | Appalachian Power Co | 3774 | Claytor | VA | Pulaski | 4 | Conventional Hydroelectric | HY |  | S | 14.7 | 28.2 | 14 | N | 1939 |  |  | N | Electric Utility | 1 | X | WAT
Natural Gas Steam Turbine.NG | natural gas steam turbine | TRUE | 733 | Appalachian Power Co | 3775 | Clinch River | VA | Russell | 1 | Natural Gas Steam Turbine | ST |  | S | 230 | 235 | 60 | N | 1958 |  |  | N | Electric Utility | 1 | X | NG
Natural Gas Steam Turbine.NG | natural gas steam turbine | TRUE | 733 | Appalachian Power Co | 3775 | Clinch River | VA | Russell | 2 | Natural Gas Steam Turbine | ST |  | S | 230 | 235 | 60 | N | 1958 |  |  | N | Electric Utility | 1 | X | NG
Conventional Hydroelectric.WAT | hydro | TRUE | 733 | Appalachian Power Co | 3777 | Leesville | VA | Pittsylvania | 1 | Conventional Hydroelectric | HY |  | S | 25 | 25 | 23 | N | 1964 |  |  | N | Electric Utility | 1 | X | WAT
Conventional Hydroelectric.WAT | hydro | TRUE | 733 | Appalachian Power Co | 3777 | Leesville | VA | Pittsylvania | 2 | Conventional Hydroelectric | HY |  | S | 25 | 25 | 23 | N | 1964 |  |  | N | Electric Utility | 1 | X | WAT
Conventional Hydroelectric.WAT | hydro | TRUE | 733 | Appalachian Power Co | 3778 | Niagara | VA | Roanoke | 1 | Conventional Hydroelectric | HY |  | S | 0.6 | 1.4 | 0.3 | N | 1954 |  |  | N | Electric Utility | 1 | X | WAT
Conventional Hydroelectric.WAT | hydro | TRUE | 733 | Appalachian Power Co | 3778 | Niagara | VA | Roanoke | 2 | Conventional Hydroelectric | HY |  | S | 1.2 | 1.2 | 0.3 | N | 1954 |  |  | N | Electric Utility | 1 | X | WAT
Conventional Hydroelectric.WAT | hydro | TRUE | 57280 | Eagle Creek Renewable Energy, LLC | 3779 | Reusens | VA | Campbell | 1 | Conventional Hydroelectric | HY |  | W | 2.5 | 2.5 | 1 | N | 1903 |  |  | N | IPP Non-CHP | 2 | X | WAT
Conventional Hydroelectric.WAT | hydro | TRUE | 57280 | Eagle Creek Renewable Energy, LLC | 3779 | Reusens | VA | Campbell | 2 | Conventional Hydroelectric | HY |  | W | 2.5 | 2.5 | 1 | N | 1903 |  |  | N | IPP Non-CHP | 2 | X | WAT
Conventional Hydroelectric.WAT | hydro | TRUE | 57280 | Eagle Creek Renewable Energy, LLC | 3779 | Reusens | VA | Campbell | 3 | Conventional Hydroelectric | HY |  | W | 2.5 | 2.5 | 1 | N | 1903 |  |  | N | IPP Non-CHP | 2 | X | WAT
Conventional Hydroelectric.WAT | hydro | TRUE | 57280 | Eagle Creek Renewable Energy, LLC | 3779 | Reusens | VA | Campbell | 4 | Conventional Hydroelectric | HY |  | W | 2.5 | 2.5 | 1 | N | 1903 |  |  | N | IPP Non-CHP | 2 | X | WAT
Conventional Hydroelectric.WAT | hydro | TRUE | 57280 | Eagle Creek Renewable Energy, LLC | 3779 | Reusens | VA | Campbell | 5 | Conventional Hydroelectric | HY |  | W | 2.5 | 2.5 | 1 | N | 1903 |  |  | N | IPP Non-CHP | 2 | X | WAT
Hydroelectric Pumped Storage.WAT | other | TRUE | 733 | Appalachian Power Co | 3780 | Smith Mountain | VA | Pittsylvania | 1 | Hydroelectric Pumped Storage | PS |  | S | 66 | 66 | 65 | N | 1965 |  |  | N | Electric Utility | 1 | X | WAT
Conventional Hydroelectric.WAT | hydro | TRUE | 733 | Appalachian Power Co | 3780 | Smith Mountain | VA | Pittsylvania | 2 | Conventional Hydroelectric | HY |  | S | 174 | 174 | 160 | N | 1965 |  |  | N | Electric Utility | 1 | X | WAT
Hydroelectric Pumped Storage.WAT | other | TRUE | 733 | Appalachian Power Co | 3780 | Smith Mountain | VA | Pittsylvania | 3 | Hydroelectric Pumped Storage | PS |  | S | 106 | 106 | 105 | N | 1980 |  |  | N | Electric Utility | 1 | X | WAT
Conventional Hydroelectric.WAT | hydro | TRUE | 733 | Appalachian Power Co | 3780 | Smith Mountain | VA | Pittsylvania | 4 | Conventional Hydroelectric | HY |  | S | 174 | 174 | 160 | N | 1966 |  |  | N | Electric Utility | 1 | X | WAT
Hydroelectric Pumped Storage.WAT | other | TRUE | 733 | Appalachian Power Co | 3780 | Smith Mountain | VA | Pittsylvania | 5 | Hydroelectric Pumped Storage | PS |  | S | 66 | 66 | 65 | N | 1966 |  |  | N | Electric Utility | 1 | X | WAT
Petroleum Liquids.DFO | petroleum | TRUE | 56609 | Calpine Mid-Atlantic Generation LLC | 3782 | Bayview | VA | Northampton | BAYV | Petroleum Liquids | IC |  | S | 2.1 | 2.1 | 2 | N | 1963 |  |  | N | IPP Non-CHP | 2 | X | DFO
Petroleum Liquids.DFO | petroleum | TRUE | 56609 | Calpine Mid-Atlantic Generation LLC | 3782 | Bayview | VA | Northampton | BYV2 | Petroleum Liquids | IC |  | S | 2.1 | 2.1 | 2 | N | 1963 |  |  | N | IPP Non-CHP | 2 | X | DFO
Petroleum Liquids.DFO | petroleum | TRUE | 56609 | Calpine Mid-Atlantic Generation LLC | 3782 | Bayview | VA | Northampton | BYV3 | Petroleum Liquids | IC |  | S | 2.1 | 2.1 | 2 | N | 1963 |  |  | N | IPP Non-CHP | 2 | X | DFO
Petroleum Liquids.DFO | petroleum | TRUE | 56609 | Calpine Mid-Atlantic Generation LLC | 3782 | Bayview | VA | Northampton | BYV4 | Petroleum Liquids | IC |  | S | 2.1 | 2.1 | 2 | N | 1963 |  |  | N | IPP Non-CHP | 2 | X | DFO
Petroleum Liquids.DFO | petroleum | TRUE | 56609 | Calpine Mid-Atlantic Generation LLC | 3782 | Bayview | VA | Northampton | BYV5 | Petroleum Liquids | IC |  | S | 2.1 | 2.1 | 2 | N | 1963 |  |  | N | IPP Non-CHP | 2 | X | DFO
Petroleum Liquids.DFO | petroleum | TRUE | 56609 | Calpine Mid-Atlantic Generation LLC | 3782 | Bayview | VA | Northampton | BYV6 | Petroleum Liquids | IC |  | S | 2.1 | 2.1 | 2 | N | 1963 |  |  | N | IPP Non-CHP | 2 | X | DFO
Petroleum Liquids.DFO | petroleum | TRUE | 56609 | Calpine Mid-Atlantic Generation LLC | 3785 | Tasley | VA | Accomack | TAS | Petroleum Liquids | GT |  | S | 29.9 | 40.3 | 26.9 | N | 1972 |  |  | N | IPP Non-CHP | 2 | X | DFO
Conventional Hydroelectric.WAT | hydro | TRUE | 57280 | Eagle Creek Renewable Energy, LLC | 3789 | Luray Hydro Station | VA | Page | 1 | Conventional Hydroelectric | HY |  | W | 0.4 | 0.6 | 0.2 | N | 1927 |  |  | N | IPP Non-CHP | 2 | X | WAT
Conventional Hydroelectric.WAT | hydro | TRUE | 57280 | Eagle Creek Renewable Energy, LLC | 3789 | Luray Hydro Station | VA | Page | 2 | Conventional Hydroelectric | HY |  | W | 0.3 | 0.4 | 0.2 | N | 1927 |  |  | N | IPP Non-CHP | 2 | X | WAT
Conventional Hydroelectric.WAT | hydro | TRUE | 57280 | Eagle Creek Renewable Energy, LLC | 3789 | Luray Hydro Station | VA | Page | 3 | Conventional Hydroelectric | HY |  | W | 0.4 | 0.6 | 0.2 | N | 1927 |  |  | N | IPP Non-CHP | 2 | X | WAT
Conventional Hydroelectric.WAT | hydro | TRUE | 57280 | Eagle Creek Renewable Energy, LLC | 3790 | Newport Hydro Station | VA | Page | 1 | Conventional Hydroelectric | HY |  | W | 0.3 | 0.4 | 0.2 | N | 1923 |  |  | N | IPP Non-CHP | 2 | X | WAT
Conventional Hydroelectric.WAT | hydro | TRUE | 57280 | Eagle Creek Renewable Energy, LLC | 3790 | Newport Hydro Station | VA | Page | 2 | Conventional Hydroelectric | HY |  | W | 0.5 | 0.5 | 0.2 | N | 1923 |  |  | N | IPP Non-CHP | 2 | X | WAT
Conventional Hydroelectric.WAT | hydro | TRUE | 57280 | Eagle Creek Renewable Energy, LLC | 3790 | Newport Hydro Station | VA | Page | 3 | Conventional Hydroelectric | HY |  | W | 0.5 | 0.6 | 0.2 | N | 1923 |  |  | N | IPP Non-CHP | 2 | X | WAT
Natural Gas Fired Combined Cycle.NG | natural gas combined cycle | TRUE | 19876 | Virginia Electric & Power Co | 3797 | Chesterfield | VA | Chesterfield | CT7 | Natural Gas Fired Combined Cycle | CT | CH7 | S | 135.6 | 173.2 | 68 | N | 1990 |  |  | N | Electric Utility | 1 | X | NG | DFO
Natural Gas Fired Combined Cycle.NG | natural gas combined cycle | TRUE | 19876 | Virginia Electric & Power Co | 3797 | Chesterfield | VA | Chesterfield | CT8 | Natural Gas Fired Combined Cycle | CT | CH8 | S | 136.4 | 174.2 | 63 | N | 1992 |  |  | N | Electric Utility | 1 | X | NG | DFO
Natural Gas Fired Combined Cycle.NG | natural gas combined cycle | TRUE | 19876 | Virginia Electric & Power Co | 3797 | Chesterfield | VA | Chesterfield | CW7 | Natural Gas Fired Combined Cycle | CA | CH7 | S | 51.1 | 58.8 | 32 | N | 1990 |  |  | N | Electric Utility | 1 | X | NG | DFO
Natural Gas Fired Combined Cycle.NG | natural gas combined cycle | TRUE | 19876 | Virginia Electric & Power Co | 3797 | Chesterfield | VA | Chesterfield | CW8 | Natural Gas Fired Combined Cycle | CA | CH8 | S | 58.4 | 60.8 | 37 | N | 1992 |  |  | N | Electric Utility | 1 | X | NG | DFO
Conventional Hydroelectric.WAT | hydro | TRUE | 61891 | Cushaw Hydro LLC | 3798 | Cushaw | VA | Amherst | 1 | Conventional Hydroelectric | HY |  | S | 0.4 | 0.4 | 0.4 | N | 1930 |  |  | N | Electric Utility | 1 | X | WAT
Conventional Hydroelectric.WAT | hydro | TRUE | 61891 | Cushaw Hydro LLC | 3798 | Cushaw | VA | Amherst | 2 | Conventional Hydroelectric | HY |  | S | 0.4 | 0.4 | 0.4 | N | 1930 |  |  | N | Electric Utility | 1 | X | WAT
Conventional Hydroelectric.WAT | hydro | TRUE | 61891 | Cushaw Hydro LLC | 3798 | Cushaw | VA | Amherst | 3 | Conventional Hydroelectric | HY |  | S | 0.4 | 0.4 | 0.4 | N | 1930 |  |  | N | Electric Utility | 1 | X | WAT
Conventional Hydroelectric.WAT | hydro | TRUE | 61891 | Cushaw Hydro LLC | 3798 | Cushaw | VA | Amherst | 4 | Conventional Hydroelectric | HY |  | S | 0.4 | 0.4 | 0.4 | N | 1930 |  |  | N | Electric Utility | 1 | X | WAT
Conventional Hydroelectric.WAT | hydro | TRUE | 61891 | Cushaw Hydro LLC | 3798 | Cushaw | VA | Amherst | 5 | Conventional Hydroelectric | HY |  | S | 0.4 | 0.4 | 0.4 | N | 1930 |  |  | N | Electric Utility | 1 | X | WAT
Petroleum Liquids.DFO | petroleum | TRUE | 19876 | Virginia Electric & Power Co | 3799 | Low Moor | VA | Alleghany | GT1 | Petroleum Liquids | GT |  | S | 12 | 16.3 | 3 | N | 1971 |  |  | N | Electric Utility | 1 | X | DFO
Petroleum Liquids.DFO | petroleum | TRUE | 19876 | Virginia Electric & Power Co | 3799 | Low Moor | VA | Alleghany | GT2 | Petroleum Liquids | GT |  | S | 12 | 15.9 | 3 | N | 1971 |  |  | N | Electric Utility | 1 | X | DFO
Petroleum Liquids.DFO | petroleum | TRUE | 19876 | Virginia Electric & Power Co | 3799 | Low Moor | VA | Alleghany | GT3 | Petroleum Liquids | GT |  | S | 12 | 16.5 | 3 | N | 1971 |  |  | N | Electric Utility | 1 | X | DFO
Petroleum Liquids.DFO | petroleum | TRUE | 19876 | Virginia Electric & Power Co | 3799 | Low Moor | VA | Alleghany | GT4 | Petroleum Liquids | GT |  | S | 12 | 16.3 | 3 | N | 1971 |  |  | N | Electric Utility | 1 | X | DFO
Petroleum Liquids.DFO | petroleum | TRUE | 19876 | Virginia Electric & Power Co | 3800 | Northern Neck | VA | Richmond | GT1 | Petroleum Liquids | GT |  | S | 12 | 16.8 | 3 | N | 1971 |  |  | N | Electric Utility | 1 | X | DFO
Petroleum Liquids.DFO | petroleum | TRUE | 19876 | Virginia Electric & Power Co | 3800 | Northern Neck | VA | Richmond | GT2 | Petroleum Liquids | GT |  | S | 12 | 17.1 | 3 | N | 1971 |  |  | N | Electric Utility | 1 | X | DFO
Petroleum Liquids.DFO | petroleum | TRUE | 19876 | Virginia Electric & Power Co | 3800 | Northern Neck | VA | Richmond | GT3 | Petroleum Liquids | GT |  | S | 12 | 16.3 | 3 | N | 1971 |  |  | N | Electric Utility | 1 | X | DFO
Petroleum Liquids.DFO | petroleum | TRUE | 19876 | Virginia Electric & Power Co | 3800 | Northern Neck | VA | Richmond | GT4 | Petroleum Liquids | GT |  | S | 11 | 15.2 | 3 | N | 1971 |  |  | N | Electric Utility | 1 | X | DFO
Petroleum Liquids.DFO | petroleum | TRUE | 19876 | Virginia Electric & Power Co | 3803 | Chesapeake | VA | Chesapeake | 6 | Petroleum Liquids | GT |  | S | 12 | 17.4 | 3 | N | 1969 |  |  | N | Electric Utility | 1 | X | DFO
Petroleum Liquids.DFO | petroleum | TRUE | 19876 | Virginia Electric & Power Co | 3803 | Chesapeake | VA | Chesapeake | GT1 | Petroleum Liquids | GT |  | S | 14.9 | 20.1 | 3 | N | 1967 |  |  | N | Electric Utility | 1 | X | DFO
Petroleum Liquids.DFO | petroleum | TRUE | 19876 | Virginia Electric & Power Co | 3803 | Chesapeake | VA | Chesapeake | GT4 | Petroleum Liquids | GT |  | S | 12 | 17 | 3 | N | 1969 |  |  | N | Electric Utility | 1 | X | DFO
Natural Gas Fired Combined Cycle.NG | natural gas combined cycle | TRUE | 19876 | Virginia Electric & Power Co | 3804 | Possum Point | VA | Prince William | 6A | Natural Gas Fired Combined Cycle | CT | G784 | S | 162.9 | 201.7 | 87 | N | 2003 |  |  | N | Electric Utility | 1 | X | NG | DFO
Natural Gas Fired Combined Cycle.NG | natural gas combined cycle | TRUE | 19876 | Virginia Electric & Power Co | 3804 | Possum Point | VA | Prince William | 6B | Natural Gas Fired Combined Cycle | CT | G784 | S | 159.8 | 199.8 | 87 | N | 2003 |  |  | N | Electric Utility | 1 | X | NG | DFO
Natural Gas Fired Combined Cycle.NG | natural gas combined cycle | TRUE | 19876 | Virginia Electric & Power Co | 3804 | Possum Point | VA | Prince William | 6ST | Natural Gas Fired Combined Cycle | CA | G784 | S | 250.3 | 266.5 | 116 | N | 2003 |  |  | N | Electric Utility | 1 | X | NG | DFO
Petroleum Liquids.DFO | petroleum | TRUE | 19876 | Virginia Electric & Power Co | 3804 | Possum Point | VA | Prince William | GT1 | Petroleum Liquids | GT |  | S | 12 | 15.5 | 3 | N | 1968 |  |  | N | Electric Utility | 1 | X | DFO
Petroleum Liquids.DFO | petroleum | TRUE | 19876 | Virginia Electric & Power Co | 3804 | Possum Point | VA | Prince William | GT2 | Petroleum Liquids | GT |  | S | 11.9 | 15.5 | 3 | N | 1968 |  |  | N | Electric Utility | 1 | X | DFO
Petroleum Liquids.DFO | petroleum | TRUE | 19876 | Virginia Electric & Power Co | 3804 | Possum Point | VA | Prince William | GT3 | Petroleum Liquids | GT |  | S | 11.9 | 15.3 | 3 | N | 1968 |  |  | N | Electric Utility | 1 | X | DFO
Petroleum Liquids.DFO | petroleum | TRUE | 19876 | Virginia Electric & Power Co | 3804 | Possum Point | VA | Prince William | GT4 | Petroleum Liquids | GT |  | S | 11.9 | 15.4 | 3 | N | 1968 |  |  | N | Electric Utility | 1 | X | DFO
Petroleum Liquids.DFO | petroleum | TRUE | 19876 | Virginia Electric & Power Co | 3804 | Possum Point | VA | Prince William | GT5 | Petroleum Liquids | GT |  | S | 11.9 | 15.3 | 3 | N | 1968 |  |  | N | Electric Utility | 1 | X | DFO
Petroleum Liquids.DFO | petroleum | TRUE | 19876 | Virginia Electric & Power Co | 3804 | Possum Point | VA | Prince William | GT6 | Petroleum Liquids | GT |  | S | 11.9 | 16 | 3 | N | 1968 |  |  | N | Electric Utility | 1 | X | DFO
Nuclear.NUC | nuclear | TRUE | 19876 | Virginia Electric & Power Co | 3806 | Surry | VA | Surry | 1 | Nuclear | ST |  | S | 838 | 875 | 189 | N | 1972 |  |  | N | Electric Utility | 1 | X | NUC
Nuclear.NUC | nuclear | TRUE | 19876 | Virginia Electric & Power Co | 3806 | Surry | VA | Surry | 2 | Nuclear | ST |  | S | 838 | 875 | 189 | N | 1973 |  |  | N | Electric Utility | 1 | X | NUC
Conventional Hydroelectric.WAT | hydro | TRUE | 1456 | Town of Bedford - (VA) | 3821 | Snowden | VA | Bedford | 4 | Conventional Hydroelectric | HY |  | S | 2.5 | 2.5 | 0.6 | N | 1987 |  |  | N | Electric Utility | 1 | X | WAT
Conventional Hydroelectric.WAT | hydro | TRUE | 1456 | Town of Bedford - (VA) | 3821 | Snowden | VA | Bedford | 5 | Conventional Hydroelectric | HY |  | S | 2.5 | 2.5 | 0.6 | N | 1987 |  |  | N | Electric Utility | 1 | X | WAT
Conventional Hydroelectric.WAT | hydro | TRUE | 64642 | Northbrook Virginia Hydro, LLC | 3825 | Pinnacles | VA | Patrick | 1 | Conventional Hydroelectric | HY |  | W | 3.5 | 3.5 | 0.1 | N | 1938 |  |  | N | IPP Non-CHP | 2 | X | WAT
Conventional Hydroelectric.WAT | hydro | TRUE | 64642 | Northbrook Virginia Hydro, LLC | 3825 | Pinnacles | VA | Patrick | 2 | Conventional Hydroelectric | HY |  | W | 3.5 | 3.5 | 0.1 | N | 1938 |  |  | N | IPP Non-CHP | 2 | X | WAT
Conventional Hydroelectric.WAT | hydro | TRUE | 64642 | Northbrook Virginia Hydro, LLC | 3825 | Pinnacles | VA | Patrick | 3 | Conventional Hydroelectric | HY |  | W | 3.5 | 3.5 | 0.1 | N | 1938 |  |  | N | IPP Non-CHP | 2 | X | WAT
Conventional Hydroelectric.WAT | hydro | TRUE | 64642 | Northbrook Virginia Hydro, LLC | 3825 | Pinnacles | VA | Patrick | 4 | Conventional Hydroelectric | HY |  | W | 0.6 | 0.6 | 0.2 | N | 2021 |  |  | N | IPP Non-CHP | 2 | X | WAT
Conventional Hydroelectric.WAT | hydro | TRUE | 11770 | City of Martinsville - (VA) | 3826 | Martinsville | VA | Henry | 1 | Conventional Hydroelectric | HY |  | S | 0.3 | 0.3 | 0.1 | N | 1932 |  |  | N | Electric Utility | 1 | X | WAT
Conventional Hydroelectric.WAT | hydro | TRUE | 11770 | City of Martinsville - (VA) | 3826 | Martinsville | VA | Henry | 2 | Conventional Hydroelectric | HY |  | S | 0.9 | 0.9 | 0.3 | N | 1932 |  |  | N | Electric Utility | 1 | X | WAT
Conventional Hydroelectric.WAT | hydro | TRUE | 15619 | City of Radford - (VA) | 3827 | Radford | VA | Pulaski | 1 | Conventional Hydroelectric | HY |  | S | 1 | 1 | 0.3 | N | 1934 |  |  | N | Electric Utility | 1 | X | WAT
Conventional Hydroelectric.WAT | hydro | TRUE | 18574 | USCE-Wilmington District | 3833 | John H Kerr | VA | Mecklenburg | 1 | Conventional Hydroelectric | HY |  | S | 13.8 | 13.8 | 13 | N | 1952 |  |  | N | Electric Utility | 1 | X | WAT
Conventional Hydroelectric.WAT | hydro | TRUE | 18574 | USCE-Wilmington District | 3833 | John H Kerr | VA | Mecklenburg | 2 | Conventional Hydroelectric | HY |  | S | 46.8 | 46.8 | 32 | N | 1952 |  |  | N | Electric Utility | 1 | X | WAT
Conventional Hydroelectric.WAT | hydro | TRUE | 18574 | USCE-Wilmington District | 3833 | John H Kerr | VA | Mecklenburg | 3 | Conventional Hydroelectric | HY |  | S | 46.8 | 46.8 | 32 | N | 1953 |  |  | N | Electric Utility | 1 | X | WAT
Conventional Hydroelectric.WAT | hydro | TRUE | 18574 | USCE-Wilmington District | 3833 | John H Kerr | VA | Mecklenburg | 4 | Conventional Hydroelectric | HY |  | S | 46.8 | 46.8 | 32 | N | 1953 |  |  | N | Electric Utility | 1 | X | WAT
Conventional Hydroelectric.WAT | hydro | TRUE | 18574 | USCE-Wilmington District | 3833 | John H Kerr | VA | Mecklenburg | 5 | Conventional Hydroelectric | HY |  | S | 46.8 | 46.8 | 32 | N | 1953 |  |  | N | Electric Utility | 1 | X | WAT
Conventional Hydroelectric.WAT | hydro | TRUE | 18574 | USCE-Wilmington District | 3833 | John H Kerr | VA | Mecklenburg | 6 | Conventional Hydroelectric | HY |  | S | 46.8 | 46.8 | 32 | N | 1953 |  |  | N | Electric Utility | 1 | X | WAT
Conventional Hydroelectric.WAT | hydro | TRUE | 18574 | USCE-Wilmington District | 3833 | John H Kerr | VA | Mecklenburg | 7 | Conventional Hydroelectric | HY |  | S | 46.8 | 46.8 | 32 | N | 1953 |  |  | N | Electric Utility | 1 | X | WAT
Conventional Hydroelectric.WAT | hydro | TRUE | 18574 | USCE-Wilmington District | 3833 | John H Kerr | VA | Mecklenburg | A | Conventional Hydroelectric | HY |  | S | 1 | 1 | 0 | N | 2008 |  |  | N | Electric Utility | 1 | X | WAT
Conventional Hydroelectric.WAT | hydro | TRUE | 18574 | USCE-Wilmington District | 3833 | John H Kerr | VA | Mecklenburg | B | Conventional Hydroelectric | HY |  | S | 1 | 1 | 0 | N | 2008 |  |  | N | Electric Utility | 1 | X | WAT
Conventional Hydroelectric.WAT | hydro | TRUE | 18574 | USCE-Wilmington District | 3834 | Philpott Lake | VA | Henry | 1 | Conventional Hydroelectric | HY |  | S | 7.5 | 7.5 | 6 | N | 1953 |  |  | N | Electric Utility | 1 | X | WAT
Conventional Hydroelectric.WAT | hydro | TRUE | 18574 | USCE-Wilmington District | 3834 | Philpott Lake | VA | Henry | 2 | Conventional Hydroelectric | HY |  | S | 7.5 | 7.5 | 6 | N | 1953 |  |  | N | Electric Utility | 1 | X | WAT
Conventional Hydroelectric.WAT | hydro | TRUE | 18574 | USCE-Wilmington District | 3834 | Philpott Lake | VA | Henry | 3 | Conventional Hydroelectric | HY |  | S | 0.6 | 0.6 | 0 | N | 1953 |  |  | N | Electric Utility | 1 | X | WAT
Conventional Steam Coal.SUB | hard coal | TRUE | 19099 | TransAlta Centralia Gen LLC | 3845 | Transalta Centralia Generation | WA | Lewis | 2 | Conventional Steam Coal | ST |  | S | 670 | 670 | 250 | N | 1973 | 12 | 2025 | N | IPP Non-CHP | 2 | X | SUB
Conventional Hydroelectric.WAT | hydro | TRUE | 14354 | PacifiCorp | 3847 | Merwin | WA | Cowlitz | 1 | Conventional Hydroelectric | HY |  | S | 50 | 50 | 0 | N | 1932 |  |  | N | Electric Utility | 1 | X | WAT
Conventional Hydroelectric.WAT | hydro | TRUE | 14354 | PacifiCorp | 3847 | Merwin | WA | Cowlitz | 2 | Conventional Hydroelectric | HY |  | S | 50 | 50 | 0 | N | 1949 |  |  | N | Electric Utility | 1 | X | WAT
Conventional Hydroelectric.WAT | hydro | TRUE | 14354 | PacifiCorp | 3847 | Merwin | WA | Cowlitz | 3 | Conventional Hydroelectric | HY |  | S | 50 | 50 | 0 | N | 1958 |  |  | N | Electric Utility | 1 | X | WAT
Conventional Hydroelectric.WAT | hydro | TRUE | 14354 | PacifiCorp | 3847 | Merwin | WA | Cowlitz | House | Conventional Hydroelectric | HY |  | S | 1 | 1 | 0 | N | 1931 |  |  | N | Electric Utility | 1 | X | WAT
Conventional Hydroelectric.WAT | hydro | TRUE | 14354 | PacifiCorp | 3850 | Swift 1 | WA | Skamania | HY11 | Conventional Hydroelectric | HY |  | S | 87.9 | 87.9 | 0 | N | 1958 |  |  | N | Electric Utility | 1 | X | WAT
Conventional Hydroelectric.WAT | hydro | TRUE | 14354 | PacifiCorp | 3850 | Swift 1 | WA | Skamania | HY12 | Conventional Hydroelectric | HY |  | S | 87.9 | 87.9 | 0 | N | 1958 |  |  | N | Electric Utility | 1 | X | WAT
Conventional Hydroelectric.WAT | hydro | TRUE | 14354 | PacifiCorp | 3850 | Swift 1 | WA | Skamania | HY13 | Conventional Hydroelectric | HY |  | S | 87.9 | 87.9 | 0 | N | 1958 |  |  | N | Electric Utility | 1 | X | WAT
Conventional Hydroelectric.WAT | hydro | TRUE | 14354 | PacifiCorp | 3852 | Yale | WA | Cowlitz | 1 | Conventional Hydroelectric | HY |  | S | 81.8 | 81.8 | 0 | N | 1953 |  |  | N | Electric Utility | 1 | X | WAT
Conventional Hydroelectric.WAT | hydro | TRUE | 14354 | PacifiCorp | 3852 | Yale | WA | Cowlitz | 2 | Conventional Hydroelectric | HY |  | S | 81.8 | 81.8 | 0 | N | 1953 |  |  | N | Electric Utility | 1 | X | WAT
Petroleum Liquids.DFO | petroleum | TRUE | 15500 | Puget Sound Energy Inc | 3853 | Crystal Mountain | WA | Pierce | 1 | Petroleum Liquids | IC |  | S | 2.5 | 2.5 | 0.2 | N | 1969 |  |  | N | Electric Utility | 1 | X | DFO
Conventional Hydroelectric.WAT | hydro | TRUE | 59866 | Electron Hydro LLC | 3854 | Electron | WA | Pierce | 1 | Conventional Hydroelectric | HY |  | S | 5.7 | 5.7 | 0.1 | N | 1904 |  |  | N | IPP Non-CHP | 2 | X | WAT
Conventional Hydroelectric.WAT | hydro | TRUE | 59866 | Electron Hydro LLC | 3854 | Electron | WA | Pierce | 2 | Conventional Hydroelectric | HY |  | S | 5.9 | 5.9 | 0.1 | N | 1904 |  |  | N | IPP Non-CHP | 2 | X | WAT
Conventional Hydroelectric.WAT | hydro | TRUE | 59866 | Electron Hydro LLC | 3854 | Electron | WA | Pierce | 3 | Conventional Hydroelectric | HY |  | S | 6.3 | 6.3 | 0.1 | N | 1904 |  |  | N | IPP Non-CHP | 2 | X | WAT
Conventional Hydroelectric.WAT | hydro | TRUE | 59866 | Electron Hydro LLC | 3854 | Electron | WA | Pierce | 4 | Conventional Hydroelectric | HY |  | S | 7.9 | 7.9 | 1 | N | 1929 |  |  | N | IPP Non-CHP | 2 | X | WAT
Conventional Hydroelectric.WAT | hydro | TRUE | 15500 | Puget Sound Energy Inc | 3855 | Lower Baker | WA | Skagit | 3 | Conventional Hydroelectric | HY |  | S | 79.3 | 79.3 | 2 | N | 1960 |  |  | N | Electric Utility | 1 | X | WAT
Conventional Hydroelectric.WAT | hydro | TRUE | 15500 | Puget Sound Energy Inc | 3855 | Lower Baker | WA | Skagit | 4 | Conventional Hydroelectric | HY |  | S | 23.1 | 23.1 | 2 | N | 2013 |  |  | N | Electric Utility | 1 | X | WAT
Conventional Hydroelectric.WAT | hydro | TRUE | 15500 | Puget Sound Energy Inc | 3860 | Snoqualmie | WA | King | 1 | Conventional Hydroelectric | HY |  | S | 1.5 | 1.5 | 0.5 | N | 1898 |  |  | N | Electric Utility | 1 | X | WAT
Conventional Hydroelectric.WAT | hydro | TRUE | 15500 | Puget Sound Energy Inc | 3860 | Snoqualmie | WA | King | 2 | Conventional Hydroelectric | HY |  | S | 1.5 | 1.5 | 0.5 | N | 1898 |  |  | N | Electric Utility | 1 | X | WAT
Conventional Hydroelectric.WAT | hydro | TRUE | 15500 | Puget Sound Energy Inc | 3860 | Snoqualmie | WA | King | 3 | Conventional Hydroelectric | HY |  | S | 1.5 | 1.5 | 0.5 | N | 1898 |  |  | N | Electric Utility | 1 | X | WAT
Conventional Hydroelectric.WAT | hydro | TRUE | 15500 | Puget Sound Energy Inc | 3860 | Snoqualmie | WA | King | 4 | Conventional Hydroelectric | HY |  | S | 1.5 | 1.5 | 0.5 | N | 1898 |  |  | N | Electric Utility | 1 | X | WAT
Conventional Hydroelectric.WAT | hydro | TRUE | 15500 | Puget Sound Energy Inc | 3860 | Snoqualmie | WA | King | 5A | Conventional Hydroelectric | HY |  | S | 6.1 | 6.1 | 3.7 | N | 2013 |  |  | N | Electric Utility | 1 | X | WAT
Conventional Hydroelectric.WAT | hydro | TRUE | 15500 | Puget Sound Energy Inc | 3861 | Upper Baker | WA | Whatcom | 1 | Conventional Hydroelectric | HY |  | S | 52.4 | 52.4 | 0.3 | N | 1959 |  |  | N | Electric Utility | 1 | X | WAT
Conventional Hydroelectric.WAT | hydro | TRUE | 15500 | Puget Sound Energy Inc | 3861 | Upper Baker | WA | Whatcom | 2 | Conventional Hydroelectric | HY |  | S | 51 | 51 | 0.3 | N | 1959 |  |  | N | Electric Utility | 1 | X | WAT
Conventional Hydroelectric.WAT | hydro | TRUE | 20169 | Avista Corp | 3866 | Little Falls (WA) | WA | Lincoln | 1 | Conventional Hydroelectric | HY |  | S | 10.8 | 10.8 | 2 | N | 1910 |  |  | N | Electric Utility | 1 | X | WAT
Conventional Hydroelectric.WAT | hydro | TRUE | 20169 | Avista Corp | 3866 | Little Falls (WA) | WA | Lincoln | 2 | Conventional Hydroelectric | HY |  | S | 10.8 | 10.8 | 2 | N | 1910 |  |  | N | Electric Utility | 1 | X | WAT
Conventional Hydroelectric.WAT | hydro | TRUE | 20169 | Avista Corp | 3866 | Little Falls (WA) | WA | Lincoln | 3 | Conventional Hydroelectric | HY |  | S | 10.8 | 10.8 | 2 | N | 1910 |  |  | N | Electric Utility | 1 | X | WAT
Conventional Hydroelectric.WAT | hydro | TRUE | 20169 | Avista Corp | 3866 | Little Falls (WA) | WA | Lincoln | 4 | Conventional Hydroelectric | HY |  | S | 10.8 | 10.8 | 2 | N | 1911 |  |  | N | Electric Utility | 1 | X | WAT
Conventional Hydroelectric.WAT | hydro | TRUE | 20169 | Avista Corp | 3867 | Long Lake | WA | Lincoln | 1 | Conventional Hydroelectric | HY |  | S | 22.4 | 22.4 | 3 | N | 1915 |  |  | N | Electric Utility | 1 | X | WAT
Conventional Hydroelectric.WAT | hydro | TRUE | 20169 | Avista Corp | 3867 | Long Lake | WA | Lincoln | 2 | Conventional Hydroelectric | HY |  | S | 22.5 | 22.5 | 3 | N | 1915 |  |  | N | Electric Utility | 1 | X | WAT
Conventional Hydroelectric.WAT | hydro | TRUE | 20169 | Avista Corp | 3867 | Long Lake | WA | Lincoln | 3 | Conventional Hydroelectric | HY |  | S | 22.5 | 22.5 | 3 | N | 1919 |  |  | N | Electric Utility | 1 | X | WAT
Conventional Hydroelectric.WAT | hydro | TRUE | 20169 | Avista Corp | 3867 | Long Lake | WA | Lincoln | 4 | Conventional Hydroelectric | HY |  | S | 22.1 | 22.1 | 3 | N | 1924 |  |  | N | Electric Utility | 1 | X | WAT
Conventional Hydroelectric.WAT | hydro | TRUE | 9143 | Hydro Technology Systems Inc | 3868 | Meyers Falls | WA | Stevens | UN1 | Conventional Hydroelectric | HY |  | S | 0.9 | 0.9 | 0.2 | N | 1915 |  |  | N | IPP Non-CHP | 2 | X | WAT
Conventional Hydroelectric.WAT | hydro | TRUE | 9143 | Hydro Technology Systems Inc | 3868 | Meyers Falls | WA | Stevens | UN2 | Conventional Hydroelectric | HY |  | S | 0.3 | 0.3 | 0.1 | N | 1915 |  |  | N | IPP Non-CHP | 2 | X | WAT
Conventional Hydroelectric.WAT | hydro | TRUE | 9143 | Hydro Technology Systems Inc | 3868 | Meyers Falls | WA | Stevens | UNA | Conventional Hydroelectric | HY |  | S | 0.2 | 0.2 | 0.1 | N | 2006 |  |  | N | IPP Non-CHP | 2 | X | WAT
Conventional Hydroelectric.WAT | hydro | TRUE | 9143 | Hydro Technology Systems Inc | 3868 | Meyers Falls | WA | Stevens | UNB | Conventional Hydroelectric | HY |  | S | 0.2 | 0.2 | 0.1 | N | 2006 |  |  | N | IPP Non-CHP | 2 | X | WAT
Conventional Hydroelectric.WAT | hydro | TRUE | 20169 | Avista Corp | 3869 | Nine Mile | WA | Spokane | 1 | Conventional Hydroelectric | HY |  | S | 8.8 | 8.8 | 2 | N | 1910 |  |  | N | Electric Utility | 1 | X | WAT
Conventional Hydroelectric.WAT | hydro | TRUE | 20169 | Avista Corp | 3869 | Nine Mile | WA | Spokane | 2 | Conventional Hydroelectric | HY |  | S | 8.8 | 8.8 | 2 | N | 1908 |  |  | N | Electric Utility | 1 | X | WAT
Conventional Hydroelectric.WAT | hydro | TRUE | 20169 | Avista Corp | 3869 | Nine Mile | WA | Spokane | 3N | Conventional Hydroelectric | HY |  | S | 10 | 10 | 2 | N | 1994 |  |  | N | Electric Utility | 1 | X | WAT
Conventional Hydroelectric.WAT | hydro | TRUE | 20169 | Avista Corp | 3869 | Nine Mile | WA | Spokane | 4N | Conventional Hydroelectric | HY |  | S | 10 | 10 | 2 | N | 1994 |  |  | N | Electric Utility | 1 | X | WAT
Conventional Hydroelectric.WAT | hydro | TRUE | 3295 | City of Centralia - (WA) | 3878 | Yelm | WA | Thurston | 1 | Conventional Hydroelectric | HY |  | S | 2.7 | 2.7 | 0.5 | N | 1930 |  |  | N | Electric Utility | 1 | X | WAT
Conventional Hydroelectric.WAT | hydro | TRUE | 3295 | City of Centralia - (WA) | 3878 | Yelm | WA | Thurston | 2 | Conventional Hydroelectric | HY |  | S | 2.7 | 2.7 | 0.5 | N | 1930 |  |  | N | Electric Utility | 1 | X | WAT
Conventional Hydroelectric.WAT | hydro | TRUE | 3295 | City of Centralia - (WA) | 3878 | Yelm | WA | Thurston | 3 | Conventional Hydroelectric | HY |  | S | 6 | 6 | 0.5 | N | 1955 |  |  | N | Electric Utility | 1 | X | WAT
Conventional Hydroelectric.WAT | hydro | TRUE | 3413 | PUD No 1 of Chelan County | 3883 | Rocky Reach | WA | Chelan | C-1 | Conventional Hydroelectric | HY |  | S | 104.9 | 104.9 | 35 | N | 1961 |  |  | N | Electric Utility | 1 | X | WAT
Conventional Hydroelectric.WAT | hydro | TRUE | 3413 | PUD No 1 of Chelan County | 3883 | Rocky Reach | WA | Chelan | C-10 | Conventional Hydroelectric | HY |  | S | 129.9 | 129.9 | 35 | N | 1974 |  |  | N | Electric Utility | 1 | X | WAT
Conventional Hydroelectric.WAT | hydro | TRUE | 3413 | PUD No 1 of Chelan County | 3883 | Rocky Reach | WA | Chelan | C-11 | Conventional Hydroelectric | HY |  | S | 129.9 | 129.9 | 35 | N | 1974 |  |  | N | Electric Utility | 1 | X | WAT
Conventional Hydroelectric.WAT | hydro | TRUE | 3413 | PUD No 1 of Chelan County | 3883 | Rocky Reach | WA | Chelan | C-2 | Conventional Hydroelectric | HY |  | S | 104.9 | 104.9 | 35 | N | 1961 |  |  | N | Electric Utility | 1 | X | WAT
Conventional Hydroelectric.WAT | hydro | TRUE | 3413 | PUD No 1 of Chelan County | 3883 | Rocky Reach | WA | Chelan | C-3 | Conventional Hydroelectric | HY |  | S | 104.9 | 104.9 | 35 | N | 1961 |  |  | N | Electric Utility | 1 | X | WAT
Conventional Hydroelectric.WAT | hydro | TRUE | 3413 | PUD No 1 of Chelan County | 3883 | Rocky Reach | WA | Chelan | C-4 | Conventional Hydroelectric | HY |  | S | 104.9 | 104.9 | 35 | N | 1961 |  |  | N | Electric Utility | 1 | X | WAT
Conventional Hydroelectric.WAT | hydro | TRUE | 3413 | PUD No 1 of Chelan County | 3883 | Rocky Reach | WA | Chelan | C-5 | Conventional Hydroelectric | HY |  | S | 104.9 | 104.9 | 35 | N | 1961 |  |  | N | Electric Utility | 1 | X | WAT
Conventional Hydroelectric.WAT | hydro | TRUE | 3413 | PUD No 1 of Chelan County | 3883 | Rocky Reach | WA | Chelan | C-6 | Conventional Hydroelectric | HY |  | S | 104.9 | 104.9 | 35 | N | 1961 |  |  | N | Electric Utility | 1 | X | WAT
Conventional Hydroelectric.WAT | hydro | TRUE | 3413 | PUD No 1 of Chelan County | 3883 | Rocky Reach | WA | Chelan | C-7 | Conventional Hydroelectric | HY |  | S | 104.9 | 104.9 | 35 | N | 1961 |  |  | N | Electric Utility | 1 | X | WAT
Conventional Hydroelectric.WAT | hydro | TRUE | 3413 | PUD No 1 of Chelan County | 3883 | Rocky Reach | WA | Chelan | C-8 | Conventional Hydroelectric | HY |  | S | 129.9 | 129.9 | 40 | N | 1973 |  |  | N | Electric Utility | 1 | X | WAT
Conventional Hydroelectric.WAT | hydro | TRUE | 3413 | PUD No 1 of Chelan County | 3883 | Rocky Reach | WA | Chelan | C-9 | Conventional Hydroelectric | HY |  | S | 129.9 | 129.9 | 50 | N | 1973 |  |  | N | Electric Utility | 1 | X | WAT
Conventional Hydroelectric.WAT | hydro | TRUE | 5326 | PUD No 1 of Douglas County | 3886 | Wells | WA | Douglas | U-1 | Conventional Hydroelectric | HY |  | S | 84 | 84 | 55 | N | 1967 |  |  | N | Electric Utility | 1 | X | WAT
Conventional Hydroelectric.WAT | hydro | TRUE | 5326 | PUD No 1 of Douglas County | 3886 | Wells | WA | Douglas | U-10 | Conventional Hydroelectric | HY |  | S | 89.6 | 89.6 | 55 | N | 1969 |  |  | N | Electric Utility | 1 | X | WAT
Conventional Hydroelectric.WAT | hydro | TRUE | 5326 | PUD No 1 of Douglas County | 3886 | Wells | WA | Douglas | U-2 | Conventional Hydroelectric | HY |  | S | 89.6 | 89.6 | 55 | N | 1967 |  |  | N | Electric Utility | 1 | X | WAT
Conventional Hydroelectric.WAT | hydro | TRUE | 5326 | PUD No 1 of Douglas County | 3886 | Wells | WA | Douglas | U-3 | Conventional Hydroelectric | HY |  | S | 89.6 | 89.6 | 55 | N | 1967 |  |  | N | Electric Utility | 1 | X | WAT
Conventional Hydroelectric.WAT | hydro | TRUE | 5326 | PUD No 1 of Douglas County | 3886 | Wells | WA | Douglas | U-4 | Conventional Hydroelectric | HY |  | S | 89.6 | 89.6 | 55 | N | 1967 |  |  | N | Electric Utility | 1 | X | WAT
Conventional Hydroelectric.WAT | hydro | TRUE | 5326 | PUD No 1 of Douglas County | 3886 | Wells | WA | Douglas | U-5 | Conventional Hydroelectric | HY |  | S | 89.6 | 89.6 | 55 | Y | 1967 |  |  | N | Electric Utility | 1 | X | WAT
Conventional Hydroelectric.WAT | hydro | TRUE | 5326 | PUD No 1 of Douglas County | 3886 | Wells | WA | Douglas | U-6 | Conventional Hydroelectric | HY |  | S | 84 | 84 | 55 | N | 1967 |  |  | N | Electric Utility | 1 | X | WAT
Conventional Hydroelectric.WAT | hydro | TRUE | 5326 | PUD No 1 of Douglas County | 3886 | Wells | WA | Douglas | U-7 | Conventional Hydroelectric | HY |  | S | 89.6 | 89.6 | 55 | N | 1967 |  |  | N | Electric Utility | 1 | X | WAT
Conventional Hydroelectric.WAT | hydro | TRUE | 5326 | PUD No 1 of Douglas County | 3886 | Wells | WA | Douglas | U-8 | Conventional Hydroelectric | HY |  | S | 84 | 84 | 55 | N | 1968 |  |  | N | Electric Utility | 1 | X | WAT
Conventional Hydroelectric.WAT | hydro | TRUE | 5326 | PUD No 1 of Douglas County | 3886 | Wells | WA | Douglas | U-9 | Conventional Hydroelectric | HY |  | S | 84 | 84 | 55 | N | 1969 |  |  | N | Electric Utility | 1 | X | WAT
Conventional Hydroelectric.WAT | hydro | TRUE | 14624 | PUD No 2 of Grant County | 3887 | Priest Rapids | WA | Grant | 1 | Conventional Hydroelectric | HY |  | S | 95 | 95 | 50 | N | 1961 |  |  | N | Electric Utility | 1 | X | WAT
Conventional Hydroelectric.WAT | hydro | TRUE | 14624 | PUD No 2 of Grant County | 3887 | Priest Rapids | WA | Grant | 10 | Conventional Hydroelectric | HY |  | S | 95 | 95 | 50 | N | 1959 |  |  | N | Electric Utility | 1 | X | WAT
Conventional Hydroelectric.WAT | hydro | TRUE | 14624 | PUD No 2 of Grant County | 3887 | Priest Rapids | WA | Grant | 2 | Conventional Hydroelectric | HY |  | S | 95 | 95 | 50 | N | 1961 |  |  | N | Electric Utility | 1 | X | WAT
Conventional Hydroelectric.WAT | hydro | TRUE | 14624 | PUD No 2 of Grant County | 3887 | Priest Rapids | WA | Grant | 3 | Conventional Hydroelectric | HY |  | S | 95 | 95 | 50 | N | 1960 |  |  | N | Electric Utility | 1 | X | WAT
Conventional Hydroelectric.WAT | hydro | TRUE | 14624 | PUD No 2 of Grant County | 3887 | Priest Rapids | WA | Grant | 4 | Conventional Hydroelectric | HY |  | S | 95 | 95 | 50 | N | 1960 |  |  | N | Electric Utility | 1 | X | WAT
Conventional Hydroelectric.WAT | hydro | TRUE | 14624 | PUD No 2 of Grant County | 3887 | Priest Rapids | WA | Grant | 5 | Conventional Hydroelectric | HY |  | S | 95 | 95 | 50 | N | 1960 |  |  | N | Electric Utility | 1 | X | WAT
Conventional Hydroelectric.WAT | hydro | TRUE | 14624 | PUD No 2 of Grant County | 3887 | Priest Rapids | WA | Grant | 6 | Conventional Hydroelectric | HY |  | S | 95 | 95 | 50 | N | 1960 |  |  | N | Electric Utility | 1 | X | WAT
Conventional Hydroelectric.WAT | hydro | TRUE | 14624 | PUD No 2 of Grant County | 3887 | Priest Rapids | WA | Grant | 7 | Conventional Hydroelectric | HY |  | S | 95 | 95 | 50 | N | 1960 |  |  | N | Electric Utility | 1 | X | WAT
Conventional Hydroelectric.WAT | hydro | TRUE | 14624 | PUD No 2 of Grant County | 3887 | Priest Rapids | WA | Grant | 8 | Conventional Hydroelectric | HY |  | S | 95 | 95 | 50 | N | 1959 |  |  | N | Electric Utility | 1 | X | WAT
Conventional Hydroelectric.WAT | hydro | TRUE | 14624 | PUD No 2 of Grant County | 3887 | Priest Rapids | WA | Grant | 9 | Conventional Hydroelectric | HY |  | S | 95 | 95 | 50 | N | 1959 |  |  | N | Electric Utility | 1 | X | WAT
Conventional Hydroelectric.WAT | hydro | TRUE | 14624 | PUD No 2 of Grant County | 3888 | Wanapum | WA | Grant | 10A | Conventional Hydroelectric | HY |  | S | 122 | 122 | 50 | N | 2014 |  |  | N | Electric Utility | 1 | X | WAT
Conventional Hydroelectric.WAT | hydro | TRUE | 14624 | PUD No 2 of Grant County | 3888 | Wanapum | WA | Grant | 1A | Conventional Hydroelectric | HY |  | S | 122 | 122 | 50 | N | 2013 |  |  | N | Electric Utility | 1 | X | WAT
Conventional Hydroelectric.WAT | hydro | TRUE | 14624 | PUD No 2 of Grant County | 3888 | Wanapum | WA | Grant | 2A | Conventional Hydroelectric | HY |  | S | 122 | 122 | 50 | N | 2012 |  |  | N | Electric Utility | 1 | X | WAT
Conventional Hydroelectric.WAT | hydro | TRUE | 14624 | PUD No 2 of Grant County | 3888 | Wanapum | WA | Grant | 3A | Conventional Hydroelectric | HY |  | S | 122 | 122 | 50 | N | 2017 |  |  | N | Electric Utility | 1 | X | WAT
Conventional Hydroelectric.WAT | hydro | TRUE | 14624 | PUD No 2 of Grant County | 3888 | Wanapum | WA | Grant | 4A | Conventional Hydroelectric | HY |  | S | 122 | 122 | 50 | N | 2020 |  |  | N | Electric Utility | 1 | X | WAT
Conventional Hydroelectric.WAT | hydro | TRUE | 14624 | PUD No 2 of Grant County | 3888 | Wanapum | WA | Grant | 5A | Conventional Hydroelectric | HY |  | S | 122 | 122 | 50 | N | 2012 |  |  | N | Electric Utility | 1 | X | WAT
Conventional Hydroelectric.WAT | hydro | TRUE | 14624 | PUD No 2 of Grant County | 3888 | Wanapum | WA | Grant | 6A | Conventional Hydroelectric | HY |  | S | 122 | 122 | 50 | N | 2016 |  |  | N | Electric Utility | 1 | X | WAT
Conventional Hydroelectric.WAT | hydro | TRUE | 14624 | PUD No 2 of Grant County | 3888 | Wanapum | WA | Grant | 7A | Conventional Hydroelectric | HY |  | S | 122 | 122 | 50 | N | 2011 |  |  | N | Electric Utility | 1 | X | WAT
Conventional Hydroelectric.WAT | hydro | TRUE | 14624 | PUD No 2 of Grant County | 3888 | Wanapum | WA | Grant | 8A | Conventional Hydroelectric | HY |  | S | 122 | 122 | 50 | N | 2018 |  |  | N | Electric Utility | 1 | X | WAT
Conventional Hydroelectric.WAT | hydro | TRUE | 14624 | PUD No 2 of Grant County | 3888 | Wanapum | WA | Grant | 9A | Conventional Hydroelectric | HY |  | S | 122 | 122 | 50 | N | 2015 |  |  | N | Electric Utility | 1 | X | WAT
Conventional Hydroelectric.WAT | hydro | TRUE | 14653 | PUD No 1 of Pend Oreille County | 3891 | Box Canyon | WA | Pend Oreille | 1 | Conventional Hydroelectric | HY |  | S | 22.5 | 22.5 | 0 | N | 1955 |  |  | N | Electric Utility | 1 | X | WAT
Conventional Hydroelectric.WAT | hydro | TRUE | 14653 | PUD No 1 of Pend Oreille County | 3891 | Box Canyon | WA | Pend Oreille | 2 | Conventional Hydroelectric | HY |  | S | 22.5 | 22.5 | 0 | N | 1955 |  |  | N | Electric Utility | 1 | X | WAT
Conventional Hydroelectric.WAT | hydro | TRUE | 14653 | PUD No 1 of Pend Oreille County | 3891 | Box Canyon | WA | Pend Oreille | 3 | Conventional Hydroelectric | HY |  | S | 22.5 | 22.5 | 0 | N | 1955 |  |  | N | Electric Utility | 1 | X | WAT
Conventional Hydroelectric.WAT | hydro | TRUE | 14653 | PUD No 1 of Pend Oreille County | 3891 | Box Canyon | WA | Pend Oreille | 4 | Conventional Hydroelectric | HY |  | S | 22.5 | 22.5 | 0 | N | 1955 |  |  | N | Electric Utility | 1 | X | WAT
Conventional Hydroelectric.WAT | hydro | TRUE | 19400 | USACE Northwestern Division | 3895 | The Dalles | OR | Wasco | 1 | Conventional Hydroelectric | HY |  | S | 78 | 78 | 24.8 | N | 1957 |  |  | N | Electric Utility | 1 | X | WAT
Conventional Hydroelectric.WAT | hydro | TRUE | 19400 | USACE Northwestern Division | 3895 | The Dalles | OR | Wasco | 10 | Conventional Hydroelectric | HY |  | S | 78 | 78 | 24.8 | N | 1959 |  |  | N | Electric Utility | 1 | X | WAT
Conventional Hydroelectric.WAT | hydro | TRUE | 19400 | USACE Northwestern Division | 3895 | The Dalles | OR | Wasco | 11 | Conventional Hydroelectric | HY |  | S | 78 | 78 | 24.8 | N | 1960 |  |  | N | Electric Utility | 1 | X | WAT
Conventional Hydroelectric.WAT | hydro | TRUE | 19400 | USACE Northwestern Division | 3895 | The Dalles | OR | Wasco | 12 | Conventional Hydroelectric | HY |  | S | 78 | 78 | 24.8 | N | 1960 |  |  | N | Electric Utility | 1 | X | WAT
Conventional Hydroelectric.WAT | hydro | TRUE | 19400 | USACE Northwestern Division | 3895 | The Dalles | OR | Wasco | 13 | Conventional Hydroelectric | HY |  | S | 78 | 78 | 24.8 | N | 1960 |  |  | N | Electric Utility | 1 | X | WAT
Conventional Hydroelectric.WAT | hydro | TRUE | 19400 | USACE Northwestern Division | 3895 | The Dalles | OR | Wasco | 14 | Conventional Hydroelectric | HY |  | S | 78 | 78 | 24.8 | N | 1960 |  |  | N | Electric Utility | 1 | X | WAT
Conventional Hydroelectric.WAT | hydro | TRUE | 19400 | USACE Northwestern Division | 3895 | The Dalles | OR | Wasco | 15 | Conventional Hydroelectric | HY |  | S | 86 | 86 | 29 | N | 1973 |  |  | N | Electric Utility | 1 | X | WAT
Conventional Hydroelectric.WAT | hydro | TRUE | 19400 | USACE Northwestern Division | 3895 | The Dalles | OR | Wasco | 16 | Conventional Hydroelectric | HY |  | S | 86 | 86 | 29 | N | 1973 |  |  | N | Electric Utility | 1 | X | WAT
Conventional Hydroelectric.WAT | hydro | TRUE | 19400 | USACE Northwestern Division | 3895 | The Dalles | OR | Wasco | 17 | Conventional Hydroelectric | HY |  | S | 86 | 86 | 29 | N | 1973 |  |  | N | Electric Utility | 1 | X | WAT
Conventional Hydroelectric.WAT | hydro | TRUE | 19400 | USACE Northwestern Division | 3895 | The Dalles | OR | Wasco | 18 | Conventional Hydroelectric | HY |  | S | 86 | 86 | 29 | N | 1973 |  |  | N | Electric Utility | 1 | X | WAT
Conventional Hydroelectric.WAT | hydro | TRUE | 19400 | USACE Northwestern Division | 3895 | The Dalles | OR | Wasco | 19 | Conventional Hydroelectric | HY |  | S | 86 | 86 | 29 |  | 1973 |  |  | N | Electric Utility | 1 | X | WAT
Conventional Hydroelectric.WAT | hydro | TRUE | 19400 | USACE Northwestern Division | 3895 | The Dalles | OR | Wasco | 2 | Conventional Hydroelectric | HY |  | S | 78 | 78 | 24.8 | N | 1957 |  |  | N | Electric Utility | 1 | X | WAT
Conventional Hydroelectric.WAT | hydro | TRUE | 19400 | USACE Northwestern Division | 3895 | The Dalles | OR | Wasco | 20 | Conventional Hydroelectric | HY |  | S | 86 | 86 | 29 | N | 1973 |  |  | N | Electric Utility | 1 | X | WAT
Conventional Hydroelectric.WAT | hydro | TRUE | 19400 | USACE Northwestern Division | 3895 | The Dalles | OR | Wasco | 21 | Conventional Hydroelectric | HY |  | S | 86 | 86 | 29 | N | 1973 |  |  | N | Electric Utility | 1 | X | WAT
Conventional Hydroelectric.WAT | hydro | TRUE | 19400 | USACE Northwestern Division | 3895 | The Dalles | OR | Wasco | 22 | Conventional Hydroelectric | HY |  | S | 86 | 86 | 29 | N | 1973 |  |  | N | Electric Utility | 1 | X | WAT
Conventional Hydroelectric.WAT | hydro | TRUE | 19400 | USACE Northwestern Division | 3895 | The Dalles | OR | Wasco | 3 | Conventional Hydroelectric | HY |  | S | 78 | 78 | 24.8 | N | 1958 |  |  | N | Electric Utility | 1 | X | WAT
Conventional Hydroelectric.WAT | hydro | TRUE | 19400 | USACE Northwestern Division | 3895 | The Dalles | OR | Wasco | 4 | Conventional Hydroelectric | HY |  | S | 78 | 78 | 24.8 | N | 1958 |  |  | N | Electric Utility | 1 | X | WAT
Conventional Hydroelectric.WAT | hydro | TRUE | 19400 | USACE Northwestern Division | 3895 | The Dalles | OR | Wasco | 5 | Conventional Hydroelectric | HY |  | S | 92.7 | 92 | 24.8 | N | 1958 |  |  | N | Electric Utility | 1 | X | WAT
Conventional Hydroelectric.WAT | hydro | TRUE | 19400 | USACE Northwestern Division | 3895 | The Dalles | OR | Wasco | 6 | Conventional Hydroelectric | HY |  | S | 78 | 78 | 24.8 | N | 1958 |  |  | N | Electric Utility | 1 | X | WAT
Conventional Hydroelectric.WAT | hydro | TRUE | 19400 | USACE Northwestern Division | 3895 | The Dalles | OR | Wasco | 7 | Conventional Hydroelectric | HY |  | S | 78 | 78 | 24.8 | N | 1959 |  |  | N | Electric Utility | 1 | X | WAT
Conventional Hydroelectric.WAT | hydro | TRUE | 19400 | USACE Northwestern Division | 3895 | The Dalles | OR | Wasco | 8 | Conventional Hydroelectric | HY |  | S | 78 | 78 | 24.8 | N | 1959 |  |  | N | Electric Utility | 1 | X | WAT
Conventional Hydroelectric.WAT | hydro | TRUE | 19400 | USACE Northwestern Division | 3895 | The Dalles | OR | Wasco | 9 | Conventional Hydroelectric | HY |  | S | 78 | 78 | 24.8 | N | 1959 |  |  | N | Electric Utility | 1 | X | WAT
Conventional Hydroelectric.WAT | hydro | TRUE | 19400 | USACE Northwestern Division | 3895 | The Dalles | OR | Wasco | F1 | Conventional Hydroelectric | HY |  | S | 14 | 14 | 14 | N | 1957 |  |  | N | Electric Utility | 1 | X | WAT
Conventional Hydroelectric.WAT | hydro | TRUE | 19400 | USACE Northwestern Division | 3895 | The Dalles | OR | Wasco | F2 | Conventional Hydroelectric | HY |  | S | 14 | 14 | 14 | N | 1957 |  |  | N | Electric Utility | 1 | X | WAT
Conventional Hydroelectric.WAT | hydro | TRUE | 18429 | City of Tacoma - (WA) | 3913 | Alder | WA | Pierce | 11 | Conventional Hydroelectric | HY |  | S | 25.8 | 21 | 4 | N | 1947 |  |  | N | Electric Utility | 1 | X | WAT
Conventional Hydroelectric.WAT | hydro | TRUE | 18429 | City of Tacoma - (WA) | 3913 | Alder | WA | Pierce | 12 | Conventional Hydroelectric | HY |  | S | 25.2 | 21 | 4 | N | 1945 |  |  | N | Electric Utility | 1 | X | WAT
Conventional Hydroelectric.WAT | hydro | TRUE | 18429 | City of Tacoma - (WA) | 3914 | Cushman 1 | WA | Mason | 21 | Conventional Hydroelectric | HY |  | S | 26.7 | 19 | 1 | N | 1926 |  |  | N | Electric Utility | 1 | X | WAT
Conventional Hydroelectric.WAT | hydro | TRUE | 18429 | City of Tacoma - (WA) | 3914 | Cushman 1 | WA | Mason | 22 | Conventional Hydroelectric | HY |  | S | 26.7 | 19 | 1 | N | 1926 |  |  | N | Electric Utility | 1 | X | WAT
Conventional Hydroelectric.WAT | hydro | TRUE | 18429 | City of Tacoma - (WA) | 3915 | Cushman 2 | WA | Mason | 31 | Conventional Hydroelectric | HY |  | S | 30 | 30 | 8 | N | 1930 |  |  | N | Electric Utility | 1 | X | WAT
Conventional Hydroelectric.WAT | hydro | TRUE | 18429 | City of Tacoma - (WA) | 3915 | Cushman 2 | WA | Mason | 32 | Conventional Hydroelectric | HY |  | S | 30 | 30 | 8 | N | 1931 |  |  | N | Electric Utility | 1 | X | WAT
Conventional Hydroelectric.WAT | hydro | TRUE | 18429 | City of Tacoma - (WA) | 3915 | Cushman 2 | WA | Mason | 33 | Conventional Hydroelectric | HY |  | S | 30 | 30 | 8 | N | 1952 |  |  | N | Electric Utility | 1 | X | WAT
Conventional Hydroelectric.WAT | hydro | TRUE | 18429 | City of Tacoma - (WA) | 3915 | Cushman 2 | WA | Mason | 34 | Conventional Hydroelectric | HY |  | S | 1.8 | 1.8 | 1 | N | 2013 |  |  | N | Electric Utility | 1 | X | WAT
Conventional Hydroelectric.WAT | hydro | TRUE | 18429 | City of Tacoma - (WA) | 3915 | Cushman 2 | WA | Mason | 35 | Conventional Hydroelectric | HY |  | S | 1.8 | 1.8 | 1 | N | 2013 |  |  | N | Electric Utility | 1 | X | WAT
Conventional Hydroelectric.WAT | hydro | TRUE | 18429 | City of Tacoma - (WA) | 3916 | LaGrande | WA | Pierce | 1 | Conventional Hydroelectric | HY |  | S | 6 | 6 | 1 | N | 1912 |  |  | N | Electric Utility | 1 | X | WAT
Conventional Hydroelectric.WAT | hydro | TRUE | 18429 | City of Tacoma - (WA) | 3916 | LaGrande | WA | Pierce | 2 | Conventional Hydroelectric | HY |  | S | 6 | 6 | 1 | N | 1912 |  |  | N | Electric Utility | 1 | X | WAT
Conventional Hydroelectric.WAT | hydro | TRUE | 18429 | City of Tacoma - (WA) | 3916 | LaGrande | WA | Pierce | 3 | Conventional Hydroelectric | HY |  | S | 6 | 6 | 1 | N | 1912 |  |  | N | Electric Utility | 1 | X | WAT
Conventional Hydroelectric.WAT | hydro | TRUE | 18429 | City of Tacoma - (WA) | 3916 | LaGrande | WA | Pierce | 4 | Conventional Hydroelectric | HY |  | S | 6 | 6 | 1 | N | 1912 |  |  | N | Electric Utility | 1 | X | WAT
Conventional Hydroelectric.WAT | hydro | TRUE | 18429 | City of Tacoma - (WA) | 3916 | LaGrande | WA | Pierce | 5 | Conventional Hydroelectric | HY |  | S | 40 | 40 | 8 | N | 1945 |  |  | N | Electric Utility | 1 | X | WAT
Conventional Hydroelectric.WAT | hydro | TRUE | 18429 | City of Tacoma - (WA) | 3917 | Mayfield | WA | Lewis | 41 | Conventional Hydroelectric | HY |  | S | 41 | 41 | 8 | N | 1983 |  |  | N | Electric Utility | 1 | X | WAT
Conventional Hydroelectric.WAT | hydro | TRUE | 18429 | City of Tacoma - (WA) | 3917 | Mayfield | WA | Lewis | 42 | Conventional Hydroelectric | HY |  | S | 41 | 41 | 8 | N | 1963 |  |  | N | Electric Utility | 1 | X | WAT
Conventional Hydroelectric.WAT | hydro | TRUE | 18429 | City of Tacoma - (WA) | 3917 | Mayfield | WA | Lewis | 43 | Conventional Hydroelectric | HY |  | S | 41 | 41 | 8 | N | 1963 |  |  | N | Electric Utility | 1 | X | WAT
Conventional Hydroelectric.WAT | hydro | TRUE | 18429 | City of Tacoma - (WA) | 3917 | Mayfield | WA | Lewis | 44 | Conventional Hydroelectric | HY |  | S | 41 | 41 | 8 | N | 1963 |  |  | N | Electric Utility | 1 | X | WAT
Conventional Hydroelectric.WAT | hydro | TRUE | 18429 | City of Tacoma - (WA) | 3918 | Mossyrock | WA | Lewis | 51 | Conventional Hydroelectric | HY |  | S | 186 | 175.3 | 100 | N | 1968 |  |  | N | Electric Utility | 1 | X | WAT
Conventional Hydroelectric.WAT | hydro | TRUE | 18429 | City of Tacoma - (WA) | 3918 | Mossyrock | WA | Lewis | 52 | Conventional Hydroelectric | HY |  | S | 157 | 147 | 85 | N | 1968 |  |  | N | Electric Utility | 1 | X | WAT
Conventional Hydroelectric.WAT | hydro | TRUE | 19400 | USACE Northwestern Division | 3921 | Chief Joseph | WA | Douglas | 1 | Conventional Hydroelectric | HY |  | S | 88.2 | 88.2 | 47.6 | N | 1958 |  |  | N | Electric Utility | 1 | X | WAT
Conventional Hydroelectric.WAT | hydro | TRUE | 19400 | USACE Northwestern Division | 3921 | Chief Joseph | WA | Douglas | 10 | Conventional Hydroelectric | HY |  | S | 88.2 | 88.2 | 47.6 | N | 1955 |  |  | N | Electric Utility | 1 | X | WAT
Conventional Hydroelectric.WAT | hydro | TRUE | 19400 | USACE Northwestern Division | 3921 | Chief Joseph | WA | Douglas | 11 | Conventional Hydroelectric | HY |  | S | 88.2 | 88.2 | 47.6 | N | 1955 |  |  | N | Electric Utility | 1 | X | WAT
Conventional Hydroelectric.WAT | hydro | TRUE | 19400 | USACE Northwestern Division | 3921 | Chief Joseph | WA | Douglas | 12 | Conventional Hydroelectric | HY |  | S | 88.2 | 88.2 | 47.6 | N | 1955 |  |  | N | Electric Utility | 1 | X | WAT
Conventional Hydroelectric.WAT | hydro | TRUE | 19400 | USACE Northwestern Division | 3921 | Chief Joseph | WA | Douglas | 13 | Conventional Hydroelectric | HY |  | S | 88.2 | 88.2 | 47.6 | N | 1957 |  |  | N | Electric Utility | 1 | X | WAT
Conventional Hydroelectric.WAT | hydro | TRUE | 19400 | USACE Northwestern Division | 3921 | Chief Joseph | WA | Douglas | 14 | Conventional Hydroelectric | HY |  | S | 88.2 | 88.2 | 47.6 | N | 1957 |  |  | N | Electric Utility | 1 | X | WAT
Conventional Hydroelectric.WAT | hydro | TRUE | 19400 | USACE Northwestern Division | 3921 | Chief Joseph | WA | Douglas | 15 | Conventional Hydroelectric | HY |  | S | 88.2 | 88.2 | 47.6 | N | 1957 |  |  | N | Electric Utility | 1 | X | WAT
Conventional Hydroelectric.WAT | hydro | TRUE | 19400 | USACE Northwestern Division | 3921 | Chief Joseph | WA | Douglas | 16 | Conventional Hydroelectric | HY |  | S | 88.2 | 88.2 | 47.6 | N | 1957 |  |  | N | Electric Utility | 1 | X | WAT
Conventional Hydroelectric.WAT | hydro | TRUE | 19400 | USACE Northwestern Division | 3921 | Chief Joseph | WA | Douglas | 17 | Conventional Hydroelectric | HY |  | S | 95 | 95 | 95 | N | 1977 |  |  | N | Electric Utility | 1 | X | WAT
Conventional Hydroelectric.WAT | hydro | TRUE | 19400 | USACE Northwestern Division | 3921 | Chief Joseph | WA | Douglas | 18 | Conventional Hydroelectric | HY |  | S | 95 | 95 | 95 | N | 1977 |  |  | N | Electric Utility | 1 | X | WAT
Conventional Hydroelectric.WAT | hydro | TRUE | 19400 | USACE Northwestern Division | 3921 | Chief Joseph | WA | Douglas | 19 | Conventional Hydroelectric | HY |  | S | 95 | 95 | 95 | N | 1977 |  |  | N | Electric Utility | 1 | X | WAT
Conventional Hydroelectric.WAT | hydro | TRUE | 19400 | USACE Northwestern Division | 3921 | Chief Joseph | WA | Douglas | 2 | Conventional Hydroelectric | HY |  | S | 88.2 | 88.2 | 47.6 | N | 1958 |  |  | N | Electric Utility | 1 | X | WAT
Conventional Hydroelectric.WAT | hydro | TRUE | 19400 | USACE Northwestern Division | 3921 | Chief Joseph | WA | Douglas | 20 | Conventional Hydroelectric | HY |  | S | 95 | 95 | 95 | N | 1978 |  |  | N | Electric Utility | 1 | X | WAT
Conventional Hydroelectric.WAT | hydro | TRUE | 19400 | USACE Northwestern Division | 3921 | Chief Joseph | WA | Douglas | 21 | Conventional Hydroelectric | HY |  | S | 95 | 95 | 95 | N | 1978 |  |  | N | Electric Utility | 1 | X | WAT
Conventional Hydroelectric.WAT | hydro | TRUE | 19400 | USACE Northwestern Division | 3921 | Chief Joseph | WA | Douglas | 22 | Conventional Hydroelectric | HY |  | S | 95 | 95 | 95 | N | 1978 |  |  | N | Electric Utility | 1 | X | WAT
Conventional Hydroelectric.WAT | hydro | TRUE | 19400 | USACE Northwestern Division | 3921 | Chief Joseph | WA | Douglas | 23 | Conventional Hydroelectric | HY |  | S | 95 | 95 | 95 | N | 1978 |  |  | N | Electric Utility | 1 | X | WAT
Conventional Hydroelectric.WAT | hydro | TRUE | 19400 | USACE Northwestern Division | 3921 | Chief Joseph | WA | Douglas | 24 | Conventional Hydroelectric | HY |  | S | 95 | 95 | 95 | N | 1979 |  |  | N | Electric Utility | 1 | X | WAT
Conventional Hydroelectric.WAT | hydro | TRUE | 19400 | USACE Northwestern Division | 3921 | Chief Joseph | WA | Douglas | 25 | Conventional Hydroelectric | HY |  | S | 95 | 95 | 95 | N | 1979 |  |  | N | Electric Utility | 1 | X | WAT
Conventional Hydroelectric.WAT | hydro | TRUE | 19400 | USACE Northwestern Division | 3921 | Chief Joseph | WA | Douglas | 26 | Conventional Hydroelectric | HY |  | S | 95 | 95 | 95 | N | 1979 |  |  | N | Electric Utility | 1 | X | WAT
Conventional Hydroelectric.WAT | hydro | TRUE | 19400 | USACE Northwestern Division | 3921 | Chief Joseph | WA | Douglas | 27 | Conventional Hydroelectric | HY |  | S | 95 | 95 | 95 | N | 1979 |  |  | N | Electric Utility | 1 | X | WAT
Conventional Hydroelectric.WAT | hydro | TRUE | 19400 | USACE Northwestern Division | 3921 | Chief Joseph | WA | Douglas | 3 | Conventional Hydroelectric | HY |  | S | 88.2 | 88.2 | 47.6 | N | 1958 |  |  | N | Electric Utility | 1 | X | WAT
Conventional Hydroelectric.WAT | hydro | TRUE | 19400 | USACE Northwestern Division | 3921 | Chief Joseph | WA | Douglas | 4 | Conventional Hydroelectric | HY |  | S | 88.2 | 88.2 | 47.6 | N | 1958 |  |  | N | Electric Utility | 1 | X | WAT
Conventional Hydroelectric.WAT | hydro | TRUE | 19400 | USACE Northwestern Division | 3921 | Chief Joseph | WA | Douglas | 5 | Conventional Hydroelectric | HY |  | S | 88.2 | 88.2 | 47.6 | N | 1957 |  |  | N | Electric Utility | 1 | X | WAT
Conventional Hydroelectric.WAT | hydro | TRUE | 19400 | USACE Northwestern Division | 3921 | Chief Joseph | WA | Douglas | 6 | Conventional Hydroelectric | HY |  | S | 88.2 | 88.2 | 47.6 | N | 1956 |  |  | N | Electric Utility | 1 | X | WAT
Conventional Hydroelectric.WAT | hydro | TRUE | 19400 | USACE Northwestern Division | 3921 | Chief Joseph | WA | Douglas | 7 | Conventional Hydroelectric | HY |  | S | 88.2 | 88.2 | 47.6 | N | 1956 |  |  | N | Electric Utility | 1 | X | WAT
Conventional Hydroelectric.WAT | hydro | TRUE | 19400 | USACE Northwestern Division | 3921 | Chief Joseph | WA | Douglas | 8 | Conventional Hydroelectric | HY |  | S | 88.2 | 88.2 | 47.6 | N | 1956 |  |  | N | Electric Utility | 1 | X | WAT
Conventional Hydroelectric.WAT | hydro | TRUE | 19400 | USACE Northwestern Division | 3921 | Chief Joseph | WA | Douglas | 9 | Conventional Hydroelectric | HY |  | S | 88.2 | 88.2 | 47.6 | N | 1955 |  |  | N | Electric Utility | 1 | X | WAT
Conventional Hydroelectric.WAT | hydro | TRUE | 19400 | USACE Northwestern Division | 3925 | Ice Harbor | WA | Walla Walla | 1 | Conventional Hydroelectric | HY |  | S | 72 | 72 | 70 | N | 1962 |  |  | N | Electric Utility | 1 | X | WAT
Conventional Hydroelectric.WAT | hydro | TRUE | 19400 | USACE Northwestern Division | 3925 | Ice Harbor | WA | Walla Walla | 2 | Conventional Hydroelectric | HY |  | S | 90 | 90 | 35.7 | N | 1962 |  |  | N | Electric Utility | 1 | X | WAT
Conventional Hydroelectric.WAT | hydro | TRUE | 19400 | USACE Northwestern Division | 3925 | Ice Harbor | WA | Walla Walla | 3 | Conventional Hydroelectric | HY |  | S | 90 | 90 | 35.7 | Y | 1962 |  |  | N | Electric Utility | 1 | X | WAT
Conventional Hydroelectric.WAT | hydro | TRUE | 19400 | USACE Northwestern Division | 3925 | Ice Harbor | WA | Walla Walla | 4 | Conventional Hydroelectric | HY |  | S | 87 | 87 | 42.2 | N | 1975 |  |  | N | Electric Utility | 1 | X | WAT
Conventional Hydroelectric.WAT | hydro | TRUE | 19400 | USACE Northwestern Division | 3925 | Ice Harbor | WA | Walla Walla | 5 | Conventional Hydroelectric | HY |  | S | 87 | 87 | 42.2 | N | 1975 |  |  | N | Electric Utility | 1 | X | WAT
Conventional Hydroelectric.WAT | hydro | TRUE | 19400 | USACE Northwestern Division | 3925 | Ice Harbor | WA | Walla Walla | 6 | Conventional Hydroelectric | HY |  | S | 87 | 87 | 42.2 | N | 1976 |  |  | N | Electric Utility | 1 | X | WAT
Conventional Hydroelectric.WAT | hydro | TRUE | 19400 | USACE Northwestern Division | 3926 | Little Goose | WA | Columbia | 1 | Conventional Hydroelectric | HY |  | S | 135 | 135 | 51.3 | N | 1970 |  |  | N | Electric Utility | 1 | X | WAT
Conventional Hydroelectric.WAT | hydro | TRUE | 19400 | USACE Northwestern Division | 3926 | Little Goose | WA | Columbia | 2 | Conventional Hydroelectric | HY |  | S | 135 | 135 | 51.3 | N | 1970 |  |  | N | Electric Utility | 1 | X | WAT
Conventional Hydroelectric.WAT | hydro | TRUE | 19400 | USACE Northwestern Division | 3926 | Little Goose | WA | Columbia | 3 | Conventional Hydroelectric | HY |  | S | 135 | 135 | 51.3 | N | 1971 |  |  | N | Electric Utility | 1 | X | WAT
Conventional Hydroelectric.WAT | hydro | TRUE | 19400 | USACE Northwestern Division | 3926 | Little Goose | WA | Columbia | 4 | Conventional Hydroelectric | HY |  | S | 135 | 135 | 59.7 | N | 1978 |  |  | N | Electric Utility | 1 | X | WAT
Conventional Hydroelectric.WAT | hydro | TRUE | 19400 | USACE Northwestern Division | 3926 | Little Goose | WA | Columbia | 5 | Conventional Hydroelectric | HY |  | S | 135 | 135 | 59.7 | N | 1978 |  |  | N | Electric Utility | 1 | X | WAT
Conventional Hydroelectric.WAT | hydro | TRUE | 19400 | USACE Northwestern Division | 3926 | Little Goose | WA | Columbia | 6 | Conventional Hydroelectric | HY |  | S | 135 | 135 | 59.7 | N | 1978 |  |  | N | Electric Utility | 1 | X | WAT
Conventional Hydroelectric.WAT | hydro | TRUE | 19400 | USACE Northwestern Division | 3927 | Lower Monumental | WA | Walla Walla | 1 | Conventional Hydroelectric | HY |  | S | 135 | 135 | 53.8 | N | 1969 |  |  | N | Electric Utility | 1 | X | WAT
Conventional Hydroelectric.WAT | hydro | TRUE | 19400 | USACE Northwestern Division | 3927 | Lower Monumental | WA | Walla Walla | 2 | Conventional Hydroelectric | HY |  | S | 135 | 135 | 53.8 | N | 1969 |  |  | N | Electric Utility | 1 | X | WAT
Conventional Hydroelectric.WAT | hydro | TRUE | 19400 | USACE Northwestern Division | 3927 | Lower Monumental | WA | Walla Walla | 3 | Conventional Hydroelectric | HY |  | S | 135 | 135 | 53.8 | N | 1970 |  |  | N | Electric Utility | 1 | X | WAT
Conventional Hydroelectric.WAT | hydro | TRUE | 19400 | USACE Northwestern Division | 3927 | Lower Monumental | WA | Walla Walla | 4 | Conventional Hydroelectric | HY |  | S | 135 | 135 | 63.3 | N | 1979 |  |  | N | Electric Utility | 1 | X | WAT
Conventional Hydroelectric.WAT | hydro | TRUE | 19400 | USACE Northwestern Division | 3927 | Lower Monumental | WA | Walla Walla | 5 | Conventional Hydroelectric | HY |  | S | 135 | 135 | 63.3 | Y | 1979 |  |  | N | Electric Utility | 1 | X | WAT
Conventional Hydroelectric.WAT | hydro | TRUE | 19400 | USACE Northwestern Division | 3927 | Lower Monumental | WA | Walla Walla | 6 | Conventional Hydroelectric | HY |  | S | 135 | 135 | 63.3 | N | 1979 |  |  | N | Electric Utility | 1 | X | WAT
Conventional Hydroelectric.WAT | hydro | TRUE | 20160 | Energy Northwest | 3929 | Packwood | WA | Lewis | 1 | Conventional Hydroelectric | HY |  | S | 26 | 26 | 3 | N | 1964 |  |  | N | Electric Utility | 1 | X | WAT
Conventional Steam Coal.BIT | hard coal | TRUE | 733 | Appalachian Power Co | 3935 | John E Amos | WV | Putnam | 1 | Conventional Steam Coal | ST |  | S | 800 | 800 | 300 | N | 1971 |  |  | N | Electric Utility | 1 | X | BIT
Conventional Steam Coal.BIT | hard coal | TRUE | 733 | Appalachian Power Co | 3935 | John E Amos | WV | Putnam | 2 | Conventional Steam Coal | ST |  | S | 800 | 800 | 300 | N | 1972 |  |  | N | Electric Utility | 1 | X | BIT
Conventional Steam Coal.BIT | hard coal | TRUE | 733 | Appalachian Power Co | 3935 | John E Amos | WV | Putnam | 3 | Conventional Steam Coal | ST |  | S | 1300 | 1299 | 600 | N | 1973 |  |  | N | Electric Utility | 1 | X | BIT
Conventional Steam Coal.BIT | hard coal | TRUE | 12796 | Monongahela Power Co | 3943 | FirstEnergy Fort Martin Power Station | WV | Monongalia | 1 | Conventional Steam Coal | ST |  | S | 552 | 552 | 220 | N | 1967 |  |  | N | Electric Utility | 1 | X | BIT | DFO
Conventional Steam Coal.BIT | hard coal | TRUE | 12796 | Monongahela Power Co | 3943 | FirstEnergy Fort Martin Power Station | WV | Monongalia | 2 | Conventional Steam Coal | ST |  | S | 546 | 546 | 220 | N | 1968 |  |  | N | Electric Utility | 1 | X | BIT | DFO
Conventional Steam Coal.RC | hard coal | TRUE | 12796 | Monongahela Power Co | 3944 | FirstEnergy Harrison Power Station | WV | Harrison | 1 | Conventional Steam Coal | ST |  | S | 652 | 662 | 375 | N | 1972 |  |  | N | Electric Utility | 1 | X | RC | NG
Conventional Steam Coal.RC | hard coal | TRUE | 12796 | Monongahela Power Co | 3944 | FirstEnergy Harrison Power Station | WV | Harrison | 2 | Conventional Steam Coal | ST |  | S | 651 | 661 | 375 | N | 1973 |  |  | N | Electric Utility | 1 | X | RC | NG
Conventional Steam Coal.RC | hard coal | TRUE | 12796 | Monongahela Power Co | 3944 | FirstEnergy Harrison Power Station | WV | Harrison | 3 | Conventional Steam Coal | ST |  | S | 651 | 661 | 375 | N | 1974 |  |  | N | Electric Utility | 1 | X | RC | NG
Conventional Steam Coal.BIT | hard coal | TRUE | 22053 | Kentucky Power Co | 3948 | Mitchell (WV) | WV | Marshall | 1 | Conventional Steam Coal | ST |  | J | 770 | 770 | 370 | N | 1971 |  |  | N | Electric Utility | 1 | X | BIT
Conventional Steam Coal.BIT | hard coal | TRUE | 22053 | Kentucky Power Co | 3948 | Mitchell (WV) | WV | Marshall | 2 | Conventional Steam Coal | ST |  | J | 790 | 790 | 410 | N | 1971 |  |  | N | Electric Utility | 1 | X | BIT
Conventional Steam Coal.BIT | hard coal | TRUE | 19876 | Virginia Electric & Power Co | 3954 | Mt Storm | WV | Grant | 1 | Conventional Steam Coal | ST |  | S | 541.9 | 551.7 | 265 | N | 1965 |  |  | N | Electric Utility | 1 | X | BIT | DFO
Conventional Steam Coal.BIT | hard coal | TRUE | 19876 | Virginia Electric & Power Co | 3954 | Mt Storm | WV | Grant | 2 | Conventional Steam Coal | ST |  | S | 551.5 | 560.4 | 265 | N | 1966 |  |  | N | Electric Utility | 1 | X | BIT | DFO
Conventional Steam Coal.BIT | hard coal | TRUE | 19876 | Virginia Electric & Power Co | 3954 | Mt Storm | WV | Grant | 3 | Conventional Steam Coal | ST |  | S | 520 | 527 | 300 | N | 1973 |  |  | N | Electric Utility | 1 | X | BIT | DFO | WO
Petroleum Liquids.JF | petroleum | TRUE | 19876 | Virginia Electric & Power Co | 3954 | Mt Storm | WV | Grant | JF1 | Petroleum Liquids | GT |  | S | 11 | 16 | 5 | N | 1967 |  |  | N | Electric Utility | 1 | X | JF
Conventional Hydroelectric.WAT | hydro | TRUE | 4247 | Consolidated Water Power Co | 3971 | Biron | WI | Wood | 1 | Conventional Hydroelectric | HY |  | S | 1.3 | 1.3 | 1.3 | N | 1921 |  |  | N | Electric Utility | 1 | X | WAT
Conventional Hydroelectric.WAT | hydro | TRUE | 4247 | Consolidated Water Power Co | 3971 | Biron | WI | Wood | 2 | Conventional Hydroelectric | HY |  | S | 1.3 | 1.3 | 1.3 | N | 1921 |  |  | N | Electric Utility | 1 | X | WAT
Conventional Hydroelectric.WAT | hydro | TRUE | 4247 | Consolidated Water Power Co | 3971 | Biron | WI | Wood | 3 | Conventional Hydroelectric | HY |  | S | 0.4 | 0.4 | 0.4 | N | 1916 |  |  | N | Electric Utility | 1 | X | WAT
Conventional Hydroelectric.WAT | hydro | TRUE | 4247 | Consolidated Water Power Co | 3971 | Biron | WI | Wood | 4 | Conventional Hydroelectric | HY |  | S | 0.5 | 0.5 | 0.4 | N | 1896 |  |  | N | Electric Utility | 1 | X | WAT
Conventional Hydroelectric.WAT | hydro | TRUE | 4247 | Consolidated Water Power Co | 3971 | Biron | WI | Wood | 5 | Conventional Hydroelectric | HY |  | S | 0.5 | 0.5 | 0.4 | N | 1896 |  |  | N | Electric Utility | 1 | X | WAT
Conventional Hydroelectric.WAT | hydro | TRUE | 4247 | Consolidated Water Power Co | 3971 | Biron | WI | Wood | 6 | Conventional Hydroelectric | HY |  | S | 0.5 | 0.5 | 0.4 | N | 1896 |  |  | N | Electric Utility | 1 | X | WAT
Conventional Hydroelectric.WAT | hydro | TRUE | 4247 | Consolidated Water Power Co | 3971 | Biron | WI | Wood | 7 | Conventional Hydroelectric | HY |  | S | 0.5 | 0.5 | 0.4 | N | 1896 |  |  | N | Electric Utility | 1 | X | WAT
Conventional Hydroelectric.WAT | hydro | TRUE | 4247 | Consolidated Water Power Co | 3971 | Biron | WI | Wood | 9 | Conventional Hydroelectric | HY |  | S | 0.6 | 0.6 | 0.4 | N | 1896 |  |  | N | Electric Utility | 1 | X | WAT
Conventional Hydroelectric.WAT | hydro | TRUE | 4247 | Consolidated Water Power Co | 3972 | Du Bay | WI | Portage | 1 | Conventional Hydroelectric | HY |  | S | 1.2 | 1.2 | 1.2 | N | 1942 |  |  | N | Electric Utility | 1 | X | WAT
Conventional Hydroelectric.WAT | hydro | TRUE | 4247 | Consolidated Water Power Co | 3972 | Du Bay | WI | Portage | 2 | Conventional Hydroelectric | HY |  | S | 2 | 2 | 2 | N | 1942 |  |  | N | Electric Utility | 1 | X | WAT
Conventional Hydroelectric.WAT | hydro | TRUE | 4247 | Consolidated Water Power Co | 3972 | Du Bay | WI | Portage | 3 | Conventional Hydroelectric | HY |  | S | 2 | 2 | 2 | N | 1942 |  |  | N | Electric Utility | 1 | X | WAT
Conventional Hydroelectric.WAT | hydro | TRUE | 4247 | Consolidated Water Power Co | 3972 | Du Bay | WI | Portage | 4 | Conventional Hydroelectric | HY |  | S | 2 | 2 | 2 | N | 1942 |  |  | N | Electric Utility | 1 | X | WAT
Conventional Hydroelectric.WAT | hydro | TRUE | 4247 | Consolidated Water Power Co | 3973 | Stevens Point | WI | Portage | 1 | Conventional Hydroelectric | HY |  | S | 0.8 | 0.8 | 0.8 | N | 1918 |  |  | N | Electric Utility | 1 | X | WAT
Conventional Hydroelectric.WAT | hydro | TRUE | 4247 | Consolidated Water Power Co | 3973 | Stevens Point | WI | Portage | 2 | Conventional Hydroelectric | HY |  | S | 0.8 | 0.8 | 0.8 | N | 1918 |  |  | N | Electric Utility | 1 | X | WAT
Conventional Hydroelectric.WAT | hydro | TRUE | 4247 | Consolidated Water Power Co | 3973 | Stevens Point | WI | Portage | 3 | Conventional Hydroelectric | HY |  | S | 0.8 | 0.8 | 0.8 | N | 1918 |  |  | N | Electric Utility | 1 | X | WAT
Conventional Hydroelectric.WAT | hydro | TRUE | 4247 | Consolidated Water Power Co | 3973 | Stevens Point | WI | Portage | 4 | Conventional Hydroelectric | HY |  | S | 0.8 | 0.8 | 0.8 | N | 1918 |  |  | N | Electric Utility | 1 | X | WAT
Conventional Hydroelectric.WAT | hydro | TRUE | 4247 | Consolidated Water Power Co | 3973 | Stevens Point | WI | Portage | 5 | Conventional Hydroelectric | HY |  | S | 0.8 | 0.8 | 0.8 | N | 1918 |  |  | N | Electric Utility | 1 | X | WAT
Conventional Hydroelectric.WAT | hydro | TRUE | 4247 | Consolidated Water Power Co | 3973 | Stevens Point | WI | Portage | 6 | Conventional Hydroelectric | HY |  | S | 0.8 | 0.8 | 0.8 | N | 1918 |  |  | N | Electric Utility | 1 | X | WAT
Conventional Hydroelectric.WAT | hydro | TRUE | 4247 | Consolidated Water Power Co | 3974 | Wisconsin Rapids | WI | Wood | 1 | Conventional Hydroelectric | HY |  | S | 1.8 | 1.8 | 1.5 | N | 1920 |  |  | N | Electric Utility | 1 | X | WAT
Conventional Hydroelectric.WAT | hydro | TRUE | 4247 | Consolidated Water Power Co | 3974 | Wisconsin Rapids | WI | Wood | 10 | Conventional Hydroelectric | HY |  | S | 0.3 | 0.3 | 0.3 | N | 1903 |  |  | N | Electric Utility | 1 | X | WAT
Conventional Hydroelectric.WAT | hydro | TRUE | 4247 | Consolidated Water Power Co | 3974 | Wisconsin Rapids | WI | Wood | 2 | Conventional Hydroelectric | HY |  | S | 1.8 | 1.8 | 1.5 | N | 1920 |  |  | N | Electric Utility | 1 | X | WAT
Conventional Hydroelectric.WAT | hydro | TRUE | 4247 | Consolidated Water Power Co | 3974 | Wisconsin Rapids | WI | Wood | 3 | Conventional Hydroelectric | HY |  | S | 0.6 | 0.6 | 0.6 | N | 1903 |  |  | N | Electric Utility | 1 | X | WAT
Conventional Hydroelectric.WAT | hydro | TRUE | 4247 | Consolidated Water Power Co | 3974 | Wisconsin Rapids | WI | Wood | 4 | Conventional Hydroelectric | HY |  | S | 0.6 | 0.6 | 0.6 | N | 1903 |  |  | N | Electric Utility | 1 | X | WAT
Conventional Hydroelectric.WAT | hydro | TRUE | 4247 | Consolidated Water Power Co | 3974 | Wisconsin Rapids | WI | Wood | 5 | Conventional Hydroelectric | HY |  | S | 0.6 | 0.6 | 0.6 | N | 1903 |  |  | N | Electric Utility | 1 | X | WAT
Conventional Hydroelectric.WAT | hydro | TRUE | 4247 | Consolidated Water Power Co | 3974 | Wisconsin Rapids | WI | Wood | 6 | Conventional Hydroelectric | HY |  | S | 0.3 | 0.3 | 0.3 | N | 1903 |  |  | N | Electric Utility | 1 | X | WAT
Conventional Hydroelectric.WAT | hydro | TRUE | 4247 | Consolidated Water Power Co | 3974 | Wisconsin Rapids | WI | Wood | 7 | Conventional Hydroelectric | HY |  | S | 0.6 | 0.6 | 0.6 | N | 1903 |  |  | N | Electric Utility | 1 | X | WAT
Conventional Hydroelectric.WAT | hydro | TRUE | 4247 | Consolidated Water Power Co | 3974 | Wisconsin Rapids | WI | Wood | 8 | Conventional Hydroelectric | HY |  | S | 0.6 | 0.6 | 0.6 | N | 1903 |  |  | N | Electric Utility | 1 | X | WAT
Conventional Hydroelectric.WAT | hydro | TRUE | 4247 | Consolidated Water Power Co | 3974 | Wisconsin Rapids | WI | Wood | 9 | Conventional Hydroelectric | HY |  | S | 0.9 | 0.9 | 0.6 | N | 1903 |  |  | N | Electric Utility | 1 | X | WAT
Conventional Hydroelectric.WAT | hydro | TRUE | 4247 | Consolidated Water Power Co | 3975 | Whiting | WI | Portage | 1 | Conventional Hydroelectric | HY |  | S | 1.2 | 1.2 | 1 | N | 1963 |  |  | N | Electric Utility | 1 | X | WAT
Conventional Hydroelectric.WAT | hydro | TRUE | 4247 | Consolidated Water Power Co | 3975 | Whiting | WI | Portage | 10 | Conventional Hydroelectric | HY |  | S | 0.3 | 0.3 | 0.3 | N | 1891 |  |  | N | Electric Utility | 1 | X | WAT
Conventional Hydroelectric.WAT | hydro | TRUE | 4247 | Consolidated Water Power Co | 3975 | Whiting | WI | Portage | 2 | Conventional Hydroelectric | HY |  | S | 0.5 | 0.5 | 0.5 | N | 1891 |  |  | N | Electric Utility | 1 | X | WAT
Conventional Hydroelectric.WAT | hydro | TRUE | 4247 | Consolidated Water Power Co | 3975 | Whiting | WI | Portage | 3 | Conventional Hydroelectric | HY |  | S | 1.8 | 1.8 | 0.5 | N | 1891 |  |  | N | Electric Utility | 1 | X | WAT
Conventional Hydroelectric.WAT | hydro | TRUE | 4247 | Consolidated Water Power Co | 3975 | Whiting | WI | Portage | 4 | Conventional Hydroelectric | HY |  | S | 1.8 | 1.8 | 0.5 | N | 1891 |  |  | N | Electric Utility | 1 | X | WAT
Conventional Hydroelectric.WAT | hydro | TRUE | 4247 | Consolidated Water Power Co | 3975 | Whiting | WI | Portage | 5 | Conventional Hydroelectric | HY |  | S | 1.8 | 1.8 | 0.5 | N | 1891 |  |  | N | Electric Utility | 1 | X | WAT
Conventional Hydroelectric.WAT | hydro | TRUE | 4247 | Consolidated Water Power Co | 3975 | Whiting | WI | Portage | 6 | Conventional Hydroelectric | HY |  | S | 0.5 | 0.5 | 0.5 | N | 1891 |  |  | N | Electric Utility | 1 | X | WAT
Conventional Hydroelectric.WAT | hydro | TRUE | 4247 | Consolidated Water Power Co | 3975 | Whiting | WI | Portage | 7 | Conventional Hydroelectric | HY |  | S | 0.5 | 0.5 | 0.5 | N | 1891 |  |  | N | Electric Utility | 1 | X | WAT
Conventional Hydroelectric.WAT | hydro | TRUE | 4247 | Consolidated Water Power Co | 3975 | Whiting | WI | Portage | 8 | Conventional Hydroelectric | HY |  | S | 0.3 | 0.3 | 0.3 | N | 1891 |  |  | N | Electric Utility | 1 | X | WAT
Conventional Hydroelectric.WAT | hydro | TRUE | 4247 | Consolidated Water Power Co | 3975 | Whiting | WI | Portage | 9 | Conventional Hydroelectric | HY |  | S | 0.3 | 0.3 | 0.3 | N | 1891 |  |  | N | Electric Utility | 1 | X | WAT
Petroleum Liquids.DFO | petroleum | TRUE | 4715 | Dahlberg Light & Power Co | 3976 | Gordon | WI | Douglas | 3 | Petroleum Liquids | IC |  | S | 0.7 | 0.7 | 0.7 | N | 1955 |  |  | N | Electric Utility | 1 | X | DFO
Petroleum Liquids.DFO | petroleum | TRUE | 4715 | Dahlberg Light & Power Co | 3976 | Gordon | WI | Douglas | 4 | Petroleum Liquids | IC |  | S | 0.7 | 0.7 | 0.7 | N | 1949 |  |  | N | Electric Utility | 1 | X | DFO
Petroleum Liquids.DFO | petroleum | TRUE | 4715 | Dahlberg Light & Power Co | 3976 | Gordon | WI | Douglas | 5 | Petroleum Liquids | IC |  | S | 0.7 | 0.7 | 0.7 | N | 2001 |  |  | N | Electric Utility | 1 | X | DFO
Petroleum Liquids.DFO | petroleum | TRUE | 4715 | Dahlberg Light & Power Co | 3976 | Gordon | WI | Douglas | 6 | Petroleum Liquids | IC |  | S | 0.7 | 0.7 | 0.7 | N | 2001 |  |  | N | Electric Utility | 1 | X | DFO
Wood/Wood Waste Biomass.WDS | biomass | TRUE | 13781 | Northern States Power Co - Minnesota | 3982 | Bay Front | WI | Ashland | 5 | Wood/Wood Waste Biomass | ST |  | S | 18 | 18 | 11 | N | 1952 |  |  | N | Electric Utility | 1 | X | WDS | TDF | NG
Natural Gas Steam Turbine.NG | natural gas steam turbine | TRUE | 13781 | Northern States Power Co - Minnesota | 3982 | Bay Front | WI | Ashland | 6 | Natural Gas Steam Turbine | ST |  | S | 23 | 23 | 15 | N | 1957 |  |  | N | Electric Utility | 1 | X | NG
Conventional Hydroelectric.WAT | hydro | TRUE | 13781 | Northern States Power Co - Minnesota | 3983 | Big Falls | WI | Rusk | 1 | Conventional Hydroelectric | HY |  | S | 1.1 | 1 | 0.7 | N | 1922 |  |  | N | Electric Utility | 1 | X | WAT
Conventional Hydroelectric.WAT | hydro | TRUE | 13781 | Northern States Power Co - Minnesota | 3983 | Big Falls | WI | Rusk | 2 | Conventional Hydroelectric | HY |  | S | 1.1 | 1 | 0.7 | N | 1922 |  |  | N | Electric Utility | 1 | X | WAT
Conventional Hydroelectric.WAT | hydro | TRUE | 13781 | Northern States Power Co - Minnesota | 3983 | Big Falls | WI | Rusk | 3 | Conventional Hydroelectric | HY |  | S | 1.1 | 1 | 0.6 | N | 1993 |  |  | N | Electric Utility | 1 | X | WAT
Conventional Hydroelectric.WAT | hydro | TRUE | 13781 | Northern States Power Co - Minnesota | 3986 | Ladysmith Dam | WI | Rusk | 1 | Conventional Hydroelectric | HY |  | S | 0.3 | 0.3 | 0.2 | N | 1940 |  |  | N | Electric Utility | 1 | X | WAT
Conventional Hydroelectric.WAT | hydro | TRUE | 13781 | Northern States Power Co - Minnesota | 3986 | Ladysmith Dam | WI | Rusk | 2 | Conventional Hydroelectric | HY |  | S | 0.3 | 0.2 | 0.2 | N | 1940 |  |  | N | Electric Utility | 1 | X | WAT
Conventional Hydroelectric.WAT | hydro | TRUE | 13781 | Northern States Power Co - Minnesota | 3986 | Ladysmith Dam | WI | Rusk | 3 | Conventional Hydroelectric | HY |  | S | 0.4 | 0.3 | 0.4 | N | 1983 |  |  | N | Electric Utility | 1 | X | WAT
Conventional Hydroelectric.WAT | hydro | TRUE | 13781 | Northern States Power Co - Minnesota | 3988 | Thornapple | WI | Rusk | 1 | Conventional Hydroelectric | HY |  | S | 0.4 | 0.4 | 0.2 | N | 1927 |  |  | N | Electric Utility | 1 | X | WAT
Conventional Hydroelectric.WAT | hydro | TRUE | 13781 | Northern States Power Co - Minnesota | 3988 | Thornapple | WI | Rusk | 2 | Conventional Hydroelectric | HY |  | S | 0.4 | 0.4 | 0.2 | N | 1929 |  |  | N | Electric Utility | 1 | X | WAT
Conventional Hydroelectric.WAT | hydro | TRUE | 13781 | Northern States Power Co - Minnesota | 3989 | White River (WI) | WI | Ashland | 1 | Conventional Hydroelectric | HY |  | S | 0.2 | 0.2 | 0.1 | N | 1907 | 7 | 2025 | N | Electric Utility | 1 | X | WAT
Conventional Hydroelectric.WAT | hydro | TRUE | 13781 | Northern States Power Co - Minnesota | 3989 | White River (WI) | WI | Ashland | 2 | Conventional Hydroelectric | HY |  | S | 0.2 | 0.2 | 0.1 | N | 1907 | 7 | 2025 | N | Electric Utility | 1 | X | WAT
Natural Gas Fired Combustion Turbine.NG | natural gas peaker | TRUE | 11479 | Madison Gas & Electric Co | 3991 | Fitchburg | WI | Dane | 1 | Natural Gas Fired Combustion Turbine | GT |  | S | 15.1 | 24.1 | 3 | N | 1973 |  |  | N | Electric Utility | 1 | X | NG
Natural Gas Fired Combustion Turbine.NG | natural gas peaker | TRUE | 11479 | Madison Gas & Electric Co | 3991 | Fitchburg | WI | Dane | 2 | Natural Gas Fired Combustion Turbine | GT |  | S | 16.3 | 25.3 | 3 | N | 1973 |  |  | N | Electric Utility | 1 | X | NG
Natural Gas Steam Turbine.NG | natural gas steam turbine | TRUE | 11479 | Madison Gas & Electric Co | 3992 | Blount Street | WI | Dane | 6 | Natural Gas Steam Turbine | ST |  | S | 46.7 | 48.5 | 5 | N | 1957 |  |  | N | Electric Utility | 1 | X | NG
Natural Gas Steam Turbine.NG | natural gas steam turbine | TRUE | 11479 | Madison Gas & Electric Co | 3992 | Blount Street | WI | Dane | 7 | Natural Gas Steam Turbine | ST |  | S | 47.8 | 49.6 | 5 | N | 1961 |  |  | N | Electric Utility | 1 | X | NG
Natural Gas Fired Combustion Turbine.NG | natural gas peaker | TRUE | 11479 | Madison Gas & Electric Co | 3993 | Sycamore (WI) | WI | Dane | 1 | Natural Gas Fired Combustion Turbine | GT |  | S | 12.1 | 16.8 | 3 | N | 1967 |  |  | N | Electric Utility | 1 | X | NG
Natural Gas Fired Combustion Turbine.NG | natural gas peaker | TRUE | 11479 | Madison Gas & Electric Co | 3993 | Sycamore (WI) | WI | Dane | 2 | Natural Gas Fired Combustion Turbine | GT |  | S | 17.7 | 23.9 | 3 | N | 1971 |  |  | N | Electric Utility | 1 | X | NG
Conventional Hydroelectric.WAT | hydro | TRUE | 58149 | Renewable World Energies LLC | 3995 | Arpin Dam | WI | Sawyer | 1 | Conventional Hydroelectric | HY |  | S | 0.6 | 0.6 | 0 | N | 1971 |  |  | N | IPP Non-CHP | 2 | X | WAT
Conventional Hydroelectric.WAT | hydro | TRUE | 58149 | Renewable World Energies LLC | 3995 | Arpin Dam | WI | Sawyer | 2 | Conventional Hydroelectric | HY |  | S | 0.6 | 0.6 | 0 | N | 1971 |  |  | N | IPP Non-CHP | 2 | X | WAT
Conventional Hydroelectric.WAT | hydro | TRUE | 58149 | Renewable World Energies LLC | 3995 | Arpin Dam | WI | Sawyer | 3 | Conventional Hydroelectric | HY |  | S | 0.2 | 0.2 | 0 | N | 1973 |  |  | N | IPP Non-CHP | 2 | X | WAT
Conventional Hydroelectric.WAT | hydro | TRUE | 13781 | Northern States Power Co - Minnesota | 3998 | Cedar Falls (WI) | WI | Dunn | 1 | Conventional Hydroelectric | HY |  | S | 1.3 | 1.2 | 1.2 | N | 1915 |  |  | N | Electric Utility | 1 | X | WAT
Conventional Hydroelectric.WAT | hydro | TRUE | 13781 | Northern States Power Co - Minnesota | 3998 | Cedar Falls (WI) | WI | Dunn | 2 | Conventional Hydroelectric | HY |  | S | 1.1 | 1.1 | 1.1 | N | 1911 |  |  | N | Electric Utility | 1 | X | WAT
Conventional Hydroelectric.WAT | hydro | TRUE | 13781 | Northern States Power Co - Minnesota | 3998 | Cedar Falls (WI) | WI | Dunn | 3 | Conventional Hydroelectric | HY |  | S | 1.2 | 1.1 | 1.1 | N | 1910 |  |  | N | Electric Utility | 1 | X | WAT
Conventional Hydroelectric.WAT | hydro | TRUE | 13781 | Northern States Power Co - Minnesota | 4000 | Chippewa Falls | WI | Chippewa | 1 | Conventional Hydroelectric | HY |  | S | 1.9 | 1.9 | 0.9 | N | 1928 |  |  | N | Electric Utility | 1 | X | WAT
Conventional Hydroelectric.WAT | hydro | TRUE | 13781 | Northern States Power Co - Minnesota | 4000 | Chippewa Falls | WI | Chippewa | 2 | Conventional Hydroelectric | HY |  | S | 2.1 | 2.1 | 0.9 | N | 1928 |  |  | N | Electric Utility | 1 | X | WAT
Conventional Hydroelectric.WAT | hydro | TRUE | 13781 | Northern States Power Co - Minnesota | 4000 | Chippewa Falls | WI | Chippewa | 3 | Conventional Hydroelectric | HY |  | S | 2 | 2 | 0.9 | N | 1928 |  |  | N | Electric Utility | 1 | X | WAT
Conventional Hydroelectric.WAT | hydro | TRUE | 13781 | Northern States Power Co - Minnesota | 4000 | Chippewa Falls | WI | Chippewa | 4 | Conventional Hydroelectric | HY |  | S | 2 | 2 | 0.9 | N | 1928 |  |  | N | Electric Utility | 1 | X | WAT
Conventional Hydroelectric.WAT | hydro | TRUE | 13781 | Northern States Power Co - Minnesota | 4000 | Chippewa Falls | WI | Chippewa | 5 | Conventional Hydroelectric | HY |  | S | 2 | 2 | 0.9 | N | 1928 |  |  | N | Electric Utility | 1 | X | WAT
Conventional Hydroelectric.WAT | hydro | TRUE | 13781 | Northern States Power Co - Minnesota | 4000 | Chippewa Falls | WI | Chippewa | 6 | Conventional Hydroelectric | HY |  | S | 2.1 | 2.1 | 0.9 | N | 1928 |  |  | N | Electric Utility | 1 | X | WAT
Conventional Hydroelectric.WAT | hydro | TRUE | 13781 | Northern States Power Co - Minnesota | 4002 | Dells | WI | Eau Claire | 1 | Conventional Hydroelectric | HY |  | S | 1.9 | 1.9 | 0.7 | N | 1923 |  |  | N | Electric Utility | 1 | X | WAT
Conventional Hydroelectric.WAT | hydro | TRUE | 13781 | Northern States Power Co - Minnesota | 4002 | Dells | WI | Eau Claire | 2 | Conventional Hydroelectric | HY |  | S | 1.5 | 1.5 | 0.7 | N | 1924 |  |  | N | Electric Utility | 1 | X | WAT
Conventional Hydroelectric.WAT | hydro | TRUE | 13781 | Northern States Power Co - Minnesota | 4002 | Dells | WI | Eau Claire | 3 | Conventional Hydroelectric | HY |  | S | 1.5 | 1.5 | 0.7 | N | 1924 |  |  | N | Electric Utility | 1 | X | WAT
Conventional Hydroelectric.WAT | hydro | TRUE | 13781 | Northern States Power Co - Minnesota | 4002 | Dells | WI | Eau Claire | 4 | Conventional Hydroelectric | HY |  | S | 1.5 | 1.5 | 0.7 | N | 1924 |  |  | N | Electric Utility | 1 | X | WAT
Conventional Hydroelectric.WAT | hydro | TRUE | 13781 | Northern States Power Co - Minnesota | 4002 | Dells | WI | Eau Claire | 5 | Conventional Hydroelectric | HY |  | S | 0.9 | 0.9 | 0.4 | N | 1924 |  |  | N | Electric Utility | 1 | X | WAT
Wood/Wood Waste Biomass.WDS | biomass | TRUE | 13781 | Northern States Power Co - Minnesota | 4005 | French Island | WI | La Crosse | 1 | Wood/Wood Waste Biomass | ST |  | S | 9 | 9 | 6 | N | 1940 | 6 | 2030 | N | Electric Utility | 1 | X | WDS | MSW | NG
Wood/Wood Waste Biomass.WDS | biomass | TRUE | 13781 | Northern States Power Co - Minnesota | 4005 | French Island | WI | La Crosse | 2 | Wood/Wood Waste Biomass | ST |  | S | 7 | 7 | 6 | N | 1948 | 6 | 2030 | N | Electric Utility | 1 | X | WDS | MSW | NG
Petroleum Liquids.DFO | petroleum | TRUE | 13781 | Northern States Power Co - Minnesota | 4005 | French Island | WI | La Crosse | 3 | Petroleum Liquids | GT |  | S | 61 | 81 | 22 | N | 1974 | 6 | 2030 | N | Electric Utility | 1 | X | DFO
Petroleum Liquids.DFO | petroleum | TRUE | 13781 | Northern States Power Co - Minnesota | 4005 | French Island | WI | La Crosse | 4 | Petroleum Liquids | GT |  | S | 58 | 78 | 22 | N | 1974 | 6 | 2030 | N | Electric Utility | 1 | X | DFO
Conventional Hydroelectric.WAT | hydro | TRUE | 13781 | Northern States Power Co - Minnesota | 4007 | Holcombe | WI | Chippewa | 1 | Conventional Hydroelectric | HY |  | S | 7.3 | 7.3 | 2.8 | N | 1950 |  |  | N | Electric Utility | 1 | X | WAT
Conventional Hydroelectric.WAT | hydro | TRUE | 13781 | Northern States Power Co - Minnesota | 4007 | Holcombe | WI | Chippewa | 2 | Conventional Hydroelectric | HY |  | S | 7.3 | 7.3 | 2.8 | N | 1950 |  |  | N | Electric Utility | 1 | X | WAT
Conventional Hydroelectric.WAT | hydro | TRUE | 13781 | Northern States Power Co - Minnesota | 4007 | Holcombe | WI | Chippewa | 3 | Conventional Hydroelectric | HY |  | S | 7.3 | 7.3 | 2.8 | N | 1950 |  |  | N | Electric Utility | 1 | X | WAT
Conventional Hydroelectric.WAT | hydro | TRUE | 13781 | Northern States Power Co - Minnesota | 4008 | Jim Falls | WI | Chippewa | 1 | Conventional Hydroelectric | HY |  | S | 12.3 | 12.3 | 7.4 | N | 1988 |  |  | N | Electric Utility | 1 | X | WAT
Conventional Hydroelectric.WAT | hydro | TRUE | 13781 | Northern States Power Co - Minnesota | 4008 | Jim Falls | WI | Chippewa | 2 | Conventional Hydroelectric | HY |  | S | 12.5 | 12.5 | 7.4 | N | 1988 |  |  | N | Electric Utility | 1 | X | WAT
Conventional Hydroelectric.WAT | hydro | TRUE | 13781 | Northern States Power Co - Minnesota | 4008 | Jim Falls | WI | Chippewa | 4 | Conventional Hydroelectric | HY |  | S | 0.2 | 0.2 | 0.2 | N | 1988 |  |  | N | Electric Utility | 1 | X | WAT
Conventional Hydroelectric.WAT | hydro | TRUE | 13781 | Northern States Power Co - Minnesota | 4009 | Menomonie | WI | Dunn | 1 | Conventional Hydroelectric | HY |  | S | 1.1 | 1.2 | 0.7 | N | 1958 |  |  | N | Electric Utility | 1 | X | WAT
Conventional Hydroelectric.WAT | hydro | TRUE | 13781 | Northern States Power Co - Minnesota | 4009 | Menomonie | WI | Dunn | 2 | Conventional Hydroelectric | HY |  | S | 1.1 | 1.2 | 0.6 | N | 1958 |  |  | N | Electric Utility | 1 | X | WAT
Conventional Hydroelectric.WAT | hydro | TRUE | 13781 | Northern States Power Co - Minnesota | 4011 | St Croix Falls | WI | Polk | 1 | Conventional Hydroelectric | HY |  | S | 1.8 | 1.4 | 0.6 | N | 1917 | 12 | 2027 | N | Electric Utility | 1 | X | WAT
Conventional Hydroelectric.WAT | hydro | TRUE | 13781 | Northern States Power Co - Minnesota | 4011 | St Croix Falls | WI | Polk | 2 | Conventional Hydroelectric | HY |  | S | 1.8 | 1.4 | 0.6 | N | 1917 | 12 | 2027 | N | Electric Utility | 1 | X | WAT
Conventional Hydroelectric.WAT | hydro | TRUE | 13781 | Northern States Power Co - Minnesota | 4011 | St Croix Falls | WI | Polk | 3 | Conventional Hydroelectric | HY |  | S | 1.9 | 1.5 | 0.6 | N | 1917 | 12 | 2027 | N | Electric Utility | 1 | X | WAT
Conventional Hydroelectric.WAT | hydro | TRUE | 13781 | Northern States Power Co - Minnesota | 4011 | St Croix Falls | WI | Polk | 4 | Conventional Hydroelectric | HY |  | S | 1.9 | 1.5 | 0.6 | N | 1917 | 12 | 2027 | N | Electric Utility | 1 | X | WAT
Conventional Hydroelectric.WAT | hydro | TRUE | 13781 | Northern States Power Co - Minnesota | 4011 | St Croix Falls | WI | Polk | 5 | Conventional Hydroelectric | HY |  | S | 2 | 1.6 | 0.9 | N | 1910 | 12 | 2027 | N | Electric Utility | 1 | X | WAT
Conventional Hydroelectric.WAT | hydro | TRUE | 13781 | Northern States Power Co - Minnesota | 4011 | St Croix Falls | WI | Polk | 6 | Conventional Hydroelectric | HY |  | S | 1.9 | 1.5 | 0.9 | N | 1910 | 12 | 2027 | N | Electric Utility | 1 | X | WAT
Conventional Hydroelectric.WAT | hydro | TRUE | 13781 | Northern States Power Co - Minnesota | 4011 | St Croix Falls | WI | Polk | 7 | Conventional Hydroelectric | HY |  | S | 2 | 1.6 | 0.8 | N | 1923 | 12 | 2027 | N | Electric Utility | 1 | X | WAT
Conventional Hydroelectric.WAT | hydro | TRUE | 13781 | Northern States Power Co - Minnesota | 4011 | St Croix Falls | WI | Polk | 8 | Conventional Hydroelectric | HY |  | S | 1.9 | 1.5 | 0.8 | N | 1923 | 12 | 2027 | N | Electric Utility | 1 | X | WAT
Conventional Hydroelectric.WAT | hydro | TRUE | 13781 | Northern States Power Co - Minnesota | 4012 | Trego | WI | Washburn | 1 | Conventional Hydroelectric | HY |  | S | 0.4 | 0.4 | 0.2 | N | 1927 | 11 | 2025 | N | Electric Utility | 1 | X | WAT
Conventional Hydroelectric.WAT | hydro | TRUE | 13781 | Northern States Power Co - Minnesota | 4012 | Trego | WI | Washburn | 2 | Conventional Hydroelectric | HY |  | S | 0.3 | 0.3 | 0.1 | N | 1927 | 11 | 2025 | N | Electric Utility | 1 | X | WAT
Natural Gas Fired Combustion Turbine.NG | natural gas peaker | TRUE | 13781 | Northern States Power Co - Minnesota | 4014 | Wheaton | WI | Chippewa | 1 | Natural Gas Fired Combustion Turbine | GT |  | S | 44 | 56 | 10 | N | 1973 | 12 | 2025 | N | Electric Utility | 1 | X | NG | DFO
Natural Gas Fired Combustion Turbine.NG | natural gas peaker | TRUE | 13781 | Northern States Power Co - Minnesota | 4014 | Wheaton | WI | Chippewa | 2 | Natural Gas Fired Combustion Turbine | GT |  | S | 51 | 66 | 10 | N | 1973 | 12 | 2025 | N | Electric Utility | 1 | X | NG | DFO
Natural Gas Fired Combustion Turbine.NG | natural gas peaker | TRUE | 13781 | Northern States Power Co - Minnesota | 4014 | Wheaton | WI | Chippewa | 3 | Natural Gas Fired Combustion Turbine | GT |  | S | 44 | 56 | 10 | N | 1973 | 12 | 2025 | N | Electric Utility | 1 | X | NG | DFO
Natural Gas Fired Combustion Turbine.NG | natural gas peaker | TRUE | 13781 | Northern States Power Co - Minnesota | 4014 | Wheaton | WI | Chippewa | 4 | Natural Gas Fired Combustion Turbine | GT |  | S | 47 | 61 | 10 | N | 1973 | 12 | 2025 | N | Electric Utility | 1 | X | NG | DFO
Petroleum Liquids.DFO | petroleum | TRUE | 13781 | Northern States Power Co - Minnesota | 4014 | Wheaton | WI | Chippewa | 6 | Petroleum Liquids | GT |  | S | 48 | 70 | 25 | N | 1973 | 12 | 2025 | N | Electric Utility | 1 | X | DFO
Conventional Hydroelectric.WAT | hydro | TRUE | 13781 | Northern States Power Co - Minnesota | 4015 | Wissota | WI | Chippewa | 1 | Conventional Hydroelectric | HY |  | S | 3 | 3 | 1.5 | N | 1917 |  |  | N | Electric Utility | 1 | X | WAT
Conventional Hydroelectric.WAT | hydro | TRUE | 13781 | Northern States Power Co - Minnesota | 4015 | Wissota | WI | Chippewa | 2 | Conventional Hydroelectric | HY |  | S | 3.1 | 3.1 | 1.5 | N | 1917 |  |  | N | Electric Utility | 1 | X | WAT
Conventional Hydroelectric.WAT | hydro | TRUE | 13781 | Northern States Power Co - Minnesota | 4015 | Wissota | WI | Chippewa | 3 | Conventional Hydroelectric | HY |  | S | 3 | 3 | 1.5 | N | 1917 |  |  | N | Electric Utility | 1 | X | WAT
Conventional Hydroelectric.WAT | hydro | TRUE | 13781 | Northern States Power Co - Minnesota | 4015 | Wissota | WI | Chippewa | 4 | Conventional Hydroelectric | HY |  | S | 3 | 3 | 1.5 | N | 1917 |  |  | N | Electric Utility | 1 | X | WAT
Conventional Hydroelectric.WAT | hydro | TRUE | 13781 | Northern States Power Co - Minnesota | 4015 | Wissota | WI | Chippewa | 5 | Conventional Hydroelectric | HY |  | S | 2.9 | 2.9 | 1.5 | N | 1917 |  |  | N | Electric Utility | 1 | X | WAT
Conventional Hydroelectric.WAT | hydro | TRUE | 13781 | Northern States Power Co - Minnesota | 4015 | Wissota | WI | Chippewa | 6 | Conventional Hydroelectric | HY |  | S | 3 | 3 | 1.5 | N | 1917 |  |  | N | Electric Utility | 1 | X | WAT
Conventional Hydroelectric.WAT | hydro | TRUE | 58149 | Renewable World Energies LLC | 4018 | Clam River Dam | WI | Burnett | 1 | Conventional Hydroelectric | HY |  | S | 0.4 | 0.4 | 0 | N | 1942 |  |  | N | IPP Non-CHP | 2 | X | WAT
Conventional Hydroelectric.WAT | hydro | TRUE | 58149 | Renewable World Energies LLC | 4018 | Clam River Dam | WI | Burnett | 2 | Conventional Hydroelectric | HY |  | S | 0.4 | 0.4 | 0 | N | 1942 |  |  | N | IPP Non-CHP | 2 | X | WAT
Conventional Hydroelectric.WAT | hydro | TRUE | 58149 | Renewable World Energies LLC | 4018 | Clam River Dam | WI | Burnett | 3 | Conventional Hydroelectric | HY |  | S | 0.4 | 0.4 | 0 | N | 1967 |  |  | N | IPP Non-CHP | 2 | X | WAT
Conventional Hydroelectric.WAT | hydro | TRUE | 58149 | Renewable World Energies LLC | 4019 | Danbury Dam | WI | Burnett | 1 | Conventional Hydroelectric | HY |  | S | 0.1 | 0.1 | 0 | N | 1921 |  |  | N | IPP Non-CHP | 2 | X | WAT
Conventional Hydroelectric.WAT | hydro | TRUE | 58149 | Renewable World Energies LLC | 4019 | Danbury Dam | WI | Burnett | 2 | Conventional Hydroelectric | HY |  | S | 0.3 | 0.3 | 0 | N | 1927 |  |  | N | IPP Non-CHP | 2 | X | WAT
Conventional Hydroelectric.WAT | hydro | TRUE | 58149 | Renewable World Energies LLC | 4019 | Danbury Dam | WI | Burnett | HY3 | Conventional Hydroelectric | HY |  | S | 0.6 | 0.6 | 0 | N | 1950 |  |  | N | IPP Non-CHP | 2 | X | WAT
Petroleum Liquids.DFO | petroleum | TRUE | 13815 | Northwestern Wisconsin Elec Co | 4020 | Frederic Diesel | WI | Polk | 10 | Petroleum Liquids | IC |  | S | 2.5 | 2.6 | 0.1 | N | 2000 |  |  | N | Electric Utility | 1 | X | DFO
Petroleum Liquids.DFO | petroleum | TRUE | 13815 | Northwestern Wisconsin Elec Co | 4020 | Frederic Diesel | WI | Polk | 2 | Petroleum Liquids | IC |  | S | 0.7 | 0.7 | 0.1 | N | 1948 |  |  | N | Electric Utility | 1 | X | DFO
Petroleum Liquids.DFO | petroleum | TRUE | 13815 | Northwestern Wisconsin Elec Co | 4020 | Frederic Diesel | WI | Polk | 3 | Petroleum Liquids | IC |  | S | 0.7 | 0.7 | 0.1 | N | 1949 |  |  | N | Electric Utility | 1 | X | DFO
Petroleum Liquids.DFO | petroleum | TRUE | 13815 | Northwestern Wisconsin Elec Co | 4020 | Frederic Diesel | WI | Polk | 4 | Petroleum Liquids | IC |  | S | 0.6 | 0.6 | 0.1 | N | 1955 |  |  | N | Electric Utility | 1 | X | DFO
Petroleum Liquids.DFO | petroleum | TRUE | 13815 | Northwestern Wisconsin Elec Co | 4020 | Frederic Diesel | WI | Polk | 5 | Petroleum Liquids | IC |  | S | 0.5 | 0.5 | 0.1 | N | 1955 |  |  | N | Electric Utility | 1 | X | DFO
Petroleum Liquids.DFO | petroleum | TRUE | 13815 | Northwestern Wisconsin Elec Co | 4020 | Frederic Diesel | WI | Polk | 6 | Petroleum Liquids | IC |  | S | 1.7 | 1.7 | 0.1 | N | 1970 |  |  | N | Electric Utility | 1 | X | DFO
Petroleum Liquids.DFO | petroleum | TRUE | 13815 | Northwestern Wisconsin Elec Co | 4020 | Frederic Diesel | WI | Polk | 7 | Petroleum Liquids | IC |  | S | 1.8 | 1.8 | 0.1 | N | 1975 |  |  | N | Electric Utility | 1 | X | DFO
Petroleum Liquids.DFO | petroleum | TRUE | 13815 | Northwestern Wisconsin Elec Co | 4020 | Frederic Diesel | WI | Polk | 8 | Petroleum Liquids | IC |  | S | 2.5 | 2.6 | 0.1 | N | 2000 |  |  | N | Electric Utility | 1 | X | DFO
Petroleum Liquids.DFO | petroleum | TRUE | 13815 | Northwestern Wisconsin Elec Co | 4020 | Frederic Diesel | WI | Polk | 9 | Petroleum Liquids | IC |  | S | 2.5 | 2.6 | 0.1 | N | 2000 |  |  | N | Electric Utility | 1 | X | DFO
Petroleum Liquids.DFO | petroleum | TRUE | 13815 | Northwestern Wisconsin Elec Co | 4021 | Grantsburg Diesel | WI | Burnett | 1A | Petroleum Liquids | IC |  | S | 0.8 | 0.8 | 0.1 | N | 1995 |  |  | N | Electric Utility | 1 | X | DFO
Petroleum Liquids.DFO | petroleum | TRUE | 13815 | Northwestern Wisconsin Elec Co | 4021 | Grantsburg Diesel | WI | Burnett | 2 | Petroleum Liquids | IC |  | S | 0.8 | 0.8 | 0.1 | N | 1963 |  |  | N | Electric Utility | 1 | X | DFO
Petroleum Liquids.DFO | petroleum | TRUE | 13815 | Northwestern Wisconsin Elec Co | 4021 | Grantsburg Diesel | WI | Burnett | 3 | Petroleum Liquids | IC |  | S | 0.9 | 0.9 | 0.1 | N | 1968 |  |  | N | Electric Utility | 1 | X | DFO
Petroleum Liquids.DFO | petroleum | TRUE | 13815 | Northwestern Wisconsin Elec Co | 4021 | Grantsburg Diesel | WI | Burnett | 4 | Petroleum Liquids | IC |  | S | 2 | 2 | 0.1 | N | 1975 |  |  | N | Electric Utility | 1 | X | DFO
Petroleum Liquids.DFO | petroleum | TRUE | 13815 | Northwestern Wisconsin Elec Co | 4021 | Grantsburg Diesel | WI | Burnett | 8 | Petroleum Liquids | IC |  | S | 1.8 | 1.8 | 0.1 | N | 2007 |  |  | N | Electric Utility | 1 | X | DFO
Natural Gas Fired Combined Cycle.NG | natural gas combined cycle | TRUE | 20847 | Wisconsin Electric Power Co | 4040 | Port Washington Generating Station | WI | Ozaukee | 1CT1 | Natural Gas Fired Combined Cycle | CT | PWG1 | W | 178.2 | 207 | 101 | N | 2008 |  |  | N | Electric Utility | 1 | X | NG
Natural Gas Fired Combined Cycle.NG | natural gas combined cycle | TRUE | 20847 | Wisconsin Electric Power Co | 4040 | Port Washington Generating Station | WI | Ozaukee | 1CT2 | Natural Gas Fired Combined Cycle | CT | PWG1 | W | 178.8 | 207 | 101 | N | 2008 |  |  | N | Electric Utility | 1 | X | NG
Natural Gas Fired Combined Cycle.NG | natural gas combined cycle | TRUE | 20847 | Wisconsin Electric Power Co | 4040 | Port Washington Generating Station | WI | Ozaukee | 2CT1 | Natural Gas Fired Combined Cycle | CT | PWG2 | W | 174.8 | 204.2 | 101 | N | 2005 |  |  | N | Electric Utility | 1 | X | NG
Natural Gas Fired Combined Cycle.NG | natural gas combined cycle | TRUE | 20847 | Wisconsin Electric Power Co | 4040 | Port Washington Generating Station | WI | Ozaukee | 2CT2 | Natural Gas Fired Combined Cycle | CT | PWG2 | W | 174.9 | 204.5 | 101 | N | 2005 |  |  | N | Electric Utility | 1 | X | NG
Natural Gas Fired Combined Cycle.NG | natural gas combined cycle | TRUE | 20847 | Wisconsin Electric Power Co | 4040 | Port Washington Generating Station | WI | Ozaukee | ST1 | Natural Gas Fired Combined Cycle | CA | PWG1 | W | 265.1 | 265.2 | 131 | N | 2008 |  |  | N | Electric Utility | 1 | X | NG
Natural Gas Fired Combined Cycle.NG | natural gas combined cycle | TRUE | 20847 | Wisconsin Electric Power Co | 4040 | Port Washington Generating Station | WI | Ozaukee | ST2 | Natural Gas Fired Combined Cycle | CA | PWG2 | W | 264.7 | 264.3 | 131 | N | 2005 |  |  | N | Electric Utility | 1 | X | NG
Conventional Steam Coal.SUB | hard coal | TRUE | 20847 | Wisconsin Electric Power Co | 4041 | South Oak Creek | WI | Milwaukee | 5 | Conventional Steam Coal | ST |  | S | 242.2 | 242.2 | 80 | N | 1959 | 5 | 2024 | N | Electric Utility | 1 | X | SUB | NG | NG
Conventional Steam Coal.SUB | hard coal | TRUE | 20847 | Wisconsin Electric Power Co | 4041 | South Oak Creek | WI | Milwaukee | 6 | Conventional Steam Coal | ST |  | S | 253.8 | 253.8 | 80 | N | 1961 | 5 | 2024 | N | Electric Utility | 1 | X | SUB | NG | NG
Conventional Steam Coal.SUB | hard coal | TRUE | 20847 | Wisconsin Electric Power Co | 4041 | South Oak Creek | WI | Milwaukee | 7 | Conventional Steam Coal | ST |  | S | 306.5 | 309.3 | 80 | N | 1965 | 5 | 2025 | N | Electric Utility | 1 | X | SUB | NG | NG
Conventional Steam Coal.SUB | hard coal | TRUE | 20847 | Wisconsin Electric Power Co | 4041 | South Oak Creek | WI | Milwaukee | 8 | Conventional Steam Coal | ST |  | S | 309.5 | 312.7 | 80 | N | 1967 | 5 | 2025 | N | Electric Utility | 1 | X | SUB | NG | NG
Natural Gas Steam Turbine.NG | natural gas steam turbine | TRUE | 20847 | Wisconsin Electric Power Co | 4042 | Valley (WI) | WI | Milwaukee | 1 | Natural Gas Steam Turbine | ST |  | S | 124.7 | 88.3 | 20 | N | 1968 |  |  | Y | Electric Utility | 1 | T | NG
Natural Gas Steam Turbine.NG | natural gas steam turbine | TRUE | 20847 | Wisconsin Electric Power Co | 4042 | Valley (WI) | WI | Milwaukee | 2 | Natural Gas Steam Turbine | ST |  | S | 139.2 | 140.1 | 20 | N | 1969 |  |  | Y | Electric Utility | 1 | T | NG
Petroleum Liquids.DFO | petroleum | TRUE | 20847 | Wisconsin Electric Power Co | 4042 | Valley (WI) | WI | Milwaukee | 3 | Petroleum Liquids | IC |  | S | 2.7 | 2.7 | 1 | N | 1969 |  |  | N | Electric Utility | 1 | X | DFO
Conventional Hydroelectric.WAT | hydro | TRUE | 20847 | Wisconsin Electric Power Co | 4043 | Appleton | WI | Outagamie | 4 | Conventional Hydroelectric | HY |  | S | 1.2 | 1.2 | 0.1 | N | 1980 |  |  | N | Electric Utility | 1 | X | WAT
Conventional Hydroelectric.WAT | hydro | TRUE | 20847 | Wisconsin Electric Power Co | 4043 | Appleton | WI | Outagamie | 5 | Conventional Hydroelectric | HY |  | S | 0.5 | 0.5 | 0.1 | N | 1916 |  |  | N | Electric Utility | 1 | X | WAT
Conventional Hydroelectric.WAT | hydro | TRUE | 20847 | Wisconsin Electric Power Co | 4043 | Appleton | WI | Outagamie | 6 | Conventional Hydroelectric | HY |  | S | 0.5 | 0.5 | 0.1 | N | 1916 |  |  | N | Electric Utility | 1 | X | WAT
Conventional Hydroelectric.WAT | hydro | TRUE | 57280 | Eagle Creek Renewable Energy, LLC | 4044 | Oconto Falls Upper | WI | Oconto | 1 | Conventional Hydroelectric | HY |  | W | 0.4 | 0.4 | 0.1 | N | 1924 |  |  | N | IPP Non-CHP | 2 | X | WAT
Conventional Hydroelectric.WAT | hydro | TRUE | 57280 | Eagle Creek Renewable Energy, LLC | 4044 | Oconto Falls Upper | WI | Oconto | 2 | Conventional Hydroelectric | HY |  | W | 0.4 | 0.4 | 0.1 | N | 1921 |  |  | N | IPP Non-CHP | 2 | X | WAT
Conventional Hydroelectric.WAT | hydro | TRUE | 57280 | Eagle Creek Renewable Energy, LLC | 4044 | Oconto Falls Upper | WI | Oconto | 3 | Conventional Hydroelectric | HY |  | W | 0.3 | 0.3 | 0.1 | N | 1918 |  |  | N | IPP Non-CHP | 2 | X | WAT
Conventional Hydroelectric.WAT | hydro | TRUE | 20847 | Wisconsin Electric Power Co | 4045 | Pine | WI | Florence | 1 | Conventional Hydroelectric | HY |  | S | 1.8 | 1.8 | 0 | N | 1922 |  |  | N | Electric Utility | 1 | X | WAT
Conventional Hydroelectric.WAT | hydro | TRUE | 20847 | Wisconsin Electric Power Co | 4045 | Pine | WI | Florence | 2 | Conventional Hydroelectric | HY |  | S | 1.8 | 1.8 | 0 | N | 1922 |  |  | N | Electric Utility | 1 | X | WAT
Nuclear.NUC | nuclear | TRUE | 55906 | NextEra Energy Point Beach LLC | 4046 | Point Beach Nuclear Plant | WI | Manitowoc | 1 | Nuclear | ST |  | S | 589.5 | 599.1 | 150 | N | 1970 |  |  | N | IPP Non-CHP | 2 | X | NUC
Nuclear.NUC | nuclear | TRUE | 55906 | NextEra Energy Point Beach LLC | 4046 | Point Beach Nuclear Plant | WI | Manitowoc | 2 | Nuclear | ST |  | S | 597.1 | 606.1 | 150 | N | 1972 |  |  | N | IPP Non-CHP | 2 | X | NUC
Petroleum Liquids.DFO | petroleum | TRUE | 55906 | NextEra Energy Point Beach LLC | 4046 | Point Beach Nuclear Plant | WI | Manitowoc | 5 | Petroleum Liquids | GT |  | S | 15 | 18 | 4 | N | 1969 |  |  | N | IPP Non-CHP | 2 | X | DFO
Conventional Steam Coal.SUB | hard coal | TRUE | 20856 | Wisconsin Power & Light Co | 4050 | Edgewater | WI | Sheboygan | 5 | Conventional Steam Coal | ST |  | S | 406.1 | 407.4 | 85 | N | 1985 | 12 | 2028 | N | Electric Utility | 1 | X | SUB
Conventional Hydroelectric.WAT | hydro | TRUE | 20856 | Wisconsin Power & Light Co | 4053 | Kilbourn | WI | Columbia | 2 | Conventional Hydroelectric | HY | B059 | S | 9.5 | 9.5 | 0.5 | N | 1939 |  |  | N | Electric Utility | 1 | X | WAT
Conventional Hydroelectric.WAT | hydro | TRUE | 20856 | Wisconsin Power & Light Co | 4053 | Kilbourn | WI | Columbia | HC1 | Conventional Hydroelectric | HY | B059 | S |  |  | 0.4 | N | 1926 |  |  | N | Electric Utility | 1 | X | WAT
Conventional Hydroelectric.WAT | hydro | TRUE | 20856 | Wisconsin Power & Light Co | 4053 | Kilbourn | WI | Columbia | HC5 | Conventional Hydroelectric | HY | B059 | S |  |  | 0.5 | N | 1935 |  |  | N | Electric Utility | 1 | X | WAT
Conventional Hydroelectric.WAT | hydro | TRUE | 20856 | Wisconsin Power & Light Co | 4053 | Kilbourn | WI | Columbia | HC6 | Conventional Hydroelectric | HY | B059 | S |  |  | 0.5 | N | 1937 |  |  | N | Electric Utility | 1 | X | WAT
Conventional Hydroelectric.WAT | hydro | TRUE | 20856 | Wisconsin Power & Light Co | 4056 | Prairie Du Sac | WI | Sauk | 1 | Conventional Hydroelectric | HY | B061 | S | 29 | 29 | 0.7 | N | 1915 |  |  | N | Electric Utility | 1 | X | WAT
Conventional Hydroelectric.WAT | hydro | TRUE | 20856 | Wisconsin Power & Light Co | 4056 | Prairie Du Sac | WI | Sauk | 2 | Conventional Hydroelectric | HY | B061 | S |  |  | 0.9 | N | 1915 |  |  | N | Electric Utility | 1 | X | WAT
Conventional Hydroelectric.WAT | hydro | TRUE | 20856 | Wisconsin Power & Light Co | 4056 | Prairie Du Sac | WI | Sauk | 3 | Conventional Hydroelectric | HY | B061 | S |  |  | 1 | N | 1920 |  |  | N | Electric Utility | 1 | X | WAT
Conventional Hydroelectric.WAT | hydro | TRUE | 20856 | Wisconsin Power & Light Co | 4056 | Prairie Du Sac | WI | Sauk | 4 | Conventional Hydroelectric | HY | B061 | S |  |  | 1 | N | 1922 |  |  | N | Electric Utility | 1 | X | WAT
Conventional Hydroelectric.WAT | hydro | TRUE | 20856 | Wisconsin Power & Light Co | 4056 | Prairie Du Sac | WI | Sauk | 5 | Conventional Hydroelectric | HY | B061 | S |  |  | 0.7 | N | 1938 |  |  | N | Electric Utility | 1 | X | WAT
Conventional Hydroelectric.WAT | hydro | TRUE | 20856 | Wisconsin Power & Light Co | 4056 | Prairie Du Sac | WI | Sauk | 6 | Conventional Hydroelectric | HY | B061 | S |  |  | 0.7 | N | 1938 |  |  | N | Electric Utility | 1 | X | WAT
Conventional Hydroelectric.WAT | hydro | TRUE | 20856 | Wisconsin Power & Light Co | 4056 | Prairie Du Sac | WI | Sauk | 7 | Conventional Hydroelectric | HY | B061 | S |  |  | 0.7 | N | 1940 |  |  | N | Electric Utility | 1 | X | WAT
Conventional Hydroelectric.WAT | hydro | TRUE | 20856 | Wisconsin Power & Light Co | 4056 | Prairie Du Sac | WI | Sauk | 8 | Conventional Hydroelectric | HY | B061 | S |  |  | 0.7 | N | 1940 |  |  | N | Electric Utility | 1 | X | WAT
Conventional Hydroelectric.WAT | hydro | TRUE | 20860 | Wisconsin Public Service Corp | 4060 | Alexander | WI | Lincoln | 1 | Conventional Hydroelectric | HY |  | S | 1.4 | 1.4 | 0 | N | 1925 |  |  | N | Electric Utility | 1 | X | WAT
Conventional Hydroelectric.WAT | hydro | TRUE | 20860 | Wisconsin Public Service Corp | 4060 | Alexander | WI | Lincoln | 2 | Conventional Hydroelectric | HY |  | S | 1.4 | 1.4 | 0 | N | 1925 |  |  | N | Electric Utility | 1 | X | WAT
Conventional Hydroelectric.WAT | hydro | TRUE | 20860 | Wisconsin Public Service Corp | 4060 | Alexander | WI | Lincoln | 3 | Conventional Hydroelectric | HY |  | S | 1.4 | 1.4 | 0 | N | 1925 |  |  | N | Electric Utility | 1 | X | WAT
Conventional Hydroelectric.WAT | hydro | TRUE | 20860 | Wisconsin Public Service Corp | 4061 | Caldron Falls | WI | Marinette | 1 | Conventional Hydroelectric | HY |  | S | 3.2 | 3.2 | 0 | N | 1924 |  |  | N | Electric Utility | 1 | X | WAT
Conventional Hydroelectric.WAT | hydro | TRUE | 20860 | Wisconsin Public Service Corp | 4061 | Caldron Falls | WI | Marinette | 2 | Conventional Hydroelectric | HY |  | S | 3.2 | 3.2 | 0 | N | 1924 |  |  | N | Electric Utility | 1 | X | WAT
Conventional Hydroelectric.WAT | hydro | TRUE | 20860 | Wisconsin Public Service Corp | 4063 | Grandfather Falls | WI | Lincoln | 1 | Conventional Hydroelectric | HY |  | S | 11 | 11 | 0 | N | 1938 |  |  | N | Electric Utility | 1 | X | WAT
Conventional Hydroelectric.WAT | hydro | TRUE | 20860 | Wisconsin Public Service Corp | 4063 | Grandfather Falls | WI | Lincoln | 2 | Conventional Hydroelectric | HY |  | S | 6.2 | 6.2 | 0 | N | 1938 |  |  | N | Electric Utility | 1 | X | WAT
Conventional Hydroelectric.WAT | hydro | TRUE | 20860 | Wisconsin Public Service Corp | 4064 | Hat Rapids | WI | Oneida | 1 | Conventional Hydroelectric | HY |  | S | 0.8 | 0.8 | 0 | N | 1923 |  |  | N | Electric Utility | 1 | X | WAT
Conventional Hydroelectric.WAT | hydro | TRUE | 20860 | Wisconsin Public Service Corp | 4064 | Hat Rapids | WI | Oneida | 2A | Conventional Hydroelectric | HY |  | S | 0.5 | 0.5 | 0 | N | 1984 |  |  | N | Electric Utility | 1 | X | WAT
Conventional Hydroelectric.WAT | hydro | TRUE | 20860 | Wisconsin Public Service Corp | 4064 | Hat Rapids | WI | Oneida | 3A | Conventional Hydroelectric | HY |  | S | 0.4 | 0.4 | 0 | N | 1984 |  |  | N | Electric Utility | 1 | X | WAT
Conventional Hydroelectric.WAT | hydro | TRUE | 20860 | Wisconsin Public Service Corp | 4065 | High Falls (WI) | WI | Marinette | 1 | Conventional Hydroelectric | HY |  | S | 1.4 | 1.4 | 0 | N | 1910 |  |  | N | Electric Utility | 1 | X | WAT
Conventional Hydroelectric.WAT | hydro | TRUE | 20860 | Wisconsin Public Service Corp | 4065 | High Falls (WI) | WI | Marinette | 2 | Conventional Hydroelectric | HY |  | S | 1.4 | 1.4 | 0 | N | 1910 |  |  | N | Electric Utility | 1 | X | WAT
Conventional Hydroelectric.WAT | hydro | TRUE | 20860 | Wisconsin Public Service Corp | 4065 | High Falls (WI) | WI | Marinette | 3 | Conventional Hydroelectric | HY |  | S | 1.4 | 1.4 | 0 | N | 1910 |  |  | N | Electric Utility | 1 | X | WAT
Conventional Hydroelectric.WAT | hydro | TRUE | 20860 | Wisconsin Public Service Corp | 4065 | High Falls (WI) | WI | Marinette | 4 | Conventional Hydroelectric | HY |  | S | 1.4 | 1.4 | 0 | N | 1910 |  |  | N | Electric Utility | 1 | X | WAT
Conventional Hydroelectric.WAT | hydro | TRUE | 20860 | Wisconsin Public Service Corp | 4065 | High Falls (WI) | WI | Marinette | 5 | Conventional Hydroelectric | HY |  | S | 1.4 | 1.4 | 0 | N | 1910 |  |  | N | Electric Utility | 1 | X | WAT
Conventional Hydroelectric.WAT | hydro | TRUE | 20860 | Wisconsin Public Service Corp | 4067 | Johnson Falls | WI | Marinette | 1 | Conventional Hydroelectric | HY |  | S | 1.7 | 1.7 | 0 | N | 1923 |  |  | N | Electric Utility | 1 | X | WAT
Conventional Hydroelectric.WAT | hydro | TRUE | 20860 | Wisconsin Public Service Corp | 4067 | Johnson Falls | WI | Marinette | 2 | Conventional Hydroelectric | HY |  | S | 1.7 | 1.7 | 0 | N | 1923 |  |  | N | Electric Utility | 1 | X | WAT
Conventional Hydroelectric.WAT | hydro | TRUE | 20860 | Wisconsin Public Service Corp | 4068 | Merrill | WI | Lincoln | 1 | Conventional Hydroelectric | HY |  | S | 0.4 | 0.4 | 0 | N | 1917 |  |  | N | Electric Utility | 1 | X | WAT
Conventional Hydroelectric.WAT | hydro | TRUE | 20860 | Wisconsin Public Service Corp | 4068 | Merrill | WI | Lincoln | 2 | Conventional Hydroelectric | HY |  | S | 0.4 | 0.4 | 0 | N | 1917 |  |  | N | Electric Utility | 1 | X | WAT
Conventional Hydroelectric.WAT | hydro | TRUE | 20860 | Wisconsin Public Service Corp | 4068 | Merrill | WI | Lincoln | 3 | Conventional Hydroelectric | HY |  | S | 1.5 | 1.5 | 0 | N | 1984 |  |  | N | Electric Utility | 1 | X | WAT
Conventional Hydroelectric.WAT | hydro | TRUE | 20860 | Wisconsin Public Service Corp | 4071 | Potato Rapids | WI | Marinette | 1 | Conventional Hydroelectric | HY |  | S | 0.5 | 0.5 | 0 | N | 1926 |  |  | N | Electric Utility | 1 | X | WAT
Conventional Hydroelectric.WAT | hydro | TRUE | 20860 | Wisconsin Public Service Corp | 4071 | Potato Rapids | WI | Marinette | 2 | Conventional Hydroelectric | HY |  | S | 0.4 | 0.4 | 0 | N | 1921 |  |  | N | Electric Utility | 1 | X | WAT
Conventional Hydroelectric.WAT | hydro | TRUE | 20860 | Wisconsin Public Service Corp | 4071 | Potato Rapids | WI | Marinette | 3 | Conventional Hydroelectric | HY |  | S | 0.4 | 0.4 | 0 | N | 1921 |  |  | N | Electric Utility | 1 | X | WAT
Natural Gas Fired Combustion Turbine.NG | natural gas peaker | TRUE | 20860 | Wisconsin Public Service Corp | 4072 | Pulliam | WI | Brown | 31 | Natural Gas Fired Combustion Turbine | GT |  | S | 79.8 | 106.3 | 55 | N | 2003 |  |  | N | Electric Utility | 1 | X | NG
Conventional Hydroelectric.WAT | hydro | TRUE | 20860 | Wisconsin Public Service Corp | 4074 | Sandstone Rapids | WI | Marinette | 1 | Conventional Hydroelectric | HY |  | S | 1.9 | 1.9 | 0 | N | 1925 |  |  | N | Electric Utility | 1 | X | WAT
Conventional Hydroelectric.WAT | hydro | TRUE | 20860 | Wisconsin Public Service Corp | 4074 | Sandstone Rapids | WI | Marinette | 2 | Conventional Hydroelectric | HY |  | S | 1.9 | 1.9 | 0 | N | 1925 |  |  | N | Electric Utility | 1 | X | WAT
Conventional Hydroelectric.WAT | hydro | TRUE | 20860 | Wisconsin Public Service Corp | 4075 | Tomahawk | WI | Lincoln | 1 | Conventional Hydroelectric | HY |  | S | 1.3 | 1.3 | 0 | N | 1938 |  |  | N | Electric Utility | 1 | X | WAT
Conventional Hydroelectric.WAT | hydro | TRUE | 20860 | Wisconsin Public Service Corp | 4075 | Tomahawk | WI | Lincoln | 2 | Conventional Hydroelectric | HY |  | S | 1.3 | 1.3 | 0 | N | 1938 |  |  | N | Electric Utility | 1 | X | WAT
Natural Gas Fired Combustion Turbine.NG | natural gas peaker | TRUE | 20860 | Wisconsin Public Service Corp | 4076 | West Marinette | WI | Marinette | 31 | Natural Gas Fired Combustion Turbine | GT |  | S | 38.1 | 49.8 | 16 | N | 1971 |  |  | N | Electric Utility | 1 | X | NG
Natural Gas Fired Combustion Turbine.NG | natural gas peaker | TRUE | 20860 | Wisconsin Public Service Corp | 4076 | West Marinette | WI | Marinette | 32 | Natural Gas Fired Combustion Turbine | GT |  | S | 36.7 | 47.9 | 16 | N | 1973 |  |  | N | Electric Utility | 1 | X | NG
Natural Gas Fired Combustion Turbine.NG | natural gas peaker | TRUE | 20860 | Wisconsin Public Service Corp | 4076 | West Marinette | WI | Marinette | 33 | Natural Gas Fired Combustion Turbine | GT |  | S | 78.2 | 104.1 | 55 | N | 1993 |  |  | N | Electric Utility | 1 | X | NG
Conventional Hydroelectric.WAT | hydro | TRUE | 20860 | Wisconsin Public Service Corp | 4077 | Wausau | WI | Marathon | 1 | Conventional Hydroelectric | HY |  | S | 1.8 | 1.8 | 0 | N | 1921 |  |  | N | Electric Utility | 1 | X | WAT
Conventional Hydroelectric.WAT | hydro | TRUE | 20860 | Wisconsin Public Service Corp | 4077 | Wausau | WI | Marathon | 2 | Conventional Hydroelectric | HY |  | S | 1.8 | 1.8 | 0 | N | 1921 |  |  | N | Electric Utility | 1 | X | WAT
Conventional Hydroelectric.WAT | hydro | TRUE | 20860 | Wisconsin Public Service Corp | 4077 | Wausau | WI | Marathon | 3 | Conventional Hydroelectric | HY |  | S | 1.8 | 1.8 | 0 | N | 1924 |  |  | N | Electric Utility | 1 | X | WAT
Conventional Steam Coal.SUB | hard coal | TRUE | 20860 | Wisconsin Public Service Corp | 4078 | Weston | WI | Marathon | 3 | Conventional Steam Coal | ST |  | S | 334.7 | 339.8 | 105 | N | 1981 |  |  | N | Electric Utility | 1 | X | SUB | NG | RC
Conventional Steam Coal.SUB | hard coal | TRUE | 20860 | Wisconsin Public Service Corp | 4078 | Weston | WI | Marathon | 4 | Conventional Steam Coal | ST |  | J | 553.2 | 558.5 | 230 | N | 2008 |  |  | N | Electric Utility | 1 | X | SUB | NG | RC
Conventional Hydroelectric.WAT | hydro | TRUE | 20863 | Wisconsin River Power Company | 4079 | Castle Rock | WI | Adams | 1 | Conventional Hydroelectric | HY |  | J | 2.8 | 3 | 0 | N | 1951 |  |  | N | Electric Utility | 1 | X | WAT
Conventional Hydroelectric.WAT | hydro | TRUE | 20863 | Wisconsin River Power Company | 4079 | Castle Rock | WI | Adams | 2 | Conventional Hydroelectric | HY |  | J | 2.8 | 3 | 0 | N | 1950 |  |  | N | Electric Utility | 1 | X | WAT
Conventional Hydroelectric.WAT | hydro | TRUE | 20863 | Wisconsin River Power Company | 4079 | Castle Rock | WI | Adams | 3 | Conventional Hydroelectric | HY |  | J | 2.8 | 3 | 0 | N | 1950 |  |  | N | Electric Utility | 1 | X | WAT
Conventional Hydroelectric.WAT | hydro | TRUE | 20863 | Wisconsin River Power Company | 4079 | Castle Rock | WI | Adams | 4 | Conventional Hydroelectric | HY |  | J | 2.8 | 3 | 0 | N | 1950 |  |  | N | Electric Utility | 1 | X | WAT
Conventional Hydroelectric.WAT | hydro | TRUE | 20863 | Wisconsin River Power Company | 4079 | Castle Rock | WI | Adams | 5 | Conventional Hydroelectric | HY |  | J | 2.8 | 3 | 0 | N | 1950 |  |  | N | Electric Utility | 1 | X | WAT
Conventional Hydroelectric.WAT | hydro | TRUE | 20863 | Wisconsin River Power Company | 4080 | Petenwell | WI | Juneau | 1 | Conventional Hydroelectric | HY |  | J | 5 | 5 | 0 | N | 1949 |  |  | N | Electric Utility | 1 | X | WAT
Conventional Hydroelectric.WAT | hydro | TRUE | 20863 | Wisconsin River Power Company | 4080 | Petenwell | WI | Juneau | 2 | Conventional Hydroelectric | HY |  | J | 5 | 5 | 0 | N | 1949 |  |  | N | Electric Utility | 1 | X | WAT
Conventional Hydroelectric.WAT | hydro | TRUE | 20863 | Wisconsin River Power Company | 4080 | Petenwell | WI | Juneau | 3 | Conventional Hydroelectric | HY |  | J | 5 | 5 | 0 | N | 1949 |  |  | N | Electric Utility | 1 | X | WAT
Conventional Hydroelectric.WAT | hydro | TRUE | 20863 | Wisconsin River Power Company | 4080 | Petenwell | WI | Juneau | 4 | Conventional Hydroelectric | HY |  | J | 5 | 5 | 0 | N | 1950 |  |  | N | Electric Utility | 1 | X | WAT
Petroleum Liquids.DFO | petroleum | TRUE | 765 | City of Arcadia - (WI) | 4100 | Arcadia Electric | WI | Trempealeau | 1 | Petroleum Liquids | IC |  | S | 1.3 | 1.3 | 1 | N | 1956 |  |  | N | Electric Utility | 1 | X | DFO
Petroleum Liquids.DFO | petroleum | TRUE | 765 | City of Arcadia - (WI) | 4100 | Arcadia Electric | WI | Trempealeau | 10 | Petroleum Liquids | IC |  | S | 2 | 2 | 1 | N | 2007 |  |  | N | Electric Utility | 1 | X | DFO
Petroleum Liquids.DFO | petroleum | TRUE | 765 | City of Arcadia - (WI) | 4100 | Arcadia Electric | WI | Trempealeau | 2 | Petroleum Liquids | IC |  | S | 1 | 1 | 0.8 | N | 1947 |  |  | N | Electric Utility | 1 | X | DFO
Petroleum Liquids.DFO | petroleum | TRUE | 765 | City of Arcadia - (WI) | 4100 | Arcadia Electric | WI | Trempealeau | 3 | Petroleum Liquids | IC |  | S | 0.4 | 0.4 | 0.4 | N | 1940 |  |  | N | Electric Utility | 1 | X | DFO
Petroleum Liquids.DFO | petroleum | TRUE | 765 | City of Arcadia - (WI) | 4100 | Arcadia Electric | WI | Trempealeau | 4 | Petroleum Liquids | IC |  | S | 0.2 | 0.2 | 0.2 | N | 1930 |  |  | N | Electric Utility | 1 | X | DFO
Natural Gas Internal Combustion Engine.NG | natural gas peaker | TRUE | 765 | City of Arcadia - (WI) | 4100 | Arcadia Electric | WI | Trempealeau | 5 | Natural Gas Internal Combustion Engine | IC |  | S | 3 | 3 | 2 | N | 1972 |  |  | N | Electric Utility | 1 | X | NG | DFO
Natural Gas Internal Combustion Engine.NG | natural gas peaker | TRUE | 765 | City of Arcadia - (WI) | 4100 | Arcadia Electric | WI | Trempealeau | 6 | Natural Gas Internal Combustion Engine | IC |  | S | 3 | 3 | 2 | N | 1987 |  |  | N | Electric Utility | 1 | X | NG | DFO
Petroleum Liquids.DFO | petroleum | TRUE | 765 | City of Arcadia - (WI) | 4100 | Arcadia Electric | WI | Trempealeau | 7 | Petroleum Liquids | IC |  | S | 2 | 2 | 1 | N | 2002 |  |  | N | Electric Utility | 1 | X | DFO
Petroleum Liquids.DFO | petroleum | TRUE | 765 | City of Arcadia - (WI) | 4100 | Arcadia Electric | WI | Trempealeau | 8 | Petroleum Liquids | IC |  | S | 2 | 2 | 1 | N | 2002 |  |  | N | Electric Utility | 1 | X | DFO
Petroleum Liquids.DFO | petroleum | TRUE | 765 | City of Arcadia - (WI) | 4100 | Arcadia Electric | WI | Trempealeau | 9 | Petroleum Liquids | IC |  | S | 2 | 2 | 1 | N | 2002 |  |  | N | Electric Utility | 1 | X | DFO
Petroleum Liquids.DFO | petroleum | TRUE | 1278 | City of Barron - (WI) | 4102 | Barron | WI | Barron | 1A | Petroleum Liquids | IC |  | S | 1.1 | 1.1 | 0.5 | N | 1998 | 12 | 2024 | N | Electric Utility | 1 | X | DFO
Petroleum Liquids.DFO | petroleum | TRUE | 1278 | City of Barron - (WI) | 4102 | Barron | WI | Barron | 2A | Petroleum Liquids | IC |  | S | 1.1 | 1.1 | 0.5 | N | 1998 | 12 | 2024 | N | Electric Utility | 1 | X | DFO
Petroleum Liquids.DFO | petroleum | TRUE | 1278 | City of Barron - (WI) | 4102 | Barron | WI | Barron | 3A | Petroleum Liquids | IC |  | S | 1.1 | 1.1 | 0.5 | N | 1998 | 12 | 2024 | N | Electric Utility | 1 | X | DFO
Petroleum Liquids.DFO | petroleum | TRUE | 1278 | City of Barron - (WI) | 4102 | Barron | WI | Barron | 4 | Petroleum Liquids | IC |  | S | 1.1 | 1.1 | 0.5 | N | 1998 | 12 | 2024 | N | Electric Utility | 1 | X | DFO
Petroleum Liquids.DFO | petroleum | TRUE | 1278 | City of Barron - (WI) | 4102 | Barron | WI | Barron | 7 | Petroleum Liquids | IC |  | S | 0.6 | 0.6 | 0.4 | N | 1944 | 3 | 2024 | N | Electric Utility | 1 | X | DFO
Petroleum Liquids.DFO | petroleum | TRUE | 1278 | City of Barron - (WI) | 4102 | Barron | WI | Barron | 8 | Petroleum Liquids | IC |  | S | 1.3 | 1.3 | 0.6 | N | 1954 | 12 | 2024 | N | Electric Utility | 1 | X | DFO
Petroleum Liquids.DFO | petroleum | TRUE | 1278 | City of Barron - (WI) | 4102 | Barron | WI | Barron | 9 | Petroleum Liquids | IC |  | S | 2 | 2 | 0.8 | N | 1960 | 12 | 2024 | N | Electric Utility | 1 | X | DFO
Conventional Hydroelectric.WAT | hydro | TRUE | 1278 | City of Barron - (WI) | 4102 | Barron | WI | Barron | H2 | Conventional Hydroelectric | HY |  | S | 0.1 | 0.1 | 0.1 | N | 1923 |  |  | N | Electric Utility | 1 | X | WAT
Petroleum Liquids.DFO | petroleum | TRUE | 3156 | Village of Cashton - (WI) | 4107 | Cashton | WI | Monroe | 3 | Petroleum Liquids | IC |  | S | 0.4 | 0.4 | 0.4 | N | 1932 |  |  | N | Electric Utility | 1 | X | DFO
Natural Gas Internal Combustion Engine.NG | natural gas peaker | TRUE | 3156 | Village of Cashton - (WI) | 4107 | Cashton | WI | Monroe | 5 | Natural Gas Internal Combustion Engine | IC |  | S | 1.1 | 1.1 | 1.1 | N | 1970 |  |  | N | Electric Utility | 1 | X | NG | DFO
Petroleum Liquids.DFO | petroleum | TRUE | 3156 | Village of Cashton - (WI) | 4107 | Cashton | WI | Monroe | 6 | Petroleum Liquids | IC |  | S | 2 | 2 | 1.5 | N | 2002 |  |  | N | Electric Utility | 1 | X | DFO
Petroleum Liquids.DFO | petroleum | TRUE | 4627 | City of Cumberland - (WI) | 4112 | Cumberland (WI) | WI | Barron | 1 | Petroleum Liquids | IC |  | S | 0.7 | 0.7 | 0.6 | N | 1945 |  |  | N | Electric Utility | 1 | X | DFO
Petroleum Liquids.DFO | petroleum | TRUE | 4627 | City of Cumberland - (WI) | 4112 | Cumberland (WI) | WI | Barron | 2 | Petroleum Liquids | IC |  | S | 0.3 | 0.3 | 0.2 | N | 1939 |  |  | N | Electric Utility | 1 | X | DFO
Petroleum Liquids.DFO | petroleum | TRUE | 4627 | City of Cumberland - (WI) | 4112 | Cumberland (WI) | WI | Barron | 3 | Petroleum Liquids | IC |  | S | 0.3 | 0.3 | 0.2 | N | 1939 |  |  | N | Electric Utility | 1 | X | DFO
Petroleum Liquids.DFO | petroleum | TRUE | 4627 | City of Cumberland - (WI) | 4112 | Cumberland (WI) | WI | Barron | 4 | Petroleum Liquids | IC |  | S | 1.2 | 1.2 | 1.2 | N | 1954 |  |  | N | Electric Utility | 1 | X | DFO
Natural Gas Internal Combustion Engine.NG | natural gas peaker | TRUE | 4627 | City of Cumberland - (WI) | 4112 | Cumberland (WI) | WI | Barron | 5 | Natural Gas Internal Combustion Engine | IC |  | S | 2.1 | 2.1 | 2 | N | 1966 |  |  | N | Electric Utility | 1 | X | NG | DFO
Petroleum Liquids.DFO | petroleum | TRUE | 4627 | City of Cumberland - (WI) | 4112 | Cumberland (WI) | WI | Barron | 6 | Petroleum Liquids | IC |  | S | 6.7 | 6.7 | 6.7 | N | 1979 |  |  | N | Electric Utility | 1 | X | DFO
Natural Gas Internal Combustion Engine.NG | natural gas peaker | TRUE | 4627 | City of Cumberland - (WI) | 4112 | Cumberland (WI) | WI | Barron | 7 | Natural Gas Internal Combustion Engine | IC |  | S | 6.2 | 6.2 | 6.2 | N | 2001 |  |  | N | Electric Utility | 1 | X | NG | DFO
Natural Gas Internal Combustion Engine.NG | natural gas peaker | TRUE | 4627 | City of Cumberland - (WI) | 4112 | Cumberland (WI) | WI | Barron | 8 | Natural Gas Internal Combustion Engine | IC |  | S | 3.5 | 3.5 | 3.5 | N | 2001 |  |  | N | Electric Utility | 1 | X | NG | DFO
Petroleum Liquids.DFO | petroleum | TRUE | 5834 | City of Elroy - (WI) | 4113 | Elroy | WI | Juneau | 1A | Petroleum Liquids | IC |  | S | 2.2 | 2.3 | 0.5 | N | 2005 |  |  | N | Electric Utility | 1 | X | DFO
Petroleum Liquids.DFO | petroleum | TRUE | 5834 | City of Elroy - (WI) | 4113 | Elroy | WI | Juneau | 2A | Petroleum Liquids | IC |  | S | 2.2 | 2.3 | 0.5 | N | 2005 |  |  | N | Electric Utility | 1 | X | DFO
Petroleum Liquids.DFO | petroleum | TRUE | 5834 | City of Elroy - (WI) | 4113 | Elroy | WI | Juneau | 5 | Petroleum Liquids | IC |  | S | 2.2 | 2.2 | 0.5 | N | 1973 |  |  | N | Electric Utility | 1 | X | DFO | NG
Petroleum Liquids.DFO | petroleum | TRUE | 6274 | City of Fennimore - (WI) | 4114 | Fennimore | WI | Grant | 4 | Petroleum Liquids | IC |  | S | 1.1 | 1.1 | 0.5 | N | 1964 |  |  | N | Electric Utility | 1 | X | DFO
Petroleum Liquids.DFO | petroleum | TRUE | 6274 | City of Fennimore - (WI) | 4114 | Fennimore | WI | Grant | 5 | Petroleum Liquids | IC |  | S | 0.9 | 0.9 | 0.5 | N | 1952 |  |  | N | Electric Utility | 1 | X | DFO
Petroleum Liquids.DFO | petroleum | TRUE | 6274 | City of Fennimore - (WI) | 4114 | Fennimore | WI | Grant | 6 | Petroleum Liquids | IC |  | S | 1.8 | 1.8 | 0.5 | N | 1999 |  |  | N | Electric Utility | 1 | X | DFO
Petroleum Liquids.DFO | petroleum | TRUE | 6274 | City of Fennimore - (WI) | 4114 | Fennimore | WI | Grant | 7 | Petroleum Liquids | IC |  | S | 1.8 | 1.8 | 0.5 | N | 1999 |  |  | N | Electric Utility | 1 | X | DFO
Petroleum Liquids.DFO | petroleum | TRUE | 6274 | City of Fennimore - (WI) | 4114 | Fennimore | WI | Grant | 8 | Petroleum Liquids | IC |  | S | 1.8 | 1.8 | 0.5 | N | 1999 |  |  | N | Electric Utility | 1 | X | DFO
Natural Gas Fired Combustion Turbine.NG | natural gas peaker | TRUE | 10056 | City of Kaukauna | 4118 | Kaukauna Gas Turbine | WI | Outagamie | GT1 | Natural Gas Fired Combustion Turbine | GT |  | S | 15.8 | 18.3 | 2 | N | 1969 |  |  | N | Electric Utility | 1 | X | NG
Conventional Hydroelectric.WAT | hydro | TRUE | 10056 | City of Kaukauna | 4119 | Little Chute | WI | Outagamie | 1 | Conventional Hydroelectric | HY |  | S | 1.1 | 1.1 | 0.2 | N | 1948 |  |  | N | Electric Utility | 1 | X | WAT
Conventional Hydroelectric.WAT | hydro | TRUE | 10056 | City of Kaukauna | 4119 | Little Chute | WI | Outagamie | 2 | Conventional Hydroelectric | HY |  | S | 1.1 | 1.1 | 0.2 | N | 1948 |  |  | N | Electric Utility | 1 | X | WAT
Conventional Hydroelectric.WAT | hydro | TRUE | 10056 | City of Kaukauna | 4119 | Little Chute | WI | Outagamie | 3 | Conventional Hydroelectric | HY |  | S | 1.1 | 1.1 | 0.2 | N | 1948 |  |  | N | Electric Utility | 1 | X | WAT
Conventional Hydroelectric.WAT | hydro | TRUE | 10056 | City of Kaukauna | 4120 | New Badger | WI | Outagamie | 3 | Conventional Hydroelectric | HY |  | S | 4 | 4 | 0.5 | N | 2014 |  |  | N | Electric Utility | 1 | X | WAT
Conventional Hydroelectric.WAT | hydro | TRUE | 10056 | City of Kaukauna | 4120 | New Badger | WI | Outagamie | 4 | Conventional Hydroelectric | HY |  | S | 4 | 4 | 0.5 | N | 2014 |  |  | N | Electric Utility | 1 | X | WAT
Conventional Hydroelectric.WAT | hydro | TRUE | 10056 | City of Kaukauna | 4122 | Rapide Croche | WI | Outagamie | 1 | Conventional Hydroelectric | HY |  | S | 0.6 | 0.6 | 0.2 | N | 1926 |  |  | N | Electric Utility | 1 | X | WAT
Conventional Hydroelectric.WAT | hydro | TRUE | 10056 | City of Kaukauna | 4122 | Rapide Croche | WI | Outagamie | 2 | Conventional Hydroelectric | HY |  | S | 0.6 | 0.6 | 0.2 | N | 1926 |  |  | N | Electric Utility | 1 | X | WAT
Conventional Hydroelectric.WAT | hydro | TRUE | 10056 | City of Kaukauna | 4122 | Rapide Croche | WI | Outagamie | 3 | Conventional Hydroelectric | HY |  | S | 0.6 | 0.6 | 0.2 | N | 1926 |  |  | N | Electric Utility | 1 | X | WAT
Conventional Hydroelectric.WAT | hydro | TRUE | 10056 | City of Kaukauna | 4122 | Rapide Croche | WI | Outagamie | 4 | Conventional Hydroelectric | HY |  | S | 0.6 | 0.6 | 0.2 | N | 1926 |  |  | N | Electric Utility | 1 | X | WAT
Petroleum Liquids.DFO | petroleum | TRUE | 10525 | La Farge Municipal Electric Co | 4124 | La Farge | WI | Vernon | 2A | Petroleum Liquids | IC |  | S | 1.5 | 1.5 | 1.4 | N | 1990 |  |  | N | Electric Utility | 1 | X | DFO
Wood/Wood Waste Biomass.WDS | biomass | TRUE | 11571 | Manitowoc Public Utilities | 4125 | Manitowoc | WI | Manitowoc | 5 | Wood/Wood Waste Biomass | ST |  | S | 22 | 22 | 6 | N | 1955 |  |  | N | Electric Utility | 1 | X | WDS | PC | BIT | SUB
Wood/Wood Waste Biomass.WDS | biomass | TRUE | 11571 | Manitowoc Public Utilities | 4125 | Manitowoc | WI | Manitowoc | 6 | Wood/Wood Waste Biomass | ST |  | S | 22 | 22 | 6 | N | 1962 |  |  | N | Electric Utility | 1 | X | WDS | PC | BIT | SUB
Petroleum Coke.PC | petroleum | TRUE | 11571 | Manitowoc Public Utilities | 4125 | Manitowoc | WI | Manitowoc | 9 | Petroleum Coke | ST |  | S | 58.4 | 58.4 | 14 | N | 2007 |  |  | Y | Electric Utility | 1 | T | PC | WDS | BIT | SUB
Petroleum Liquids.DFO | petroleum | TRUE | 13466 | City of New Lisbon | 4130 | New Lisbon | WI | Juneau | 2 | Petroleum Liquids | IC |  | S | 1.2 | 1.2 | 1.1 | N | 1966 |  |  | N | Electric Utility | 1 | X | DFO
Petroleum Liquids.DFO | petroleum | TRUE | 13466 | City of New Lisbon | 4130 | New Lisbon | WI | Juneau | 5 | Petroleum Liquids | IC |  | S | 2.4 | 2.4 | 2.3 | N | 1977 |  |  | N | Electric Utility | 1 | X | DFO
Petroleum Liquids.DFO | petroleum | TRUE | 13466 | City of New Lisbon | 4130 | New Lisbon | WI | Juneau | 6 | Petroleum Liquids | IC |  | S | 2 | 2.1 | 2 | N | 2005 |  |  | N | Electric Utility | 1 | X | DFO
Petroleum Liquids.DFO | petroleum | TRUE | 13466 | City of New Lisbon | 4130 | New Lisbon | WI | Juneau | 7 | Petroleum Liquids | IC |  | S | 2 | 2.1 | 2 | N | 2005 |  |  | N | Electric Utility | 1 | X | DFO
Petroleum Liquids.DFO | petroleum | TRUE | 19867 | Village of Viola - (WI) | 4139 | Viola | WI | Richland | 3 | Petroleum Liquids | IC |  | S | 1.8 | 1.8 | 1.7 | N | 2002 |  |  | N | Electric Utility | 1 | X | DFO
Conventional Hydroelectric.WAT | hydro | TRUE | 4716 | Dairyland Power Coop | 4142 | Flambeau Hydroelectric Station | WI | Rusk | 1 | Conventional Hydroelectric | HY |  | S | 8.1 | 8.1 | 0.5 | N | 1951 |  |  | N | Electric Utility | 1 | X | WAT
Conventional Hydroelectric.WAT | hydro | TRUE | 4716 | Dairyland Power Coop | 4142 | Flambeau Hydroelectric Station | WI | Rusk | 2 | Conventional Hydroelectric | HY |  | S | 8 | 8 | 0.5 | N | 1951 |  |  | N | Electric Utility | 1 | X | WAT
Conventional Hydroelectric.WAT | hydro | TRUE | 4716 | Dairyland Power Coop | 4142 | Flambeau Hydroelectric Station | WI | Rusk | 3 | Conventional Hydroelectric | HY |  | S | 8 | 8 | 0.5 | N | 1951 |  |  | N | Electric Utility | 1 | X | WAT
Conventional Hydroelectric.WAT | hydro | TRUE | 13964 | Oconto Electric Cooperative | 4147 | Stiles | WI | Oconto | 1 | Conventional Hydroelectric | HY |  | S | 0.3 | 0.3 | 0.1 | N | 1949 |  |  | N | Electric Utility | 1 | X | WAT
Conventional Hydroelectric.WAT | hydro | TRUE | 13964 | Oconto Electric Cooperative | 4147 | Stiles | WI | Oconto | 2 | Conventional Hydroelectric | HY |  | S | 0.3 | 0.3 | 0.1 | N | 1949 |  |  | N | Electric Utility | 1 | X | WAT
Petroleum Liquids.DFO | petroleum | TRUE | 20153 | Washington Island El Coop, Inc | 4148 | Washington Island | WI | Door | 2 | Petroleum Liquids | IC |  | S | 0.1 | 0.1 | 0.1 | N | 1952 |  |  | N | Electric Utility | 1 | X | DFO
Petroleum Liquids.DFO | petroleum | TRUE | 20153 | Washington Island El Coop, Inc | 4148 | Washington Island | WI | Door | 3 | Petroleum Liquids | IC |  | S | 0.1 | 0.1 | 0.1 | N | 1945 |  |  | N | Electric Utility | 1 | X | DFO
Petroleum Liquids.DFO | petroleum | TRUE | 20153 | Washington Island El Coop, Inc | 4148 | Washington Island | WI | Door | 4 | Petroleum Liquids | IC |  | S | 0.2 | 0.2 | 0.2 | N | 1951 |  |  | N | Electric Utility | 1 | X | DFO
Petroleum Liquids.DFO | petroleum | TRUE | 20153 | Washington Island El Coop, Inc | 4148 | Washington Island | WI | Door | 5 | Petroleum Liquids | IC |  | S | 0.5 | 0.5 | 0.1 | N | 1968 |  |  | N | Electric Utility | 1 | X | DFO
Petroleum Liquids.DFO | petroleum | TRUE | 20153 | Washington Island El Coop, Inc | 4148 | Washington Island | WI | Door | 6 | Petroleum Liquids | IC |  | S | 0.9 | 0.9 | 0.1 | N | 1972 |  |  | N | Electric Utility | 1 | X | DFO
Petroleum Liquids.DFO | petroleum | TRUE | 20153 | Washington Island El Coop, Inc | 4148 | Washington Island | WI | Door | 7 | Petroleum Liquids | IC |  | S | 1.6 | 1.6 | 0.1 | N | 1997 |  |  | N | Electric Utility | 1 | X | DFO
Petroleum Liquids.DFO | petroleum | TRUE | 20153 | Washington Island El Coop, Inc | 4148 | Washington Island | WI | Door | 8 | Petroleum Liquids | IC |  | S | 1.6 | 1.6 | 0.1 | N | 1997 |  |  | N | Electric Utility | 1 | X | DFO
Conventional Steam Coal.SUB | hard coal | TRUE | 14354 | PacifiCorp | 4158 | Dave Johnston | WY | Converse | 1 | Conventional Steam Coal | ST |  | S | 93 | 99 | 45 | N | 1959 | 12 | 2027 | N | Electric Utility | 1 | X | SUB | DFO
Conventional Steam Coal.SUB | hard coal | TRUE | 14354 | PacifiCorp | 4158 | Dave Johnston | WY | Converse | 2 | Conventional Steam Coal | ST |  | S | 102 | 106 | 45 | N | 1961 | 12 | 2027 | N | Electric Utility | 1 | X | SUB | DFO
Conventional Steam Coal.SUB | hard coal | TRUE | 14354 | PacifiCorp | 4158 | Dave Johnston | WY | Converse | 3 | Conventional Steam Coal | ST |  | S | 220 | 220 | 100 | N | 1964 | 12 | 2027 | N | Electric Utility | 1 | X | SUB | DFO
Conventional Steam Coal.SUB | hard coal | TRUE | 14354 | PacifiCorp | 4158 | Dave Johnston | WY | Converse | 4 | Conventional Steam Coal | ST |  | S | 330 | 330 | 125 | N | 1972 | 12 | 2027 | N | Electric Utility | 1 | X | SUB | DFO
Conventional Steam Coal.SUB | hard coal | TRUE | 14354 | PacifiCorp | 4162 | Naughton | WY | Lincoln | 1 | Conventional Steam Coal | ST |  | S | 156 | 156 | 21 | N | 1963 | 12 | 2025 | N | Electric Utility | 1 | X | SUB
Conventional Steam Coal.SUB | hard coal | TRUE | 14354 | PacifiCorp | 4162 | Naughton | WY | Lincoln | 2 | Conventional Steam Coal | ST |  | S | 201 | 201 | 28 | N | 1968 | 12 | 2025 | N | Electric Utility | 1 | X | SUB
Natural Gas Steam Turbine.NG | natural gas steam turbine | TRUE | 14354 | PacifiCorp | 4162 | Naughton | WY | Lincoln | 3 | Natural Gas Steam Turbine | ST |  | S | 247 | 247 | 27 | N | 1971 | 12 | 2029 | N | Electric Utility | 1 | X | NG
Conventional Hydroelectric.WAT | hydro | TRUE | 2518 | U S Bureau of Reclamation | 4176 | Fremont Canyon | WY | Natrona | 1 | Conventional Hydroelectric | HY |  | S | 33.4 | 33.4 | 0 | N | 1961 |  |  | N | Electric Utility | 1 | X | WAT
Conventional Hydroelectric.WAT | hydro | TRUE | 2518 | U S Bureau of Reclamation | 4176 | Fremont Canyon | WY | Natrona | 2 | Conventional Hydroelectric | HY |  | S | 33.4 | 33.4 | 0 | N | 1960 |  |  | N | Electric Utility | 1 | X | WAT
Conventional Hydroelectric.WAT | hydro | TRUE | 2518 | U S Bureau of Reclamation | 4177 | Glendo | WY | Platte | 1 | Conventional Hydroelectric | HY |  | S | 19 | 17.5 | 0 | N | 1958 |  |  | N | Electric Utility | 1 | X | WAT
Conventional Hydroelectric.WAT | hydro | TRUE | 2518 | U S Bureau of Reclamation | 4177 | Glendo | WY | Platte | 2 | Conventional Hydroelectric | HY |  | S | 19 | 19 | 0 | N | 1959 |  |  | N | Electric Utility | 1 | X | WAT
Conventional Hydroelectric.WAT | hydro | TRUE | 2518 | U S Bureau of Reclamation | 4178 | Guernsey | WY | Platte | 1 | Conventional Hydroelectric | HY |  | S | 3.2 | 2.9 | 0 | N | 1927 |  |  | N | Electric Utility | 1 | X | WAT
Conventional Hydroelectric.WAT | hydro | TRUE | 2518 | U S Bureau of Reclamation | 4178 | Guernsey | WY | Platte | 2 | Conventional Hydroelectric | HY |  | S | 3.2 | 3.2 | 0 | N | 1928 |  |  | N | Electric Utility | 1 | X | WAT
Conventional Hydroelectric.WAT | hydro | TRUE | 2518 | U S Bureau of Reclamation | 4180 | Kortes | WY | Carbon | 1 | Conventional Hydroelectric | HY |  | S | 12.2 | 12.2 | 0 | N | 1951 |  |  | N | Electric Utility | 1 | X | WAT
Conventional Hydroelectric.WAT | hydro | TRUE | 2518 | U S Bureau of Reclamation | 4180 | Kortes | WY | Carbon | 2 | Conventional Hydroelectric | HY |  | S | 12.2 | 12.2 | 0 | N | 1950 |  |  | N | Electric Utility | 1 | X | WAT
Conventional Hydroelectric.WAT | hydro | TRUE | 2518 | U S Bureau of Reclamation | 4180 | Kortes | WY | Carbon | 3 | Conventional Hydroelectric | HY |  | S | 12.2 | 12.2 | 0 | N | 1950 |  |  | N | Electric Utility | 1 | X | WAT
Conventional Hydroelectric.WAT | hydro | TRUE | 2518 | U S Bureau of Reclamation | 4182 | Seminoe | WY | Carbon | 1 | Conventional Hydroelectric | HY |  | S | 17.2 | 17.2 | 0 | N | 1939 |  |  | N | Electric Utility | 1 | X | WAT
Conventional Hydroelectric.WAT | hydro | TRUE | 2518 | U S Bureau of Reclamation | 4182 | Seminoe | WY | Carbon | 2 | Conventional Hydroelectric | HY |  | S | 17.2 | 17.2 | 0 | N | 1939 |  |  | N | Electric Utility | 1 | X | WAT
Conventional Hydroelectric.WAT | hydro | TRUE | 2518 | U S Bureau of Reclamation | 4182 | Seminoe | WY | Carbon | 3 | Conventional Hydroelectric | HY |  | S | 17.2 | 17.2 | 0 | N | 1939 |  |  | N | Electric Utility | 1 | X | WAT
Conventional Hydroelectric.WAT | hydro | TRUE | 2518 | U S Bureau of Reclamation | 4183 | Shoshone (WY) | WY | Park | 1 | Conventional Hydroelectric | HY |  | S | 3 | 3 | 0 | N | 1922 |  |  | N | Electric Utility | 1 | X | WAT
Conventional Hydroelectric.WAT | hydro | TRUE | 2518 | U S Bureau of Reclamation | 4185 | Fontenelle | WY | Lincoln | 1 | Conventional Hydroelectric | HY |  | S | 11.2 | 11.2 | 0 | N | 1968 |  |  | N | Electric Utility | 1 | X | WAT
Natural Gas Internal Combustion Engine.NG | natural gas peaker | TRUE | 7634 | City of Greenville - (TX) | 4195 | Powerlane Plant | TX | Hunt | EP | Natural Gas Internal Combustion Engine | IC |  | S | 8.2 | 8.2 | 4.2 | N | 2010 |  |  | N | Electric Utility | 1 | X | NG
Natural Gas Internal Combustion Engine.NG | natural gas peaker | TRUE | 7634 | City of Greenville - (TX) | 4195 | Powerlane Plant | TX | Hunt | EP2 | Natural Gas Internal Combustion Engine | IC |  | S | 8.2 | 8.2 | 4.2 | N | 2010 |  |  | N | Electric Utility | 1 | X | NG
Natural Gas Internal Combustion Engine.NG | natural gas peaker | TRUE | 7634 | City of Greenville - (TX) | 4195 | Powerlane Plant | TX | Hunt | EP3 | Natural Gas Internal Combustion Engine | IC |  | S | 8.2 | 8.2 | 4.2 | N | 2010 |  |  | N | Electric Utility | 1 | X | NG
Natural Gas Steam Turbine.NG | natural gas steam turbine | TRUE | 7634 | City of Greenville - (TX) | 4195 | Powerlane Plant | TX | Hunt | ST1 | Natural Gas Steam Turbine | ST |  | S | 18 | 18 | 10 | N | 1966 |  |  | N | Electric Utility | 1 | X | NG
Petroleum Liquids.DFO | petroleum | TRUE | 7634 | City of Greenville - (TX) | 4195 | Powerlane Plant | TX | Hunt | ST2 | Petroleum Liquids | ST |  | S | 23 | 23 | 10 | N | 1967 |  |  | N | Electric Utility | 1 | X | DFO | NG
Petroleum Liquids.DFO | petroleum | TRUE | 7634 | City of Greenville - (TX) | 4195 | Powerlane Plant | TX | Hunt | ST3 | Petroleum Liquids | ST |  | S | 41 | 41 | 13 | N | 1978 |  |  | N | Electric Utility | 1 | X | DFO | NG
Conventional Hydroelectric.WAT | hydro | TRUE | 10056 | City of Kaukauna | 4201 | Combined Locks | WI | Outagamie | HC1 | Conventional Hydroelectric | HY |  | S | 3.1 | 3.1 | 0.2 | N | 1988 |  |  | N | Electric Utility | 1 | X | WAT
Conventional Hydroelectric.WAT | hydro | TRUE | 10056 | City of Kaukauna | 4201 | Combined Locks | WI | Outagamie | HC2 | Conventional Hydroelectric | HY |  | S | 3.1 | 3.1 | 0.2 | N | 1988 |  |  | N | Electric Utility | 1 | X | WAT
Conventional Hydroelectric.WAT | hydro | TRUE | 6169 | Fall River Rural Elec Coop Inc | 4204 | Island Park | ID | Fremont | HY1 | Conventional Hydroelectric | HY |  | S | 2.4 | 2.4 | 0.8 | N | 1994 |  |  | N | Electric Utility | 1 | X | WAT
Conventional Hydroelectric.WAT | hydro | TRUE | 6169 | Fall River Rural Elec Coop Inc | 4204 | Island Park | ID | Fremont | HY2 | Conventional Hydroelectric | HY |  | S | 2.4 | 2.4 | 0.8 | N | 1994 |  |  | N | Electric Utility | 1 | X | WAT
Conventional Hydroelectric.WAT | hydro | TRUE | 25835 | Portland City of | 4213 | PHP 1 | OR | Multnomah | 1 | Conventional Hydroelectric | HY |  | S | 24 | 24 | 12 | N | 1982 |  |  | N | Electric Utility | 1 | X | WAT
Conventional Hydroelectric.WAT | hydro | TRUE | 25835 | Portland City of | 4214 | PHP 2 | OR | Clackamas | 2 | Conventional Hydroelectric | HY |  | S | 13.5 | 13.5 | 1.1 | N | 1982 |  |  | N | Electric Utility | 1 | X | WAT
Natural Gas Fired Combustion Turbine.NG | natural gas peaker | TRUE | 11135 | City of Logan - (UT) | 4251 | Logan City | UT | Cache | 1 | Natural Gas Fired Combustion Turbine | GT |  | S | 4.5 | 5.2 | 3 | N | 2002 |  |  | N | Electric Utility | 1 | X | NG
Natural Gas Fired Combustion Turbine.NG | natural gas peaker | TRUE | 11135 | City of Logan - (UT) | 4251 | Logan City | UT | Cache | 2 | Natural Gas Fired Combustion Turbine | GT |  | S | 4.5 | 5.2 | 3 | N | 2002 |  |  | N | Electric Utility | 1 | X | NG
Natural Gas Fired Combustion Turbine.NG | natural gas peaker | TRUE | 11135 | City of Logan - (UT) | 4251 | Logan City | UT | Cache | 3 | Natural Gas Fired Combustion Turbine | GT |  | S | 4.5 | 5.2 | 3 | N | 2002 |  |  | N | Electric Utility | 1 | X | NG
Natural Gas Fired Combustion Turbine.NG | natural gas peaker | TRUE | 19281 | Turlock Irrigation District | 4256 | Walnut | CA | Stanislaus | 1 | Natural Gas Fired Combustion Turbine | GT |  | S | 23.5 | 24.9 | 11 | N | 1986 |  |  | N | Electric Utility | 1 | X | NG | DFO
Natural Gas Fired Combustion Turbine.NG | natural gas peaker | TRUE | 19281 | Turlock Irrigation District | 4256 | Walnut | CA | Stanislaus | 2 | Natural Gas Fired Combustion Turbine | GT |  | S | 23.5 | 24.9 | 11 | N | 1986 |  |  | N | Electric Utility | 1 | X | NG | DFO
Petroleum Liquids.DFO | petroleum | TRUE | 5625 | Easton Utilities Comm | 4257 | Easton 2 | MD | Talbot | 201 | Petroleum Liquids | IC |  | S | 1.5 | 1.5 | 0 | N | 1995 |  |  | N | Electric Utility | 1 | X | DFO
Petroleum Liquids.DFO | petroleum | TRUE | 5625 | Easton Utilities Comm | 4257 | Easton 2 | MD | Talbot | 202 | Petroleum Liquids | IC |  | S | 1.5 | 1.5 | 0 | N | 1995 |  |  | N | Electric Utility | 1 | X | DFO
Petroleum Liquids.DFO | petroleum | TRUE | 5625 | Easton Utilities Comm | 4257 | Easton 2 | MD | Talbot | 203 | Petroleum Liquids | GT |  | S | 4.5 | 5.1 | 0 | N | 2004 |  |  | N | Electric Utility | 1 | X | DFO
Petroleum Liquids.DFO | petroleum | TRUE | 5625 | Easton Utilities Comm | 4257 | Easton 2 | MD | Talbot | 204 | Petroleum Liquids | GT |  | S | 4.5 | 5.1 | 0 | N | 2004 |  |  | N | Electric Utility | 1 | X | DFO
Petroleum Liquids.DFO | petroleum | TRUE | 5625 | Easton Utilities Comm | 4257 | Easton 2 | MD | Talbot | 21 | Petroleum Liquids | IC |  | S | 6.2 | 6.2 | 0 | N | 1978 |  |  | N | Electric Utility | 1 | X | DFO
Petroleum Liquids.DFO | petroleum | TRUE | 5625 | Easton Utilities Comm | 4257 | Easton 2 | MD | Talbot | 22 | Petroleum Liquids | IC |  | S | 6.2 | 6.2 | 0 | N | 1978 |  |  | N | Electric Utility | 1 | X | DFO
Petroleum Liquids.DFO | petroleum | TRUE | 5625 | Easton Utilities Comm | 4257 | Easton 2 | MD | Talbot | 23 | Petroleum Liquids | IC |  | S | 6.3 | 6.3 | 0 | N | 1989 |  |  | N | Electric Utility | 1 | X | DFO
Petroleum Liquids.DFO | petroleum | TRUE | 5625 | Easton Utilities Comm | 4257 | Easton 2 | MD | Talbot | 24 | Petroleum Liquids | IC |  | S | 6.3 | 6.3 | 0 | N | 1989 |  |  | N | Electric Utility | 1 | X | DFO
Conventional Hydroelectric.WAT | hydro | TRUE | 7977 | City of Hamilton - (OH) | 4258 | Greenup Hydro | OH | Scioto | 1 | Conventional Hydroelectric | HY |  | J | 23.4 | 23.4 | 1 | N | 1982 |  |  | N | Electric Utility | 1 | X | WAT
Conventional Hydroelectric.WAT | hydro | TRUE | 7977 | City of Hamilton - (OH) | 4258 | Greenup Hydro | OH | Scioto | 2 | Conventional Hydroelectric | HY |  | J | 23.4 | 23.4 | 1 | N | 1982 |  |  | N | Electric Utility | 1 | X | WAT
Conventional Hydroelectric.WAT | hydro | TRUE | 7977 | City of Hamilton - (OH) | 4258 | Greenup Hydro | OH | Scioto | 3 | Conventional Hydroelectric | HY |  | J | 23.4 | 23.4 | 1 | N | 1982 |  |  | N | Electric Utility | 1 | X | WAT
Conventional Hydroelectric.WAT | hydro | TRUE | 2010 | City of Bountiful | 4263 | Echo Dam | UT | Summit | 3 | Conventional Hydroelectric | HY |  | S | 1 | 0.9 | 0.5 | N | 1987 |  |  | N | Electric Utility | 1 | X | WAT
Conventional Hydroelectric.WAT | hydro | TRUE | 2010 | City of Bountiful | 4263 | Echo Dam | UT | Summit | NA1 | Conventional Hydroelectric | HY |  | S | 1.7 | 1.7 | 0.5 | N | 1987 |  |  | N | Electric Utility | 1 | X | WAT
Conventional Hydroelectric.WAT | hydro | TRUE | 2010 | City of Bountiful | 4263 | Echo Dam | UT | Summit | NA2 | Conventional Hydroelectric | HY |  | S | 1.7 | 1.7 | 0.5 | N | 1987 |  |  | N | Electric Utility | 1 | X | WAT
Natural Gas Steam Turbine.NG | natural gas steam turbine | TRUE | 6958 | City of Garland - (TX) | 4266 | Spencer | TX | Denton | 4 | Natural Gas Steam Turbine | ST |  | S | 61 | 61 | 10 | N | 1966 |  |  | N | Electric Utility | 1 | X | NG
Natural Gas Steam Turbine.NG | natural gas steam turbine | TRUE | 6958 | City of Garland - (TX) | 4266 | Spencer | TX | Denton | 5 | Natural Gas Steam Turbine | ST |  | S | 61 | 61 | 10 | N | 1973 |  |  | N | Electric Utility | 1 | X | NG
Nuclear.NUC | nuclear | TRUE | 11241 | Entergy Louisiana LLC | 4270 | Waterford 3 | LA | St Charles | 3 | Nuclear | ST |  | S | 1164.6 | 1172.1 | 200 | N | 1985 |  |  | N | Electric Utility | 1 | X | NUC
Conventional Steam Coal.SUB | hard coal | TRUE | 4716 | Dairyland Power Coop | 4271 | John P Madgett | WI | Buffalo | 1 | Conventional Steam Coal | ST |  | S | 389.8 | 392.5 | 125 | N | 1979 |  |  | N | Electric Utility | 1 | X | SUB
Natural Gas Fired Combined Cycle.NG | natural gas combined cycle | TRUE | 11269 | Lower Colorado River Authority | 4937 | Thomas C Ferguson | TX | Llano | CT-1 | Natural Gas Fired Combined Cycle | CT | CC1 | J | 168 | 181 | 95 | N | 2014 |  |  | N | Electric Utility | 1 | X | NG
Natural Gas Fired Combined Cycle.NG | natural gas combined cycle | TRUE | 11269 | Lower Colorado River Authority | 4937 | Thomas C Ferguson | TX | Llano | CT-2 | Natural Gas Fired Combined Cycle | CT | CC1 | J | 168 | 181 | 95 | N | 2014 |  |  | N | Electric Utility | 1 | X | NG
Natural Gas Fired Combined Cycle.NG | natural gas combined cycle | TRUE | 11269 | Lower Colorado River Authority | 4937 | Thomas C Ferguson | TX | Llano | STG | Natural Gas Fired Combined Cycle | CA | CC1 | J | 180 | 194 | 75 | N | 2014 |  |  | N | Electric Utility | 1 | X | NG
Natural Gas Steam Turbine.NG | natural gas steam turbine | TRUE | 49979 | Talen Texas, LLC | 4939 | Barney M Davis | TX | Nueces | 1 | Natural Gas Steam Turbine | ST |  | S | 292 | 292 | 60 | N | 1974 |  |  | N | IPP Non-CHP | 2 | X | NG
Natural Gas Fired Combined Cycle.NG | natural gas combined cycle | TRUE | 49979 | Talen Texas, LLC | 4939 | Barney M Davis | TX | Nueces | 2 | Natural Gas Fired Combined Cycle | CA | CC1 | S | 319 | 325 | 100 | N | 1976 |  |  | N | IPP Non-CHP | 2 | X | NG
Natural Gas Fired Combined Cycle.NG | natural gas combined cycle | TRUE | 49979 | Talen Texas, LLC | 4939 | Barney M Davis | TX | Nueces | 3 | Natural Gas Fired Combined Cycle | CT | CC1 | S | 157 | 165 | 60 | N | 2010 |  |  | N | IPP Non-CHP | 2 | X | NG
Natural Gas Fired Combined Cycle.NG | natural gas combined cycle | TRUE | 49979 | Talen Texas, LLC | 4939 | Barney M Davis | TX | Nueces | 4 | Natural Gas Fired Combined Cycle | CT | CC1 | S | 157 | 165 | 60 | N | 2010 |  |  | N | IPP Non-CHP | 2 | X | NG
Natural Gas Steam Turbine.NG | natural gas steam turbine | TRUE | 15474 | Public Service Co of Oklahoma | 4940 | Riverside (OK) | OK | Tulsa | 1 | Natural Gas Steam Turbine | ST |  | S | 454 | 454 | 126 | N | 1974 |  |  | N | Electric Utility | 1 | X | NG
Natural Gas Steam Turbine.NG | natural gas steam turbine | TRUE | 15474 | Public Service Co of Oklahoma | 4940 | Riverside (OK) | OK | Tulsa | 2 | Natural Gas Steam Turbine | ST |  | S | 455 | 455 | 65 | N | 1976 |  |  | N | Electric Utility | 1 | X | NG
Natural Gas Fired Combustion Turbine.NG | natural gas peaker | TRUE | 15474 | Public Service Co of Oklahoma | 4940 | Riverside (OK) | OK | Tulsa | 3 | Natural Gas Fired Combustion Turbine | GT |  | S | 79 | 79 | 42 | N | 2008 |  |  | N | Electric Utility | 1 | X | NG
Natural Gas Fired Combustion Turbine.NG | natural gas peaker | TRUE | 15474 | Public Service Co of Oklahoma | 4940 | Riverside (OK) | OK | Tulsa | 4 | Natural Gas Fired Combustion Turbine | GT |  | S | 79 | 79 | 42 | N | 2008 |  |  | N | Electric Utility | 1 | X | NG
Petroleum Liquids.DFO | petroleum | TRUE | 15474 | Public Service Co of Oklahoma | 4940 | Riverside (OK) | OK | Tulsa | IC1 | Petroleum Liquids | IC |  | S | 2.8 | 2.8 | 2.8 | N | 1976 |  |  | N | Electric Utility | 1 | X | DFO
Natural Gas Fired Combustion Turbine.NG | natural gas peaker | TRUE | 56606 | Calpine New Jersey Generation LLC | 5083 | Cumberland (NJ) | NJ | Cumberland | CUMB | Natural Gas Fired Combustion Turbine | GT |  | S | 86.9 | 99 | 78.2 | N | 1990 |  |  | N | IPP Non-CHP | 2 | X | NG | KER
Natural Gas Fired Combustion Turbine.NG | natural gas peaker | TRUE | 56606 | Calpine New Jersey Generation LLC | 5083 | Cumberland (NJ) | NJ | Cumberland | CUMB2 | Natural Gas Fired Combustion Turbine | GT |  | S | 100 | 102 | 90 | N | 2009 |  |  | N | IPP Non-CHP | 2 | X | NG | KER
Nuclear.NUC | nuclear | TRUE | 9324 | Indiana Michigan Power Co | 6000 | Donald C Cook | MI | Berrien | 1 | Nuclear | ST |  | S | 1009 | 1084 | 1006 | N | 1975 |  |  | N | Electric Utility | 1 | X | NUC
Nuclear.NUC | nuclear | TRUE | 9324 | Indiana Michigan Power Co | 6000 | Donald C Cook | MI | Berrien | 2 | Nuclear | ST |  | S | 1168 | 1194 | 1053 | N | 1978 |  |  | N | Electric Utility | 1 | X | NUC
Nuclear.NUC | nuclear | TRUE | 195 | Alabama Power Co | 6001 | Joseph M Farley | AL | Houston | 1 | Nuclear | ST |  | S | 895 | 895 | 250 | N | 1977 |  |  | N | Electric Utility | 1 | X | NUC
Nuclear.NUC | nuclear | TRUE | 195 | Alabama Power Co | 6001 | Joseph M Farley | AL | Houston | 2 | Nuclear | ST |  | S | 896 | 896 | 250 | N | 1981 |  |  | N | Electric Utility | 1 | X | NUC
Conventional Steam Coal.SUB | hard coal | TRUE | 195 | Alabama Power Co | 6002 | James H Miller Jr | AL | Jefferson | 1 | Conventional Steam Coal | ST |  | J | 687.8 | 687.8 | 300 | N | 1978 |  |  | N | Electric Utility | 1 | X | SUB
Conventional Steam Coal.SUB | hard coal | TRUE | 195 | Alabama Power Co | 6002 | James H Miller Jr | AL | Jefferson | 2 | Conventional Steam Coal | ST |  | J | 692.7 | 692.7 | 300 | N | 1985 |  |  | N | Electric Utility | 1 | X | SUB
Conventional Steam Coal.SUB | hard coal | TRUE | 195 | Alabama Power Co | 6002 | James H Miller Jr | AL | Jefferson | 3 | Conventional Steam Coal | ST |  | S | 693 | 693 | 300 | N | 1989 |  |  | N | Electric Utility | 1 | X | SUB
Conventional Steam Coal.SUB | hard coal | TRUE | 195 | Alabama Power Co | 6002 | James H Miller Jr | AL | Jefferson | 4 | Conventional Steam Coal | ST |  | S | 704 | 704 | 300 | N | 1991 |  |  | N | Electric Utility | 1 | X | SUB
Conventional Steam Coal.BIT | hard coal | TRUE | 65851 | Omnis Pleasants, LLC | 6004 | Pleasants Power Station | WV | Pleasants | 1 | Conventional Steam Coal | ST |  | S | 639 | 650 | 300 | N | 1979 |  |  | N | IPP Non-CHP | 2 | X | BIT
Conventional Steam Coal.BIT | hard coal | TRUE | 65851 | Omnis Pleasants, LLC | 6004 | Pleasants Power Station | WV | Pleasants | 2 | Conventional Steam Coal | ST |  | S | 639 | 650 | 300 | N | 1980 |  |  | N | IPP Non-CHP | 2 | X | BIT
Conventional Hydroelectric.WAT | hydro | TRUE | 57280 | Eagle Creek Renewable Energy, LLC | 6006 | Racine | OH | Meigs | 1 | Conventional Hydroelectric | HY |  | W | 10 | 13 | 1 | N | 1983 |  |  | N | IPP Non-CHP | 2 | X | WAT
Conventional Hydroelectric.WAT | hydro | TRUE | 57280 | Eagle Creek Renewable Energy, LLC | 6006 | Racine | OH | Meigs | 2 | Conventional Hydroelectric | HY |  | W | 10 | 13 | 1 | N | 1982 |  |  | N | IPP Non-CHP | 2 | X | WAT
Nuclear.NUC | nuclear | TRUE | 803 | Arizona Public Service Co | 6008 | Palo Verde | AZ | Maricopa | 1 | Nuclear | ST |  | J | 1311 | 1333 | 110 | N | 1986 |  |  | N | Electric Utility | 1 | X | NUC
Nuclear.NUC | nuclear | TRUE | 803 | Arizona Public Service Co | 6008 | Palo Verde | AZ | Maricopa | 2 | Nuclear | ST |  | J | 1314 | 1336 | 110 | N | 1986 |  |  | N | Electric Utility | 1 | X | NUC
Nuclear.NUC | nuclear | TRUE | 803 | Arizona Public Service Co | 6008 | Palo Verde | AZ | Maricopa | 3 | Nuclear | ST |  | J | 1312 | 1334 | 110 | N | 1988 |  |  | N | Electric Utility | 1 | X | NUC
Conventional Steam Coal.SUB | hard coal | TRUE | 814 | Entergy Arkansas LLC | 6009 | White Bluff | AR | Jefferson | 1 | Conventional Steam Coal | ST |  | J | 425.3 | 425.3 | 200 | N | 1980 |  |  | N | Electric Utility | 1 | X | SUB
Conventional Steam Coal.SUB | hard coal | TRUE | 814 | Entergy Arkansas LLC | 6009 | White Bluff | AR | Jefferson | 2 | Conventional Steam Coal | ST |  | J | 818.3 | 832 | 200 | N | 1981 |  |  | N | Electric Utility | 1 | X | SUB
Nuclear.NUC | nuclear | TRUE | 55951 | Constellation Nuclear | 6011 | Calvert Cliffs Nuclear Power Plant | MD | Calvert | 1 | Nuclear | ST |  | S | 884.2 | 914.9 | 50 | N | 1975 |  |  | N | IPP Non-CHP | 2 | X | NUC
Nuclear.NUC | nuclear | TRUE | 55951 | Constellation Nuclear | 6011 | Calvert Cliffs Nuclear Power Plant | MD | Calvert | 2 | Nuclear | ST |  | S | 861 | 894.6 | 50 | N | 1977 |  |  | N | IPP Non-CHP | 2 | X | NUC
Conventional Hydroelectric.WAT | hydro | TRUE | 61122 | Great River Hydro, LLC | 6012 | Sherman | MA | Franklin | GEN1 | Conventional Hydroelectric | HY |  | S | 6.1 | 6.2 | 3 | N | 1926 |  |  | N | IPP Non-CHP | 2 | X | WAT
Natural Gas Steam Turbine.NG | natural gas steam turbine | TRUE | 2507 | City of Burbank Water and Power | 6013 | Olive | CA | Los Angeles | O1 | Natural Gas Steam Turbine | ST |  | S | 44 | 44 | 5 | N | 1959 |  |  | N | Electric Utility | 1 | X | NG
Natural Gas Steam Turbine.NG | natural gas steam turbine | TRUE | 2507 | City of Burbank Water and Power | 6013 | Olive | CA | Los Angeles | O2 | Natural Gas Steam Turbine | ST |  | S | 55 | 55 | 6 | N | 1964 |  |  | N | Electric Utility | 1 | X | NG
Nuclear.NUC | nuclear | TRUE | 3046 | Duke Energy Progress - (NC) | 6014 | Brunswick Nuclear | NC | Brunswick | 1 | Nuclear | ST |  | S | 938 | 975 | 938 | N | 1977 |  |  | N | Electric Utility | 1 | X | NUC
Nuclear.NUC | nuclear | TRUE | 3046 | Duke Energy Progress - (NC) | 6014 | Brunswick Nuclear | NC | Brunswick | 2 | Nuclear | ST |  | J | 932 | 953 | 932 | N | 1975 |  |  | N | Electric Utility | 1 | X | NUC
Nuclear.NUC | nuclear | TRUE | 3046 | Duke Energy Progress - (NC) | 6015 | Harris | NC | Wake | 1 | Nuclear | ST |  | S | 964 | 1009 | 964 | N | 1987 |  |  | N | Electric Utility | 1 | X | NUC
Conventional Steam Coal.SUB | hard coal | TRUE | 520 | Illinois Power Generating Co | 6017 | Newton | IL | Jasper | 1 | Conventional Steam Coal | ST |  | S | 595 | 615 | 200 | N | 1977 | 12 | 2027 | N | IPP Non-CHP | 2 | X | SUB
Conventional Steam Coal.BIT | hard coal | TRUE | 55729 | Duke Energy Kentucky Inc | 6018 | East Bend | KY | Boone | 2 | Conventional Steam Coal | ST |  | S | 600 | 600 | 340 | N | 1981 |  |  | N | Electric Utility | 1 | X | BIT
Nuclear.NUC | nuclear | TRUE | 64225 | Energy Harbor Nuclear Generation LLC | 6020 | Perry | OH | Lake | 1 | Nuclear | ST |  | S | 1240 | 1268 | 133 | N | 1987 |  |  | N | IPP Non-CHP | 2 | X | NUC
Conventional Steam Coal.SUB | hard coal | TRUE | 30151 | Tri-State G & T Assn, Inc | 6021 | Craig (CO) | CO | Moffat | 1 | Conventional Steam Coal | ST |  | J | 427 | 427 | 130 | N | 1980 | 12 | 2025 | N | Electric Utility | 1 | X | SUB
Conventional Steam Coal.SUB | hard coal | TRUE | 30151 | Tri-State G & T Assn, Inc | 6021 | Craig (CO) | CO | Moffat | 2 | Conventional Steam Coal | ST |  | J | 410 | 410 | 130 | N | 1979 | 9 | 2028 | N | Electric Utility | 1 | X | SUB
Conventional Steam Coal.SUB | hard coal | TRUE | 30151 | Tri-State G & T Assn, Inc | 6021 | Craig (CO) | CO | Moffat | 3 | Conventional Steam Coal | ST |  | S | 448 | 448 | 130 | N | 1984 | 12 | 2029 | N | Electric Utility | 1 | X | SUB
Nuclear.NUC | nuclear | TRUE | 55951 | Constellation Nuclear | 6022 | Braidwood Generation Station | IL | Will | 1 | Nuclear | ST |  | S | 1183 | 1221.1 | 700 | N | 1988 |  |  | N | IPP Non-CHP | 2 | X | NUC
Nuclear.NUC | nuclear | TRUE | 55951 | Constellation Nuclear | 6022 | Braidwood Generation Station | IL | Will | 2 | Nuclear | ST |  | S | 1154 | 1180.1 | 700 | N | 1988 |  |  | N | IPP Non-CHP | 2 | X | NUC
Nuclear.NUC | nuclear | TRUE | 55951 | Constellation Nuclear | 6023 | Byron Generating Station | IL | Ogle | 1 | Nuclear | ST |  | S | 1164 | 1203.7 | 700 | N | 1985 |  |  | N | IPP Non-CHP | 2 | X | NUC
Nuclear.NUC | nuclear | TRUE | 55951 | Constellation Nuclear | 6023 | Byron Generating Station | IL | Ogle | 2 | Nuclear | ST |  | S | 1136 | 1175.2 | 700 | N | 1987 |  |  | N | IPP Non-CHP | 2 | X | NUC
Nuclear.NUC | nuclear | TRUE | 55951 | Constellation Nuclear | 6026 | LaSalle Generating Station | IL | LaSalle | 1 | Nuclear | ST |  | S | 1130.5 | 1175.8 | 150 | N | 1984 |  |  | N | IPP Non-CHP | 2 | X | NUC
Nuclear.NUC | nuclear | TRUE | 55951 | Constellation Nuclear | 6026 | LaSalle Generating Station | IL | LaSalle | 2 | Nuclear | ST |  | S | 1133.9 | 1170.5 | 150 | N | 1984 |  |  | N | IPP Non-CHP | 2 | X | NUC
Conventional Steam Coal.RC | hard coal | TRUE | 65146 | Rainbow Energy Center | 6030 | Coal Creek | ND | McLean | 1 | Conventional Steam Coal | ST |  | S | 568.3 | 568.3 | 285 | N | 1979 |  |  | Y | Electric Utility | 1 | T | RC | DFO
Conventional Steam Coal.RC | hard coal | TRUE | 65146 | Rainbow Energy Center | 6030 | Coal Creek | ND | McLean | 2 | Conventional Steam Coal | ST |  | S | 573.9 | 573.9 | 285 | N | 1980 |  |  | Y | Electric Utility | 1 | T | RC | DFO
Petroleum Liquids.DFO | petroleum | TRUE | 65146 | Rainbow Energy Center | 6030 | Coal Creek | ND | McLean | 4 | Petroleum Liquids | IC |  | S | 3 | 3 | 3 | N | 2016 |  |  | N | Electric Utility | 1 | X | DFO
Petroleum Liquids.DFO | petroleum | TRUE | 65146 | Rainbow Energy Center | 6030 | Coal Creek | ND | McLean | 5 | Petroleum Liquids | IC |  | S | 3 | 3 | 3 | N | 2016 |  |  | N | Electric Utility | 1 | X | DFO
Natural Gas Fired Combustion Turbine.NG | natural gas peaker | TRUE | 5109 | DTE Electric Company | 6034 | Belle River | MI | St Clair | 12-1 | Natural Gas Fired Combustion Turbine | GT |  | S | 75 | 93 | 12 | N | 1999 |  |  | N | Electric Utility | 1 | X | NG
Natural Gas Fired Combustion Turbine.NG | natural gas peaker | TRUE | 5109 | DTE Electric Company | 6034 | Belle River | MI | St Clair | 12-2 | Natural Gas Fired Combustion Turbine | GT |  | S | 75 | 93 | 12 | N | 1999 |  |  | N | Electric Utility | 1 | X | NG
Natural Gas Fired Combustion Turbine.NG | natural gas peaker | TRUE | 5109 | DTE Electric Company | 6034 | Belle River | MI | St Clair | 13-1 | Natural Gas Fired Combustion Turbine | GT |  | S | 74 | 92 | 12 | N | 1999 |  |  | N | Electric Utility | 1 | X | NG
Petroleum Liquids.DFO | petroleum | TRUE | 5109 | DTE Electric Company | 6034 | Belle River | MI | St Clair | 3 | Petroleum Liquids | IC |  | S | 3 | 3 | 0.6 | N | 1981 |  |  | N | Electric Utility | 1 | X | DFO
Petroleum Liquids.DFO | petroleum | TRUE | 5109 | DTE Electric Company | 6034 | Belle River | MI | St Clair | 4 | Petroleum Liquids | IC |  | S | 3 | 3 | 0.6 | N | 1981 |  |  | N | Electric Utility | 1 | X | DFO
Petroleum Liquids.DFO | petroleum | TRUE | 5109 | DTE Electric Company | 6034 | Belle River | MI | St Clair | 5 | Petroleum Liquids | IC |  | S | 3 | 3 | 0.6 | N | 1981 |  |  | N | Electric Utility | 1 | X | DFO
Petroleum Liquids.DFO | petroleum | TRUE | 5109 | DTE Electric Company | 6034 | Belle River | MI | St Clair | IC1 | Petroleum Liquids | IC |  | S | 2 | 2 | 0.6 | N | 1981 |  |  | N | Electric Utility | 1 | X | DFO
Petroleum Liquids.DFO | petroleum | TRUE | 5109 | DTE Electric Company | 6034 | Belle River | MI | St Clair | IC2 | Petroleum Liquids | IC |  | S | 3 | 3 | 0.6 | N | 1981 |  |  | N | Electric Utility | 1 | X | DFO
Conventional Steam Coal.SUB | hard coal | TRUE | 5109 | DTE Electric Company | 6034 | Belle River | MI | St Clair | ST1 | Conventional Steam Coal | ST |  | J | 635 | 635 | 155 | N | 1984 | 12 | 2028 | N | Electric Utility | 1 | X | SUB | DFO | RC
Conventional Steam Coal.SUB | hard coal | TRUE | 5109 | DTE Electric Company | 6034 | Belle River | MI | St Clair | ST2 | Conventional Steam Coal | ST |  | J | 635 | 635 | 155 | N | 1985 | 12 | 2028 | N | Electric Utility | 1 | X | SUB | DFO | RC
Natural Gas Steam Turbine.NG | natural gas steam turbine | TRUE | 5109 | DTE Electric Company | 6035 | Greenwood (MI) | MI | St Clair | 1 | Natural Gas Steam Turbine | ST |  | S | 785 | 785 | 155 | N | 1979 |  |  | N | Electric Utility | 1 | X | NG | DFO | WO | RFO
Natural Gas Fired Combustion Turbine.NG | natural gas peaker | TRUE | 5109 | DTE Electric Company | 6035 | Greenwood (MI) | MI | St Clair | 11-1 | Natural Gas Fired Combustion Turbine | GT |  | S | 75 | 93 | 12 | N | 1999 |  |  | N | Electric Utility | 1 | X | NG
Natural Gas Fired Combustion Turbine.NG | natural gas peaker | TRUE | 5109 | DTE Electric Company | 6035 | Greenwood (MI) | MI | St Clair | 11-2 | Natural Gas Fired Combustion Turbine | GT |  | S | 75 | 93 | 12 | N | 1999 |  |  | N | Electric Utility | 1 | X | NG
Natural Gas Fired Combustion Turbine.NG | natural gas peaker | TRUE | 5109 | DTE Electric Company | 6035 | Greenwood (MI) | MI | St Clair | 11-3 | Natural Gas Fired Combustion Turbine | GT |  | S | 74 | 92 | 12 | N | 1999 |  |  | N | Electric Utility | 1 | X | NG
Nuclear.NUC | nuclear | TRUE | 5416 | Duke Energy Carolinas, LLC | 6036 | Catawba | SC | York | 1 | Nuclear | ST |  | J | 1160 | 1198.7 | 1160 | N | 1985 |  |  | N | Electric Utility | 1 | X | NUC
Nuclear.NUC | nuclear | TRUE | 5416 | Duke Energy Carolinas, LLC | 6036 | Catawba | SC | York | 2 | Nuclear | ST |  | J | 1150.1 | 1179.8 | 1150.1 | N | 1986 |  |  | N | Electric Utility | 1 | X | NUC
Nuclear.NUC | nuclear | TRUE | 5416 | Duke Energy Carolinas, LLC | 6038 | McGuire | NC | Mecklenburg | 1 | Nuclear | ST |  | S | 1158 | 1199 | 1158 | N | 1981 |  |  | N | Electric Utility | 1 | X | NUC
Nuclear.NUC | nuclear | TRUE | 5416 | Duke Energy Carolinas, LLC | 6038 | McGuire | NC | Mecklenburg | 2 | Nuclear | ST |  | S | 1157.6 | 1187.2 | 1157.6 | N | 1984 |  |  | N | Electric Utility | 1 | X | NUC
Nuclear.NUC | nuclear | TRUE | 64225 | Energy Harbor Nuclear Generation LLC | 6040 | Beaver Valley | PA | Beaver | 1 | Nuclear | ST |  | S | 907 | 939 | 94 | N | 1976 |  |  | N | IPP Non-CHP | 2 | X | NUC
Nuclear.NUC | nuclear | TRUE | 64225 | Energy Harbor Nuclear Generation LLC | 6040 | Beaver Valley | PA | Beaver | 2 | Nuclear | ST |  | S | 901 | 933 | 93 | N | 1987 |  |  | N | IPP Non-CHP | 2 | X | NUC
Conventional Steam Coal.BIT | hard coal | TRUE | 5580 | East Kentucky Power Coop, Inc | 6041 | H L Spurlock | KY | Mason | 1 | Conventional Steam Coal | ST |  | S | 300 | 300 | 145 | N | 1977 |  |  | Y | Electric Utility | 1 | T | BIT
Conventional Steam Coal.BIT | hard coal | TRUE | 5580 | East Kentucky Power Coop, Inc | 6041 | H L Spurlock | KY | Mason | 2 | Conventional Steam Coal | ST |  | S | 510 | 510 | 280 | N | 1981 |  |  | Y | Electric Utility | 1 | T | BIT
Conventional Steam Coal.BIT | hard coal | TRUE | 5580 | East Kentucky Power Coop, Inc | 6041 | H L Spurlock | KY | Mason | 3 | Conventional Steam Coal | ST |  | S | 268 | 268 | 180 | N | 2005 |  |  | Y | Electric Utility | 1 | T | BIT | TDF
Conventional Steam Coal.BIT | hard coal | TRUE | 5580 | East Kentucky Power Coop, Inc | 6041 | H L Spurlock | KY | Mason | 4 | Conventional Steam Coal | ST |  | S | 268 | 268 | 180 | N | 2009 |  |  | Y | Electric Utility | 1 | T | BIT | TDF
Natural Gas Steam Turbine.NG | natural gas steam turbine | TRUE | 6452 | Florida Power & Light Co | 6042 | Manatee | FL | Manatee | 1 | Natural Gas Steam Turbine | ST |  | S | 809 | 819 | 190 | N | 1976 |  |  | N | Electric Utility | 1 | X | NG | RFO
Natural Gas Steam Turbine.NG | natural gas steam turbine | TRUE | 6452 | Florida Power & Light Co | 6042 | Manatee | FL | Manatee | 2 | Natural Gas Steam Turbine | ST |  | S | 809 | 819 | 190 | N | 1977 |  |  | N | Electric Utility | 1 | X | NG | RFO
Natural Gas Fired Combined Cycle.NG | natural gas combined cycle | TRUE | 6452 | Florida Power & Light Co | 6042 | Manatee | FL | Manatee | 3 | Natural Gas Fired Combined Cycle | CA | G341 | S | 439 | 437 | 133 | N | 2005 |  |  | N | Electric Utility | 1 | X | NG
Natural Gas Fired Combined Cycle.NG | natural gas combined cycle | TRUE | 6452 | Florida Power & Light Co | 6042 | Manatee | FL | Manatee | A | Natural Gas Fired Combined Cycle | CT | G341 | S | 173.5 | 207 | 95 | N | 2005 |  |  | N | Electric Utility | 1 | X | NG
Natural Gas Fired Combined Cycle.NG | natural gas combined cycle | TRUE | 6452 | Florida Power & Light Co | 6042 | Manatee | FL | Manatee | B | Natural Gas Fired Combined Cycle | CT | G341 | S | 173.5 | 207 | 95 | N | 2005 |  |  | N | Electric Utility | 1 | X | NG
Natural Gas Fired Combined Cycle.NG | natural gas combined cycle | TRUE | 6452 | Florida Power & Light Co | 6042 | Manatee | FL | Manatee | C | Natural Gas Fired Combined Cycle | CT | G341 | S | 173.5 | 207 | 95 | N | 2005 |  |  | N | Electric Utility | 1 | X | NG
Natural Gas Fired Combined Cycle.NG | natural gas combined cycle | TRUE | 6452 | Florida Power & Light Co | 6042 | Manatee | FL | Manatee | D | Natural Gas Fired Combined Cycle | CT | G341 | S | 173.5 | 207 | 95 | N | 2005 |  |  | N | Electric Utility | 1 | X | NG
Natural Gas Fired Combined Cycle.NG | natural gas combined cycle | TRUE | 6452 | Florida Power & Light Co | 6043 | Martin | FL | Martin | 3GT1 | Natural Gas Fired Combined Cycle | CT | C796 | S | 165 | 185 | 143 | N | 1994 |  |  | N | Electric Utility | 1 | X | NG
Natural Gas Fired Combined Cycle.NG | natural gas combined cycle | TRUE | 6452 | Florida Power & Light Co | 6043 | Martin | FL | Martin | 3GT2 | Natural Gas Fired Combined Cycle | CT | C796 | S | 165 | 185 | 143 | N | 1994 |  |  | N | Electric Utility | 1 | X | NG
Natural Gas Fired Combined Cycle.NG | natural gas combined cycle | TRUE | 6452 | Florida Power & Light Co | 6043 | Martin | FL | Martin | 3ST | Natural Gas Fired Combined Cycle | CA | C796 | S | 157 | 163 | 143 | N | 1994 |  |  | N | Electric Utility | 1 | X | NG
Natural Gas Fired Combined Cycle.NG | natural gas combined cycle | TRUE | 6452 | Florida Power & Light Co | 6043 | Martin | FL | Martin | 4GT1 | Natural Gas Fired Combined Cycle | CT | C797 | S | 165 | 185 | 143 | N | 1994 |  |  | N | Electric Utility | 1 | X | NG
Natural Gas Fired Combined Cycle.NG | natural gas combined cycle | TRUE | 6452 | Florida Power & Light Co | 6043 | Martin | FL | Martin | 4GT2 | Natural Gas Fired Combined Cycle | CT | C797 | S | 165 | 185 | 143 | N | 1994 |  |  | N | Electric Utility | 1 | X | NG
Natural Gas Fired Combined Cycle.NG | natural gas combined cycle | TRUE | 6452 | Florida Power & Light Co | 6043 | Martin | FL | Martin | 4ST | Natural Gas Fired Combined Cycle | CA | C797 | S | 157 | 163 | 143 | N | 1994 |  |  | N | Electric Utility | 1 | X | NG
Natural Gas Fired Combined Cycle.NG | natural gas combined cycle | TRUE | 6452 | Florida Power & Light Co | 6043 | Martin | FL | Martin | 8 | Natural Gas Fired Combined Cycle | CA | G342 | S | 447.8 | 443 | 133 | N | 2005 |  |  | N | Electric Utility | 1 | X | NG | SUN | DFO
Natural Gas Fired Combined Cycle.NG | natural gas combined cycle | TRUE | 6452 | Florida Power & Light Co | 6043 | Martin | FL | Martin | 8A | Natural Gas Fired Combined Cycle | CT | G342 | S | 196.8 | 207 | 95 | N | 2001 |  |  | N | Electric Utility | 1 | X | NG | DFO
Natural Gas Fired Combined Cycle.NG | natural gas combined cycle | TRUE | 6452 | Florida Power & Light Co | 6043 | Martin | FL | Martin | 8B | Natural Gas Fired Combined Cycle | CT | G342 | S | 196.8 | 207 | 95 | N | 2001 |  |  | N | Electric Utility | 1 | X | NG | DFO
Natural Gas Fired Combined Cycle.NG | natural gas combined cycle | TRUE | 6452 | Florida Power & Light Co | 6043 | Martin | FL | Martin | 8C | Natural Gas Fired Combined Cycle | CT | G342 | S | 196.8 | 207 | 95 | N | 2005 |  |  | N | Electric Utility | 1 | X | NG | DFO
Natural Gas Fired Combined Cycle.NG | natural gas combined cycle | TRUE | 6452 | Florida Power & Light Co | 6043 | Martin | FL | Martin | 8D | Natural Gas Fired Combined Cycle | CT | G342 | S | 196.8 | 207 | 95 | N | 2005 |  |  | N | Electric Utility | 1 | X | NG | DFO
Nuclear.NUC | nuclear | TRUE | 6452 | Florida Power & Light Co | 6045 | St Lucie | FL | St Lucie | 1 | Nuclear | ST |  | S | 981 | 1003 | 981 | N | 1976 |  |  | N | Electric Utility | 1 | X | NUC
Nuclear.NUC | nuclear | TRUE | 6452 | Florida Power & Light Co | 6045 | St Lucie | FL | St Lucie | 2 | Nuclear | ST |  | J | 987 | 987 | 987 | N | 1983 |  |  | N | Electric Utility | 1 | X | NUC
Petroleum Liquids.DFO | petroleum | TRUE | 6455 | Duke Energy Florida, LLC | 6046 | DeBary | FL | Volusia | 10 | Petroleum Liquids | GT |  | S | 72 | 88 | 40 | N | 1992 |  |  | N | Electric Utility | 1 | X | DFO
Petroleum Liquids.DFO | petroleum | TRUE | 6455 | Duke Energy Florida, LLC | 6046 | DeBary | FL | Volusia | 2 | Petroleum Liquids | GT |  | S | 45 | 57 | 20 | N | 1976 |  |  | N | Electric Utility | 1 | X | DFO
Petroleum Liquids.DFO | petroleum | TRUE | 6455 | Duke Energy Florida, LLC | 6046 | DeBary | FL | Volusia | 3 | Petroleum Liquids | GT |  | S | 45 | 59 | 20 | N | 1975 |  |  | N | Electric Utility | 1 | X | DFO
Petroleum Liquids.DFO | petroleum | TRUE | 6455 | Duke Energy Florida, LLC | 6046 | DeBary | FL | Volusia | 4 | Petroleum Liquids | GT |  | S | 46 | 59 | 20 | N | 1976 |  |  | N | Electric Utility | 1 | X | DFO
Petroleum Liquids.DFO | petroleum | TRUE | 6455 | Duke Energy Florida, LLC | 6046 | DeBary | FL | Volusia | 5 | Petroleum Liquids | GT |  | S | 45 | 58 | 20 | N | 1975 |  |  | N | Electric Utility | 1 | X | DFO
Petroleum Liquids.DFO | petroleum | TRUE | 6455 | Duke Energy Florida, LLC | 6046 | DeBary | FL | Volusia | 6 | Petroleum Liquids | GT |  | S | 46 | 59 | 20 | N | 1976 |  |  | N | Electric Utility | 1 | X | DFO
Natural Gas Fired Combustion Turbine.NG | natural gas peaker | TRUE | 6455 | Duke Energy Florida, LLC | 6046 | DeBary | FL | Volusia | 7 | Natural Gas Fired Combustion Turbine | GT |  | S | 74 | 93 | 40 | N | 1992 |  |  | N | Electric Utility | 1 | X | NG | DFO
Natural Gas Fired Combustion Turbine.NG | natural gas peaker | TRUE | 6455 | Duke Energy Florida, LLC | 6046 | DeBary | FL | Volusia | 8 | Natural Gas Fired Combustion Turbine | GT |  | S | 75 | 94 | 40 | N | 1992 |  |  | N | Electric Utility | 1 | X | NG | DFO
Natural Gas Fired Combustion Turbine.NG | natural gas peaker | TRUE | 6455 | Duke Energy Florida, LLC | 6046 | DeBary | FL | Volusia | 9 | Natural Gas Fired Combustion Turbine | GT |  | S | 76 | 94 | 40 | N | 1992 |  |  | N | Electric Utility | 1 | X | NG | DFO
Conventional Hydroelectric.WAT | hydro | TRUE | 61122 | Great River Hydro, LLC | 6047 | Deerfield 2 | MA | Franklin | GEN1 | Conventional Hydroelectric | HY |  | S | 2.2 | 2.2 | 1 | N | 1913 |  |  | N | IPP Non-CHP | 2 | X | WAT
Conventional Hydroelectric.WAT | hydro | TRUE | 61122 | Great River Hydro, LLC | 6047 | Deerfield 2 | MA | Franklin | GEN2 | Conventional Hydroelectric | HY |  | S | 2.2 | 2.2 | 1 | N | 1913 |  |  | N | IPP Non-CHP | 2 | X | WAT
Conventional Hydroelectric.WAT | hydro | TRUE | 61122 | Great River Hydro, LLC | 6047 | Deerfield 2 | MA | Franklin | GEN3 | Conventional Hydroelectric | HY |  | S | 2.2 | 2.2 | 1 | N | 1913 |  |  | N | IPP Non-CHP | 2 | X | WAT
Petroleum Liquids.DFO | petroleum | TRUE | 64488 | Vineyard Reliability LLC | 6049 | West Tisbury Generating Facility | MA | Dukes | UN1 | Petroleum Liquids | IC |  | S | 2.8 | 2.8 | 2 | N | 1975 |  |  | N | IPP Non-CHP | 2 | X | DFO
Petroleum Liquids.DFO | petroleum | TRUE | 64488 | Vineyard Reliability LLC | 6049 | West Tisbury Generating Facility | MA | Dukes | UN2 | Petroleum Liquids | IC |  | S | 2.8 | 2.8 | 2 | N | 1975 |  |  | N | IPP Non-CHP | 2 | X | DFO
Nuclear.NUC | nuclear | TRUE | 7140 | Georgia Power Co | 6051 | Edwin I Hatch | GA | Appling | 1 | Nuclear | ST |  | J | 876 | 876 | 250 | N | 1975 |  |  | N | Electric Utility | 1 | X | NUC
Nuclear.NUC | nuclear | TRUE | 7140 | Georgia Power Co | 6051 | Edwin I Hatch | GA | Appling | 2 | Nuclear | ST |  | J | 883 | 883 | 250 | N | 1979 |  |  | N | Electric Utility | 1 | X | NUC
Conventional Steam Coal.SUB | hard coal | TRUE | 11252 | Louisiana Generating LLC | 6055 | Big Cajun 2 | LA | Pointe Coupee | 1 | Conventional Steam Coal | ST |  | S | 520 | 530 | 225 | N | 1981 |  |  | N | IPP Non-CHP | 2 | X | SUB | NG
Natural Gas Steam Turbine.NG | natural gas steam turbine | TRUE | 11252 | Louisiana Generating LLC | 6055 | Big Cajun 2 | LA | Pointe Coupee | 2 | Natural Gas Steam Turbine | ST |  | S | 550 | 560 | 100 | N | 1982 |  |  | N | IPP Non-CHP | 2 | X | NG
Conventional Steam Coal.SUB | hard coal | TRUE | 11252 | Louisiana Generating LLC | 6055 | Big Cajun 2 | LA | Pointe Coupee | 3 | Conventional Steam Coal | ST |  | J | 540 | 550 | 180 | N | 1983 |  |  | N | IPP Non-CHP | 2 | X | SUB | NG
Petroleum Liquids.RFO | petroleum | TRUE | 11843 | Maui Electric Co Ltd | 6056 | Kahului | HI | Maui | 1 | Petroleum Liquids | ST |  | S | 4.7 | 4.7 | 2 | N | 1948 | 12 | 2028 | N | Electric Utility | 1 | X | RFO
Petroleum Liquids.RFO | petroleum | TRUE | 11843 | Maui Electric Co Ltd | 6056 | Kahului | HI | Maui | 2 | Petroleum Liquids | ST |  | S | 4.8 | 4.8 | 2 | N | 1949 | 12 | 2028 | N | Electric Utility | 1 | X | RFO
Petroleum Liquids.RFO | petroleum | TRUE | 11843 | Maui Electric Co Ltd | 6056 | Kahului | HI | Maui | 3 | Petroleum Liquids | ST |  | S | 11 | 11 | 3 | N | 1954 | 12 | 2028 | N | Electric Utility | 1 | X | RFO
Petroleum Liquids.RFO | petroleum | TRUE | 11843 | Maui Electric Co Ltd | 6056 | Kahului | HI | Maui | 4 | Petroleum Liquids | ST |  | S | 11.9 | 11.9 | 3 | N | 1966 | 12 | 2028 | N | Electric Utility | 1 | X | RFO
Natural Gas Fired Combustion Turbine.NG | natural gas peaker | TRUE | 16181 | Rochester Public Utilities | 6058 | Cascade Creek | MN | Olmsted | 1 | Natural Gas Fired Combustion Turbine | GT |  | S | 27.9 | 30.2 | 5 | N | 1975 |  |  | N | Electric Utility | 1 | X | NG | DFO
Natural Gas Fired Combustion Turbine.NG | natural gas peaker | TRUE | 16181 | Rochester Public Utilities | 6058 | Cascade Creek | MN | Olmsted | 2 | Natural Gas Fired Combustion Turbine | GT |  | S | 49.5 | 49.9 | 5 | N | 2002 |  |  | N | Electric Utility | 1 | X | NG | DFO
Natural Gas Fired Combustion Turbine.NG | natural gas peaker | TRUE | 9216 | Imperial Irrigation District | 6060 | Coachella | CA | Riverside | 1 | Natural Gas Fired Combustion Turbine | GT |  | S | 18.6 | 18.5 | 3 | N | 1973 |  |  | N | Electric Utility | 1 | X | NG | DFO
Natural Gas Fired Combustion Turbine.NG | natural gas peaker | TRUE | 9216 | Imperial Irrigation District | 6060 | Coachella | CA | Riverside | 2 | Natural Gas Fired Combustion Turbine | GT |  | S | 19 | 16.1 | 3 | N | 1973 |  |  | N | Electric Utility | 1 | X | NG | DFO
Natural Gas Fired Combustion Turbine.NG | natural gas peaker | TRUE | 9216 | Imperial Irrigation District | 6060 | Coachella | CA | Riverside | 3 | Natural Gas Fired Combustion Turbine | GT |  | S | 18.3 | 20.3 | 3 | N | 1974 |  |  | N | Electric Utility | 1 | X | NG | DFO
Natural Gas Fired Combustion Turbine.NG | natural gas peaker | TRUE | 9216 | Imperial Irrigation District | 6060 | Coachella | CA | Riverside | 4 | Natural Gas Fired Combustion Turbine | GT |  | S | 18 | 19.2 | 3 | N | 1976 |  |  | N | Electric Utility | 1 | X | NG | DFO
Natural Gas Fired Combined Cycle.NG | natural gas combined cycle | TRUE | 17568 | Cooperative Energy | 6061 | R D Morrow | MS | Lamar | MOR1 | Natural Gas Fired Combined Cycle | CA | CC1 | S | 155 | 168.1 | 84.5 | N | 2023 |  |  | N | Electric Utility | 1 | X | NG
Natural Gas Fired Combined Cycle.NG | natural gas combined cycle | TRUE | 17568 | Cooperative Energy | 6061 | R D Morrow | MS | Lamar | MOR2 | Natural Gas Fired Combined Cycle | CT | CC1 | S | 375.5 | 408.4 | 139 | N | 2023 |  |  | N | Electric Utility | 1 | X | NG
Natural Gas Fired Combustion Turbine.NG | natural gas peaker | TRUE | 12341 | MidAmerican Energy Co | 6063 | Electrifarm | IA | Black Hawk | 1 | Natural Gas Fired Combustion Turbine | GT |  | S | 56.7 | 71 | 6 | N | 1975 |  |  | N | Electric Utility | 1 | X | NG | DFO
Natural Gas Fired Combustion Turbine.NG | natural gas peaker | TRUE | 12341 | MidAmerican Energy Co | 6063 | Electrifarm | IA | Black Hawk | 2 | Natural Gas Fired Combustion Turbine | GT |  | S | 68.1 | 78 | 6 | N | 1978 |  |  | N | Electric Utility | 1 | X | NG | DFO
Natural Gas Fired Combustion Turbine.NG | natural gas peaker | TRUE | 12341 | MidAmerican Energy Co | 6063 | Electrifarm | IA | Black Hawk | 3 | Natural Gas Fired Combustion Turbine | GT |  | S | 65.2 | 85 | 6 | N | 1978 |  |  | N | Electric Utility | 1 | X | NG | DFO
Conventional Steam Coal.SUB | hard coal | TRUE | 9996 | City of Kansas City - (KS) | 6064 | Nearman Creek | KS | Wyandotte | 1 | Conventional Steam Coal | ST |  | S | 243 | 243 | 150 | N | 1981 |  |  | N | Electric Utility | 1 | X | SUB
Natural Gas Fired Combustion Turbine.NG | natural gas peaker | TRUE | 9996 | City of Kansas City - (KS) | 6064 | Nearman Creek | KS | Wyandotte | CT4 | Natural Gas Fired Combustion Turbine | GT |  | S | 76 | 76 | 25 | N | 2006 |  |  | N | Electric Utility | 1 | X | NG | DFO
Conventional Steam Coal.SUB | hard coal | TRUE | 10000 | Evergy Metro | 6065 | Iatan | MO | Platte | 1 | Conventional Steam Coal | ST |  | J | 702.5 | 702.5 | 366 | N | 1980 |  |  | N | Electric Utility | 1 | X | SUB
Conventional Steam Coal.SUB | hard coal | TRUE | 10000 | Evergy Metro | 6065 | Iatan | MO | Platte | 2 | Conventional Steam Coal | ST |  | J | 897.1 | 897.1 | 657 | N | 2010 |  |  | N | Electric Utility | 1 | X | SUB
Conventional Steam Coal.SUB | hard coal | TRUE | 22500 | Evergy Kansas Central, Inc | 6068 | Jeffrey Energy Center | KS | Pottawatomie | 1 | Conventional Steam Coal | ST |  | J | 674.1 | 674.1 | 230 | N | 1978 |  |  | N | Electric Utility | 1 | X | SUB
Conventional Steam Coal.SUB | hard coal | TRUE | 22500 | Evergy Kansas Central, Inc | 6068 | Jeffrey Energy Center | KS | Pottawatomie | 2 | Conventional Steam Coal | ST |  | J | 664.1 | 664.1 | 220 | N | 1980 |  |  | N | Electric Utility | 1 | X | SUB
Conventional Steam Coal.SUB | hard coal | TRUE | 22500 | Evergy Kansas Central, Inc | 6068 | Jeffrey Energy Center | KS | Pottawatomie | 3 | Conventional Steam Coal | ST |  | J | 673.3 | 673.3 | 220 | N | 1983 |  |  | N | Electric Utility | 1 | X | SUB
Conventional Steam Coal.BIT | hard coal | TRUE | 11249 | Louisville Gas & Electric Co | 6071 | Trimble County | KY | Trimble | 1 | Conventional Steam Coal | ST |  | J | 493 | 493 | 188 | N | 1990 |  |  | N | Electric Utility | 1 | X | BIT
Natural Gas Fired Combustion Turbine.NG | natural gas peaker | TRUE | 11249 | Louisville Gas & Electric Co | 6071 | Trimble County | KY | Trimble | 10 | Natural Gas Fired Combustion Turbine | GT |  | J | 159 | 179 | 80 | N | 2004 |  |  | N | Electric Utility | 1 | X | NG
Conventional Steam Coal.BIT | hard coal | TRUE | 11249 | Louisville Gas & Electric Co | 6071 | Trimble County | KY | Trimble | 2 | Conventional Steam Coal | ST |  | J | 732 | 760 | 420 | N | 2011 |  |  | N | Electric Utility | 1 | X | BIT | SUB
Natural Gas Fired Combustion Turbine.NG | natural gas peaker | TRUE | 11249 | Louisville Gas & Electric Co | 6071 | Trimble County | KY | Trimble | 5 | Natural Gas Fired Combustion Turbine | GT |  | J | 159 | 179 | 80 | N | 2002 |  |  | N | Electric Utility | 1 | X | NG
Natural Gas Fired Combustion Turbine.NG | natural gas peaker | TRUE | 11249 | Louisville Gas & Electric Co | 6071 | Trimble County | KY | Trimble | 6 | Natural Gas Fired Combustion Turbine | GT |  | J | 159 | 179 | 80 | N | 2002 |  |  | N | Electric Utility | 1 | X | NG
Natural Gas Fired Combustion Turbine.NG | natural gas peaker | TRUE | 11249 | Louisville Gas & Electric Co | 6071 | Trimble County | KY | Trimble | 7 | Natural Gas Fired Combustion Turbine | GT |  | J | 159 | 179 | 80 | N | 2004 |  |  | N | Electric Utility | 1 | X | NG
Natural Gas Fired Combustion Turbine.NG | natural gas peaker | TRUE | 11249 | Louisville Gas & Electric Co | 6071 | Trimble County | KY | Trimble | 8 | Natural Gas Fired Combustion Turbine | GT |  | J | 159 | 179 | 80 | N | 2004 |  |  | N | Electric Utility | 1 | X | NG
Natural Gas Fired Combustion Turbine.NG | natural gas peaker | TRUE | 11249 | Louisville Gas & Electric Co | 6071 | Trimble County | KY | Trimble | 9 | Natural Gas Fired Combustion Turbine | GT |  | J | 159 | 179 | 80 | N | 2004 |  |  | N | Electric Utility | 1 | X | NG
Nuclear.NUC | nuclear | TRUE | 12465 | System Energy Resources, Inc | 6072 | Grand Gulf | MS | Claiborne | 1 | Nuclear | ST |  | J | 1383 | 1399.5 | 300 | N | 1985 |  |  | N | Electric Utility | 1 | X | NUC
Conventional Steam Coal.SUB | hard coal | TRUE | 12686 | Mississippi Power Co | 6073 | Victor J Daniel Jr | MS | Jackson | 1 | Conventional Steam Coal | ST |  | J | 502 | 502 | 165 | N | 1977 | 12 | 2027 | N | Electric Utility | 1 | X | SUB | BIT | DFO
Conventional Steam Coal.SUB | hard coal | TRUE | 12686 | Mississippi Power Co | 6073 | Victor J Daniel Jr | MS | Jackson | 2 | Conventional Steam Coal | ST |  | J | 502 | 502 | 165 | N | 1981 | 12 | 2027 | N | Electric Utility | 1 | X | SUB | BIT | DFO
Natural Gas Fired Combined Cycle.NG | natural gas combined cycle | TRUE | 12686 | Mississippi Power Co | 6073 | Victor J Daniel Jr | MS | Jackson | 3 | Natural Gas Fired Combined Cycle | CT | 3 | S | 563 | 587.5 | 110 | N | 2001 |  |  | N | Electric Utility | 1 | X | NG
Natural Gas Fired Combined Cycle.NG | natural gas combined cycle | TRUE | 12686 | Mississippi Power Co | 6073 | Victor J Daniel Jr | MS | Jackson | 3CT | Natural Gas Fired Combined Cycle | CT | 3 | S |  |  | 110 | N | 2001 |  |  | N | Electric Utility | 1 | X | NG
Natural Gas Fired Combined Cycle.NG | natural gas combined cycle | TRUE | 12686 | Mississippi Power Co | 6073 | Victor J Daniel Jr | MS | Jackson | 3ST | Natural Gas Fired Combined Cycle | CA | 3 | S |  |  | 145 | N | 2001 |  |  | N | Electric Utility | 1 | X | NG
Natural Gas Fired Combined Cycle.NG | natural gas combined cycle | TRUE | 12686 | Mississippi Power Co | 6073 | Victor J Daniel Jr | MS | Jackson | 4 | Natural Gas Fired Combined Cycle | CT | 4 | S | 559 | 588 | 110 | N | 2001 |  |  | N | Electric Utility | 1 | X | NG
Natural Gas Fired Combined Cycle.NG | natural gas combined cycle | TRUE | 12686 | Mississippi Power Co | 6073 | Victor J Daniel Jr | MS | Jackson | 4CT | Natural Gas Fired Combined Cycle | CT | 4 | S |  |  | 110 | N | 2001 |  |  | N | Electric Utility | 1 | X | NG
Natural Gas Fired Combined Cycle.NG | natural gas combined cycle | TRUE | 12686 | Mississippi Power Co | 6073 | Victor J Daniel Jr | MS | Jackson | 4ST | Natural Gas Fired Combined Cycle | CA | 4 | S |  |  | 145 | N | 2001 |  |  | N | Electric Utility | 1 | X | NG
Natural Gas Fired Combustion Turbine.NG | natural gas peaker | TRUE | 12698 | Evergy Missouri West | 6074 | Greenwood (MO) | MO | Jackson | 1 | Natural Gas Fired Combustion Turbine | GT |  | S | 62.7 | 62.7 | 5 | N | 1975 |  |  | N | Electric Utility | 1 | X | NG | DFO
Natural Gas Fired Combustion Turbine.NG | natural gas peaker | TRUE | 12698 | Evergy Missouri West | 6074 | Greenwood (MO) | MO | Jackson | 2 | Natural Gas Fired Combustion Turbine | GT |  | S | 63 | 63 | 5 | N | 1975 |  |  | N | Electric Utility | 1 | X | NG | DFO
Natural Gas Fired Combustion Turbine.NG | natural gas peaker | TRUE | 12698 | Evergy Missouri West | 6074 | Greenwood (MO) | MO | Jackson | 3 | Natural Gas Fired Combustion Turbine | GT |  | S | 62.1 | 62.1 | 5 | N | 1977 |  |  | N | Electric Utility | 1 | X | NG | DFO
Natural Gas Fired Combustion Turbine.NG | natural gas peaker | TRUE | 12698 | Evergy Missouri West | 6074 | Greenwood (MO) | MO | Jackson | 4 | Natural Gas Fired Combustion Turbine | GT |  | S | 61.8 | 61.8 | 5 | N | 1979 |  |  | N | Electric Utility | 1 | X | NG | DFO
Solar Photovoltaic.SUN | solar PV | TRUE | 12698 | Evergy Missouri West | 6074 | Greenwood (MO) | MO | Jackson | 5 | Solar Photovoltaic | PV |  | S | 3 | 3 |  | N | 2016 |  |  | N | Electric Utility | 1 | X | SUN
Conventional Steam Coal.SUB | hard coal | TRUE | 15298 | Talen Montana LLC | 6076 | Colstrip | MT | Rosebud | 3 | Conventional Steam Coal | ST |  | J | 740 | 740 | 200 | N | 1984 |  |  | N | IPP Non-CHP | 2 | X | SUB
Conventional Steam Coal.SUB | hard coal | TRUE | 15298 | Talen Montana LLC | 6076 | Colstrip | MT | Rosebud | 4 | Conventional Steam Coal | ST |  | J | 740 | 740 | 200 | N | 1986 |  |  | N | IPP Non-CHP | 2 | X | SUB
Conventional Steam Coal.SUB | hard coal | TRUE | 13337 | Nebraska Public Power District | 6077 | Gerald Gentleman | NE | Lincoln | 1 | Conventional Steam Coal | ST |  | S | 665 | 665 | 0 | N | 1979 |  |  | N | Electric Utility | 1 | X | SUB
Conventional Steam Coal.SUB | hard coal | TRUE | 13337 | Nebraska Public Power District | 6077 | Gerald Gentleman | NE | Lincoln | 2 | Conventional Steam Coal | ST |  | S | 700 | 700 | 0 | N | 1982 |  |  | N | Electric Utility | 1 | X | SUB
Petroleum Liquids.DFO | petroleum | TRUE | 11806 | Massachusetts Mun Wholes Electric Co | 6081 | Stony Brook | MA | Hampden | 1 | Petroleum Liquids | GT |  | J | 65 | 85 | 40 | N | 1982 |  |  | N | Electric Utility | 1 | X | DFO
Petroleum Liquids.DFO | petroleum | TRUE | 11806 | Massachusetts Mun Wholes Electric Co | 6081 | Stony Brook | MA | Hampden | 2 | Petroleum Liquids | GT |  | J | 65 | 85 | 40 | N | 1982 |  |  | N | Electric Utility | 1 | X | DFO
Solar Photovoltaic.SUN | solar PV | TRUE | 11806 | Massachusetts Mun Wholes Electric Co | 6081 | Stony Brook | MA | Hampden | 5051S | Solar Photovoltaic | PV |  | S | 6.9 | 6.9 | 0 | N | 2018 |  |  | N | Electric Utility | 1 | X | SUN
Petroleum Liquids.DFO | petroleum | TRUE | 11806 | Massachusetts Mun Wholes Electric Co | 6081 | Stony Brook | MA | Hampden | BS#1 | Petroleum Liquids | IC |  | J | 2 | 2 | 0.2 | N | 2007 |  |  | N | Electric Utility | 1 | X | DFO
Petroleum Liquids.DFO | petroleum | TRUE | 11806 | Massachusetts Mun Wholes Electric Co | 6081 | Stony Brook | MA | Hampden | BS#2 | Petroleum Liquids | IC |  | J | 2 | 2 | 0.2 | N | 2007 |  |  | N | Electric Utility | 1 | X | DFO
Petroleum Liquids.DFO | petroleum | TRUE | 11806 | Massachusetts Mun Wholes Electric Co | 6081 | Stony Brook | MA | Hampden | CA1 | Petroleum Liquids | CA | CC1 | J | 96 | 105 | 20 | N | 1981 |  |  | N | Electric Utility | 1 | X | DFO
Petroleum Liquids.DFO | petroleum | TRUE | 11806 | Massachusetts Mun Wholes Electric Co | 6081 | Stony Brook | MA | Hampden | CT1 | Petroleum Liquids | CT | CC1 | J | 69.7 | 87 | 40 | N | 1981 |  |  | N | Electric Utility | 1 | X | DFO | NG
Petroleum Liquids.DFO | petroleum | TRUE | 11806 | Massachusetts Mun Wholes Electric Co | 6081 | Stony Brook | MA | Hampden | CT2 | Petroleum Liquids | CT | CC1 | J | 69.7 | 87 | 55 | N | 1981 |  |  | N | Electric Utility | 1 | X | DFO
Petroleum Liquids.DFO | petroleum | TRUE | 11806 | Massachusetts Mun Wholes Electric Co | 6081 | Stony Brook | MA | Hampden | CT3 | Petroleum Liquids | CT | CC1 | J | 69.7 | 87 | 40 | N | 1981 |  |  | N | Electric Utility | 1 | X | DFO | NG
Petroleum Liquids.DFO | petroleum | TRUE | 11806 | Massachusetts Mun Wholes Electric Co | 6081 | Stony Brook | MA | Hampden | EDSI | Petroleum Liquids | IC |  | J | 0.6 | 0.6 | 0.2 | N | 1981 |  |  | N | Electric Utility | 1 | X | DFO
Conventional Hydroelectric.WAT | hydro | TRUE | 61122 | Great River Hydro, LLC | 6083 | Deerfield 3 | MA | Franklin | GEN1 | Conventional Hydroelectric | HY |  | S | 2 | 2 | 1 | N | 1912 |  |  | N | IPP Non-CHP | 2 | X | WAT
Conventional Hydroelectric.WAT | hydro | TRUE | 61122 | Great River Hydro, LLC | 6083 | Deerfield 3 | MA | Franklin | GEN2 | Conventional Hydroelectric | HY |  | S | 2 | 2 | 1 | N | 1912 |  |  | N | IPP Non-CHP | 2 | X | WAT
Conventional Hydroelectric.WAT | hydro | TRUE | 61122 | Great River Hydro, LLC | 6083 | Deerfield 3 | MA | Franklin | GEN3 | Conventional Hydroelectric | HY |  | S | 2 | 2 | 1 | N | 1912 |  |  | N | IPP Non-CHP | 2 | X | WAT
Natural Gas Fired Combustion Turbine.NG | natural gas peaker | TRUE | 13756 | Northern Indiana Pub Serv Co | 6085 | R M Schahfer | IN | Jasper | 16A | Natural Gas Fired Combustion Turbine | GT |  | S | 78 | 78 | 70 | N | 1979 |  |  | N | Electric Utility | 1 | X | NG
Natural Gas Fired Combustion Turbine.NG | natural gas peaker | TRUE | 13756 | Northern Indiana Pub Serv Co | 6085 | R M Schahfer | IN | Jasper | 16B | Natural Gas Fired Combustion Turbine | GT |  | S | 77 | 77 | 70 | N | 1979 |  |  | N | Electric Utility | 1 | X | NG
Conventional Steam Coal.BIT | hard coal | TRUE | 13756 | Northern Indiana Pub Serv Co | 6085 | R M Schahfer | IN | Jasper | 17 | Conventional Steam Coal | ST |  | S | 361 | 361 | 110 | N | 1983 | 12 | 2025 | N | Electric Utility | 1 | X | BIT | NG
Conventional Steam Coal.BIT | hard coal | TRUE | 13756 | Northern Indiana Pub Serv Co | 6085 | R M Schahfer | IN | Jasper | 18 | Conventional Steam Coal | ST |  | S | 361 | 361 | 110 | N | 1986 | 12 | 2025 | N | Electric Utility | 1 | X | BIT | NG
Conventional Hydroelectric.WAT | hydro | TRUE | 13781 | Northern States Power Co - Minnesota | 6086 | Cornell | WI | Chippewa | 1 | Conventional Hydroelectric | HY |  | S | 6.2 | 6.2 | 2.9 | N | 1976 |  |  | N | Electric Utility | 1 | X | WAT
Conventional Hydroelectric.WAT | hydro | TRUE | 13781 | Northern States Power Co - Minnesota | 6086 | Cornell | WI | Chippewa | 2 | Conventional Hydroelectric | HY |  | S | 6.4 | 6.4 | 2.9 | N | 1976 |  |  | N | Electric Utility | 1 | X | WAT
Conventional Hydroelectric.WAT | hydro | TRUE | 13781 | Northern States Power Co - Minnesota | 6086 | Cornell | WI | Chippewa | 3 | Conventional Hydroelectric | HY |  | S | 6.9 | 6.9 | 2.9 | N | 1976 |  |  | N | Electric Utility | 1 | X | WAT
Conventional Hydroelectric.WAT | hydro | TRUE | 13781 | Northern States Power Co - Minnesota | 6086 | Cornell | WI | Chippewa | 4 | Conventional Hydroelectric | HY |  | S | 0.4 | 0.4 | 0.2 | N | 1977 |  |  | N | Electric Utility | 1 | X | WAT
Hydroelectric Pumped Storage.WAT | other | TRUE | 7140 | Georgia Power Co | 6087 | Wallace Dam | GA | Hancock | 1 | Hydroelectric Pumped Storage | PS |  | S | 53.6 | 53.3 | 50.7 | N | 1980 |  |  | N | Electric Utility | 1 | X | WAT
Hydroelectric Pumped Storage.WAT | other | TRUE | 7140 | Georgia Power Co | 6087 | Wallace Dam | GA | Hancock | 2 | Hydroelectric Pumped Storage | PS |  | S | 53.6 | 53.3 | 50.7 | N | 1980 |  |  | N | Electric Utility | 1 | X | WAT
Conventional Hydroelectric.WAT | hydro | TRUE | 7140 | Georgia Power Co | 6087 | Wallace Dam | GA | Hancock | 3 | Conventional Hydroelectric | HY |  | S | 56.8 | 57.1 | 54.6 | N | 1980 |  |  | N | Electric Utility | 1 | X | WAT
Conventional Hydroelectric.WAT | hydro | TRUE | 7140 | Georgia Power Co | 6087 | Wallace Dam | GA | Hancock | 4 | Conventional Hydroelectric | HY |  | S | 56.8 | 57.1 | 54.6 | N | 1980 |  |  | N | Electric Utility | 1 | X | WAT
Hydroelectric Pumped Storage.WAT | other | TRUE | 7140 | Georgia Power Co | 6087 | Wallace Dam | GA | Hancock | 5 | Hydroelectric Pumped Storage | PS |  | S | 53.6 | 53.3 | 50.7 | N | 1980 |  |  | N | Electric Utility | 1 | X | WAT
Hydroelectric Pumped Storage.WAT | other | TRUE | 7140 | Georgia Power Co | 6087 | Wallace Dam | GA | Hancock | 6 | Hydroelectric Pumped Storage | PS |  | S | 53.6 | 53.3 | 50.7 | N | 1979 |  |  | N | Electric Utility | 1 | X | WAT
Natural Gas Fired Combustion Turbine.NG | natural gas peaker | TRUE | 24211 | Tucson Electric Power Co | 6088 | North Loop | AZ | Pima | 1 | Natural Gas Fired Combustion Turbine | GT |  | S | 25 | 21.5 | 10 | N | 1972 |  |  | N | Electric Utility | 1 | X | NG | DFO
Natural Gas Fired Combustion Turbine.NG | natural gas peaker | TRUE | 24211 | Tucson Electric Power Co | 6088 | North Loop | AZ | Pima | 2 | Natural Gas Fired Combustion Turbine | GT |  | S | 25 | 21.5 | 10 | N | 1972 |  |  | N | Electric Utility | 1 | X | NG | DFO
Natural Gas Fired Combustion Turbine.NG | natural gas peaker | TRUE | 24211 | Tucson Electric Power Co | 6088 | North Loop | AZ | Pima | 3 | Natural Gas Fired Combustion Turbine | GT |  | S | 25 | 21.5 | 10 | N | 1972 |  |  | N | Electric Utility | 1 | X | NG | DFO
Natural Gas Fired Combustion Turbine.NG | natural gas peaker | TRUE | 24211 | Tucson Electric Power Co | 6088 | North Loop | AZ | Pima | 4 | Natural Gas Fired Combustion Turbine | GT |  | S | 20 | 21.4 | 10 | N | 2001 |  |  | N | Electric Utility | 1 | X | NG
Natural Gas Internal Combustion Engine.NG | natural gas peaker | TRUE | 12199 | Montana-Dakota Utilities Co | 6089 | Lewis & Clark | MT | Richland | 2 | Natural Gas Internal Combustion Engine | IC |  | S | 9.1 | 9.1 | 3.5 | N | 2016 |  |  | N | Electric Utility | 1 | X | NG
Natural Gas Internal Combustion Engine.NG | natural gas peaker | TRUE | 12199 | Montana-Dakota Utilities Co | 6089 | Lewis & Clark | MT | Richland | 3 | Natural Gas Internal Combustion Engine | IC |  | S | 9.1 | 9.1 | 3.5 | N | 2016 |  |  | N | Electric Utility | 1 | X | NG
Conventional Steam Coal.SUB | hard coal | TRUE | 13781 | Northern States Power Co - Minnesota | 6090 | Sherburne County | MN | Sherburne | 1 | Conventional Steam Coal | ST |  | S | 680 | 680 | 260 | N | 1976 | 12 | 2025 | Y | Electric Utility | 1 | T | SUB | DFO
Conventional Steam Coal.SUB | hard coal | TRUE | 13781 | Northern States Power Co - Minnesota | 6090 | Sherburne County | MN | Sherburne | 3 | Conventional Steam Coal | ST |  | J | 876 | 876 | 400 | N | 1987 | 12 | 2034 | N | Electric Utility | 1 | X | SUB | DFO
Petroleum Liquids.DFO | petroleum | TRUE | 1307 | Basin Electric Power Coop | 6092 | Spirit Mound | SD | Clay | 1 | Petroleum Liquids | GT |  | S | 50 | 60 | 50 | N | 1978 |  |  | N | Electric Utility | 1 | X | DFO
Petroleum Liquids.DFO | petroleum | TRUE | 1307 | Basin Electric Power Coop | 6092 | Spirit Mound | SD | Clay | 2 | Petroleum Liquids | GT |  | S | 45 | 60 | 45 | N | 1978 |  |  | N | Electric Utility | 1 | X | DFO
Conventional Steam Coal.SUB | hard coal | TRUE | 14063 | Oklahoma Gas & Electric Co | 6095 | Sooner | OK | Noble | 1 | Conventional Steam Coal | ST |  | S | 519 | 519 | 200 | N | 1979 |  |  | N | Electric Utility | 1 | X | SUB | DFO
Conventional Steam Coal.SUB | hard coal | TRUE | 14063 | Oklahoma Gas & Electric Co | 6095 | Sooner | OK | Noble | 2 | Conventional Steam Coal | ST |  | S | 519 | 519 | 200 | N | 1980 |  |  | N | Electric Utility | 1 | X | SUB | DFO
Conventional Steam Coal.SUB | hard coal | TRUE | 14127 | Omaha Public Power District | 6096 | Nebraska City | NE | Otoe | 1 | Conventional Steam Coal | ST |  | S | 650.3 | 650.3 | 180 | N | 1979 |  |  | N | Electric Utility | 1 | X | SUB
Conventional Steam Coal.SUB | hard coal | TRUE | 14127 | Omaha Public Power District | 6096 | Nebraska City | NE | Otoe | 2 | Conventional Steam Coal | ST |  | S | 687.2 | 687.2 | 235 | N | 2009 |  |  | N | Electric Utility | 1 | X | SUB
Conventional Steam Coal.SUB | hard coal | TRUE | 14232 | Otter Tail Power Co | 6098 | Big Stone | SD | Grant | 1 | Conventional Steam Coal | ST |  | J | 475 | 475 | 125 | N | 1975 |  |  | Y | Electric Utility | 1 | T | SUB | DFO | AB
Petroleum Liquids.DFO | petroleum | TRUE | 14232 | Otter Tail Power Co | 6098 | Big Stone | SD | Grant | D1 | Petroleum Liquids | IC |  | J | 0.6 | 0.6 | 0.1 | N | 1975 |  |  | N | Electric Utility | 1 | X | DFO
Nuclear.NUC | nuclear | TRUE | 14328 | Pacific Gas & Electric Co. | 6099 | Diablo Canyon | CA | San Luis Obispo | 1 | Nuclear | ST |  | S | 1122 | 1122 | 0 | N | 1985 |  |  | N | Electric Utility | 1 | X | NUC
Nuclear.NUC | nuclear | TRUE | 14328 | Pacific Gas & Electric Co. | 6099 | Diablo Canyon | CA | San Luis Obispo | 2 | Nuclear | ST |  | S | 1118 | 1118 | 0 | N | 1986 | 8 | 2025 | N | Electric Utility | 1 | X | NUC
Hydroelectric Pumped Storage.WAT | other | TRUE | 14328 | Pacific Gas & Electric Co. | 6100 | Helms Pumped Storage | CA | Fresno | 1 | Hydroelectric Pumped Storage | PS |  | S | 404 | 404 | 83 | N | 1984 |  |  | N | Electric Utility | 1 | X | WAT
Hydroelectric Pumped Storage.WAT | other | TRUE | 14328 | Pacific Gas & Electric Co. | 6100 | Helms Pumped Storage | CA | Fresno | 2 | Hydroelectric Pumped Storage | PS |  | S | 404 | 404 | 83 | N | 1984 |  |  | N | Electric Utility | 1 | X | WAT
Hydroelectric Pumped Storage.WAT | other | TRUE | 14328 | Pacific Gas & Electric Co. | 6100 | Helms Pumped Storage | CA | Fresno | 3 | Hydroelectric Pumped Storage | PS |  | S | 404 | 404 | 83 | N | 1984 |  |  | N | Electric Utility | 1 | X | WAT
Conventional Steam Coal.SUB | hard coal | TRUE | 14354 | PacifiCorp | 6101 | Wyodak | WY | Campbell | 1 | Conventional Steam Coal | ST |  | J | 332 | 335 | 130 | N | 1978 | 12 | 2039 | N | Electric Utility | 1 | X | SUB
Nuclear.NUC | nuclear | TRUE | 14266 | TalenEnergy Susquehanna LLC | 6103 | TalenEnergy Susquehanna | PA | Luzerne | 1 | Nuclear | ST |  | J | 1247 | 1247 | 170 | N | 1983 |  |  | N | IPP Non-CHP | 2 | X | NUC
Nuclear.NUC | nuclear | TRUE | 14266 | TalenEnergy Susquehanna LLC | 6103 | TalenEnergy Susquehanna | PA | Luzerne | 2 | Nuclear | ST |  | J | 1247 | 1247 | 170 | N | 1985 |  |  | N | IPP Non-CHP | 2 | X | NUC
Nuclear.NUC | nuclear | TRUE | 55951 | Constellation Nuclear | 6105 | Limerick | PA | Montgomery | 1 | Nuclear | ST |  | S | 1119.7 | 1177.9 | 55 | N | 1986 |  |  | N | IPP Non-CHP | 2 | X | NUC
Nuclear.NUC | nuclear | TRUE | 55951 | Constellation Nuclear | 6105 | Limerick | PA | Montgomery | 2 | Nuclear | ST |  | S | 1122.1 | 1170.3 | 55 | N | 1990 |  |  | N | IPP Non-CHP | 2 | X | NUC
Nuclear.NUC | nuclear | TRUE | 55951 | Constellation Nuclear | 6110 | James A Fitzpatrick | NY | Oswego | 1 | Nuclear | ST |  | S | 831.3 | 853.4 | 125 | N | 1976 |  |  | N | IPP Non-CHP | 2 | X | NUC
Natural Gas Fired Combined Cycle.NG | natural gas combined cycle | TRUE | 15466 | Public Service Co of Colorado | 6112 | Fort St Vrain | CO | Weld | 1 | Natural Gas Fired Combined Cycle | CA | FSV0 | S | 301 | 304 | 39 | N | 1998 |  |  | N | Electric Utility | 1 | X | NG
Natural Gas Fired Combined Cycle.NG | natural gas combined cycle | TRUE | 15466 | Public Service Co of Colorado | 6112 | Fort St Vrain | CO | Weld | 2 | Natural Gas Fired Combined Cycle | CT | FSV0 | S | 123 | 134 | 65 | N | 1996 |  |  | N | Electric Utility | 1 | X | NG
Natural Gas Fired Combined Cycle.NG | natural gas combined cycle | TRUE | 15466 | Public Service Co of Colorado | 6112 | Fort St Vrain | CO | Weld | 3 | Natural Gas Fired Combined Cycle | CT | FSV0 | S | 128 | 139 | 65 | N | 1999 |  |  | N | Electric Utility | 1 | X | NG
Natural Gas Fired Combined Cycle.NG | natural gas combined cycle | TRUE | 15466 | Public Service Co of Colorado | 6112 | Fort St Vrain | CO | Weld | 4 | Natural Gas Fired Combined Cycle | CT | FSV0 | S | 145 | 168 | 65 | N | 2001 |  |  | N | Electric Utility | 1 | X | NG
Natural Gas Fired Combustion Turbine.NG | natural gas peaker | TRUE | 15466 | Public Service Co of Colorado | 6112 | Fort St Vrain | CO | Weld | 5 | Natural Gas Fired Combustion Turbine | GT |  | S | 144 | 159 | 55 | N | 2009 |  |  | N | Electric Utility | 1 | X | NG
Natural Gas Fired Combustion Turbine.NG | natural gas peaker | TRUE | 15466 | Public Service Co of Colorado | 6112 | Fort St Vrain | CO | Weld | 6 | Natural Gas Fired Combustion Turbine | GT |  | S | 144 | 159 | 52 | N | 2009 |  |  | N | Electric Utility | 1 | X | NG
Conventional Steam Coal.BIT | hard coal | TRUE | 15470 | Duke Energy Indiana, LLC | 6113 | Gibson | IN | Gibson | 1 | Conventional Steam Coal | ST |  | S | 630 | 635 | 200 | N | 1976 |  |  | N | Electric Utility | 1 | X | BIT
Conventional Steam Coal.BIT | hard coal | TRUE | 15470 | Duke Energy Indiana, LLC | 6113 | Gibson | IN | Gibson | 2 | Conventional Steam Coal | ST |  | S | 630 | 635 | 200 | N | 1975 |  |  | N | Electric Utility | 1 | X | BIT
Conventional Steam Coal.BIT | hard coal | TRUE | 15470 | Duke Energy Indiana, LLC | 6113 | Gibson | IN | Gibson | 3 | Conventional Steam Coal | ST |  | S | 630 | 635 | 200 | N | 1978 |  |  | N | Electric Utility | 1 | X | BIT
Conventional Steam Coal.BIT | hard coal | TRUE | 15470 | Duke Energy Indiana, LLC | 6113 | Gibson | IN | Gibson | 4 | Conventional Steam Coal | ST |  | S | 622 | 627 | 200 | N | 1979 |  |  | N | Electric Utility | 1 | X | BIT
Conventional Steam Coal.BIT | hard coal | TRUE | 15470 | Duke Energy Indiana, LLC | 6113 | Gibson | IN | Gibson | 5 | Conventional Steam Coal | ST |  | J | 620 | 625 | 200 | N | 1982 |  |  | N | Electric Utility | 1 | X | BIT
Nuclear.NUC | nuclear | TRUE | 6854 | NextEra Energy Seabrook LLC | 6115 | Seabrook | NH | Rockingham | 1 | Nuclear | ST |  | J | 1245.7 | 1247.4 | 360 | N | 1990 |  |  | N | IPP Non-CHP | 2 | X | NUC
Nuclear.NUC | nuclear | TRUE | 15478 | PSEG Nuclear LLC | 6118 | PSEG Hope Creek Generating Station | NJ | Salem | 1 | Nuclear | ST |  | S | 1172 | 1172 | 1172 | N | 1986 |  |  | N | IPP Non-CHP | 2 | X | NUC
Conventional Hydroelectric.WAT | hydro | TRUE | 61122 | Great River Hydro, LLC | 6119 | Deerfield 4 | MA | Franklin | GEN1 | Conventional Hydroelectric | HY |  | S | 2 | 2 | 1 | N | 1912 |  |  | N | IPP Non-CHP | 2 | X | WAT
Conventional Hydroelectric.WAT | hydro | TRUE | 61122 | Great River Hydro, LLC | 6119 | Deerfield 4 | MA | Franklin | GEN2 | Conventional Hydroelectric | HY |  | S | 2 | 2 | 1 | N | 1912 |  |  | N | IPP Non-CHP | 2 | X | WAT
Conventional Hydroelectric.WAT | hydro | TRUE | 61122 | Great River Hydro, LLC | 6119 | Deerfield 4 | MA | Franklin | GEN3 | Conventional Hydroelectric | HY |  | S | 2 | 2 | 1 | N | 1912 |  |  | N | IPP Non-CHP | 2 | X | WAT
Natural Gas Fired Combustion Turbine.NG | natural gas peaker | TRUE | 15500 | Puget Sound Energy Inc | 6120 | Whitehorn | WA | Whatcom | 2 | Natural Gas Fired Combustion Turbine | GT |  | S | 67 | 81.1 | 5 | N | 1981 |  |  | N | Electric Utility | 1 | X | NG | DFO
Natural Gas Fired Combustion Turbine.NG | natural gas peaker | TRUE | 15500 | Puget Sound Energy Inc | 6120 | Whitehorn | WA | Whatcom | 3 | Natural Gas Fired Combustion Turbine | GT |  | S | 67 | 81.1 | 5 | N | 1981 |  |  | N | Electric Utility | 1 | X | NG | DFO
Nuclear.NUC | nuclear | TRUE | 55951 | Constellation Nuclear | 6122 | R E Ginna Nuclear Power Plant | NY | Wayne | 1 | Nuclear | ST |  | S | 580.3 | 582 | 121 | N | 1970 |  |  | N | IPP Non-CHP | 2 | X | NUC
Natural Gas Fired Combustion Turbine.NG | natural gas peaker | TRUE | 7140 | Georgia Power Co | 6124 | McIntosh | GA | Effingham | CT1 | Natural Gas Fired Combustion Turbine | GT |  | S | 82.2 | 94.5 | 57 | N | 1995 |  |  | N | Electric Utility | 1 | X | NG | DFO
Natural Gas Fired Combustion Turbine.NG | natural gas peaker | TRUE | 7140 | Georgia Power Co | 6124 | McIntosh | GA | Effingham | CT2 | Natural Gas Fired Combustion Turbine | GT |  | S | 82.2 | 94.5 | 57 | N | 1995 |  |  | N | Electric Utility | 1 | X | NG | DFO
Natural Gas Fired Combustion Turbine.NG | natural gas peaker | TRUE | 7140 | Georgia Power Co | 6124 | McIntosh | GA | Effingham | CT3 | Natural Gas Fired Combustion Turbine | GT |  | S | 82.2 | 94.5 | 57 | N | 1994 |  |  | N | Electric Utility | 1 | X | NG | DFO
Natural Gas Fired Combustion Turbine.NG | natural gas peaker | TRUE | 7140 | Georgia Power Co | 6124 | McIntosh | GA | Effingham | CT4 | Natural Gas Fired Combustion Turbine | GT |  | S | 82.2 | 94.5 | 57 | N | 1994 |  |  | N | Electric Utility | 1 | X | NG | DFO
Natural Gas Fired Combustion Turbine.NG | natural gas peaker | TRUE | 7140 | Georgia Power Co | 6124 | McIntosh | GA | Effingham | CT5 | Natural Gas Fired Combustion Turbine | GT |  | S | 82.2 | 94.5 | 57 | N | 1994 |  |  | N | Electric Utility | 1 | X | NG | DFO
Natural Gas Fired Combustion Turbine.NG | natural gas peaker | TRUE | 7140 | Georgia Power Co | 6124 | McIntosh | GA | Effingham | CT6 | Natural Gas Fired Combustion Turbine | GT |  | S | 82.2 | 94.5 | 57 | N | 1994 |  |  | N | Electric Utility | 1 | X | NG | DFO
Natural Gas Fired Combustion Turbine.NG | natural gas peaker | TRUE | 7140 | Georgia Power Co | 6124 | McIntosh | GA | Effingham | CT7 | Natural Gas Fired Combustion Turbine | GT |  | S | 82.2 | 94.5 | 57 | N | 1994 |  |  | N | Electric Utility | 1 | X | NG | DFO
Natural Gas Fired Combustion Turbine.NG | natural gas peaker | TRUE | 7140 | Georgia Power Co | 6124 | McIntosh | GA | Effingham | CT8 | Natural Gas Fired Combustion Turbine | GT |  | S | 82.2 | 94.5 | 57 | N | 1994 |  |  | N | Electric Utility | 1 | X | NG | DFO
Petroleum Liquids.DFO | petroleum | TRUE | 17127 | Town of Shrewsbury - (MA) | 6125 | Shrewsbury | MA | Worcester | 1 | Petroleum Liquids | IC |  | S | 2.8 | 2.8 | 0.6 | N | 1969 |  |  | N | Electric Utility | 1 | X | DFO
Petroleum Liquids.DFO | petroleum | TRUE | 17127 | Town of Shrewsbury - (MA) | 6125 | Shrewsbury | MA | Worcester | 2 | Petroleum Liquids | IC |  | S | 2.8 | 2.8 | 0.6 | N | 1969 |  |  | N | Electric Utility | 1 | X | DFO
Petroleum Liquids.DFO | petroleum | TRUE | 17127 | Town of Shrewsbury - (MA) | 6125 | Shrewsbury | MA | Worcester | 3 | Petroleum Liquids | IC |  | S | 2.8 | 2.8 | 0.6 | N | 1975 |  |  | N | Electric Utility | 1 | X | DFO
Petroleum Liquids.DFO | petroleum | TRUE | 17127 | Town of Shrewsbury - (MA) | 6125 | Shrewsbury | MA | Worcester | 4 | Petroleum Liquids | IC |  | S | 2.8 | 2.8 | 0.6 | N | 1975 |  |  | N | Electric Utility | 1 | X | DFO
Petroleum Liquids.DFO | petroleum | TRUE | 17127 | Town of Shrewsbury - (MA) | 6125 | Shrewsbury | MA | Worcester | 5 | Petroleum Liquids | IC |  | S | 2.8 | 2.8 | 0.6 | N | 1978 |  |  | N | Electric Utility | 1 | X | DFO
Hydroelectric Pumped Storage.WAT | other | TRUE | 17539 | Dominion Energy South Carolina, Inc | 6126 | Fairfield Pumped Storage | SC | Fairfield | 1 | Hydroelectric Pumped Storage | PS |  | S | 72 | 72 | 50 | N | 1978 |  |  | N | Electric Utility | 1 | X | WAT
Hydroelectric Pumped Storage.WAT | other | TRUE | 17539 | Dominion Energy South Carolina, Inc | 6126 | Fairfield Pumped Storage | SC | Fairfield | 2 | Hydroelectric Pumped Storage | PS |  | S | 72 | 72 | 50 | N | 1978 |  |  | N | Electric Utility | 1 | X | WAT
Hydroelectric Pumped Storage.WAT | other | TRUE | 17539 | Dominion Energy South Carolina, Inc | 6126 | Fairfield Pumped Storage | SC | Fairfield | 3 | Hydroelectric Pumped Storage | PS |  | S | 72 | 72 | 50 | N | 1978 |  |  | N | Electric Utility | 1 | X | WAT
Hydroelectric Pumped Storage.WAT | other | TRUE | 17539 | Dominion Energy South Carolina, Inc | 6126 | Fairfield Pumped Storage | SC | Fairfield | 4 | Hydroelectric Pumped Storage | PS |  | S | 72 | 72 | 50 | N | 1978 |  |  | N | Electric Utility | 1 | X | WAT
Hydroelectric Pumped Storage.WAT | other | TRUE | 17539 | Dominion Energy South Carolina, Inc | 6126 | Fairfield Pumped Storage | SC | Fairfield | 5 | Hydroelectric Pumped Storage | PS |  | S | 72 | 72 | 50 | N | 1978 |  |  | N | Electric Utility | 1 | X | WAT
Hydroelectric Pumped Storage.WAT | other | TRUE | 17539 | Dominion Energy South Carolina, Inc | 6126 | Fairfield Pumped Storage | SC | Fairfield | 6 | Hydroelectric Pumped Storage | PS |  | S | 72 | 72 | 50 | N | 1978 |  |  | N | Electric Utility | 1 | X | WAT
Hydroelectric Pumped Storage.WAT | other | TRUE | 17539 | Dominion Energy South Carolina, Inc | 6126 | Fairfield Pumped Storage | SC | Fairfield | 7 | Hydroelectric Pumped Storage | PS |  | S | 72 | 72 | 50 | N | 1978 |  |  | N | Electric Utility | 1 | X | WAT
Hydroelectric Pumped Storage.WAT | other | TRUE | 17539 | Dominion Energy South Carolina, Inc | 6126 | Fairfield Pumped Storage | SC | Fairfield | 8 | Hydroelectric Pumped Storage | PS |  | S | 72 | 72 | 50 | N | 1978 |  |  | N | Electric Utility | 1 | X | WAT
Nuclear.NUC | nuclear | TRUE | 17539 | Dominion Energy South Carolina, Inc | 6127 | V C Summer | SC | Fairfield | 1 | Nuclear | ST |  | J | 977.2 | 999.3 | 150 | N | 1984 |  |  | N | Electric Utility | 1 | X | NUC
Conventional Hydroelectric.WAT | hydro | TRUE | 9339 | International Bound & Wtr Comm | 6128 | Amistad Dam & Power | TX | Val Verde | 1 | Conventional Hydroelectric | HY |  | S | 29 | 29 | 29 | N | 1983 |  |  | N | Electric Utility | 1 | X | WAT
Conventional Hydroelectric.WAT | hydro | TRUE | 9339 | International Bound & Wtr Comm | 6128 | Amistad Dam & Power | TX | Val Verde | 2 | Conventional Hydroelectric | HY |  | S | 29 | 29 | 27 | N | 1983 |  |  | N | Electric Utility | 1 | X | WAT
Conventional Hydroelectric.WAT | hydro | TRUE | 27813 | USCE-Mobile District | 6130 | Carters | GA | Murray | 1 | Conventional Hydroelectric | HY |  | S | 120 | 140 | 120 | N | 1975 |  |  | N | Electric Utility | 1 | X | WAT
Conventional Hydroelectric.WAT | hydro | TRUE | 27813 | USCE-Mobile District | 6130 | Carters | GA | Murray | 2 | Conventional Hydroelectric | HY |  | S | 120 | 140 | 120 | N | 1975 |  |  | N | Electric Utility | 1 | X | WAT
Hydroelectric Pumped Storage.WAT | other | TRUE | 27813 | USCE-Mobile District | 6130 | Carters | GA | Murray | 3 | Hydroelectric Pumped Storage | PS |  | S | 160 | 160 | 140 | N | 1977 |  |  | N | Electric Utility | 1 | X | WAT
Hydroelectric Pumped Storage.WAT | other | TRUE | 27813 | USCE-Mobile District | 6130 | Carters | GA | Murray | 4 | Hydroelectric Pumped Storage | PS |  | S | 160 | 160 | 140 | N | 1977 |  |  | N | Electric Utility | 1 | X | WAT
Conventional Hydroelectric.WAT | hydro | TRUE | 27813 | USCE-Mobile District | 6131 | Jones Bluff | AL | Autauga | 1 | Conventional Hydroelectric | HY |  | S | 20.5 | 20.5 | 15 | N | 1975 |  |  | N | Electric Utility | 1 | X | WAT
Conventional Hydroelectric.WAT | hydro | TRUE | 27813 | USCE-Mobile District | 6131 | Jones Bluff | AL | Autauga | 2 | Conventional Hydroelectric | HY |  | S | 20.5 | 20.5 | 15 | N | 1975 |  |  | N | Electric Utility | 1 | X | WAT
Conventional Hydroelectric.WAT | hydro | TRUE | 27813 | USCE-Mobile District | 6131 | Jones Bluff | AL | Autauga | 3 | Conventional Hydroelectric | HY |  | S | 20.5 | 20.5 | 15 | N | 1975 |  |  | N | Electric Utility | 1 | X | WAT
Conventional Hydroelectric.WAT | hydro | TRUE | 27813 | USCE-Mobile District | 6131 | Jones Bluff | AL | Autauga | 4 | Conventional Hydroelectric | HY |  | S | 20.5 | 20.5 | 15 | N | 1975 |  |  | N | Electric Utility | 1 | X | WAT
Conventional Hydroelectric.WAT | hydro | TRUE | 19375 | USCE-Savannah District | 6132 | Richard B Russell | GA | Elbert | 1 | Conventional Hydroelectric | HY |  | S | 84 | 84 | 70 | N | 1985 |  |  | N | Electric Utility | 1 | X | WAT
Conventional Hydroelectric.WAT | hydro | TRUE | 19375 | USCE-Savannah District | 6132 | Richard B Russell | GA | Elbert | 2 | Conventional Hydroelectric | HY |  | S | 84 | 84 | 70 | N | 1985 |  |  | N | Electric Utility | 1 | X | WAT
Conventional Hydroelectric.WAT | hydro | TRUE | 19375 | USCE-Savannah District | 6132 | Richard B Russell | GA | Elbert | 3 | Conventional Hydroelectric | HY |  | S | 84 | 84 | 70 | N | 1985 |  |  | N | Electric Utility | 1 | X | WAT
Conventional Hydroelectric.WAT | hydro | TRUE | 19375 | USCE-Savannah District | 6132 | Richard B Russell | GA | Elbert | 4 | Conventional Hydroelectric | HY |  | S | 84 | 84 | 70 | N | 1986 |  |  | N | Electric Utility | 1 | X | WAT
Hydroelectric Pumped Storage.WAT | other | TRUE | 19375 | USCE-Savannah District | 6132 | Richard B Russell | GA | Elbert | 5 | Hydroelectric Pumped Storage | PS |  | S | 82 | 82 | 70 | N | 2002 |  |  | N | Electric Utility | 1 | X | WAT
Hydroelectric Pumped Storage.WAT | other | TRUE | 19375 | USCE-Savannah District | 6132 | Richard B Russell | GA | Elbert | 6 | Hydroelectric Pumped Storage | PS |  | S | 82 | 82 | 70 | N | 2002 |  |  | N | Electric Utility | 1 | X | WAT
Hydroelectric Pumped Storage.WAT | other | TRUE | 19375 | USCE-Savannah District | 6132 | Richard B Russell | GA | Elbert | 7 | Hydroelectric Pumped Storage | PS |  | S | 82 | 82 | 70 | N | 2002 |  |  | N | Electric Utility | 1 | X | WAT
Hydroelectric Pumped Storage.WAT | other | TRUE | 19375 | USCE-Savannah District | 6132 | Richard B Russell | GA | Elbert | 8 | Hydroelectric Pumped Storage | PS |  | S | 82 | 82 | 70 | N | 2002 |  |  | N | Electric Utility | 1 | X | WAT
Conventional Hydroelectric.WAT | hydro | TRUE | 27813 | USCE-Mobile District | 6133 | West Point (GA) | GA | Troup | 1 | Conventional Hydroelectric | HY |  | S | 3 | 3 | 3 | N | 1975 |  |  | N | Electric Utility | 1 | X | WAT
Conventional Hydroelectric.WAT | hydro | TRUE | 27813 | USCE-Mobile District | 6133 | West Point (GA) | GA | Troup | 2 | Conventional Hydroelectric | HY |  | S | 42 | 42 | 35 | N | 1975 |  |  | N | Electric Utility | 1 | X | WAT
Conventional Hydroelectric.WAT | hydro | TRUE | 27813 | USCE-Mobile District | 6133 | West Point (GA) | GA | Troup | 3 | Conventional Hydroelectric | HY |  | S | 42 | 42 | 35 | N | 1975 |  |  | N | Electric Utility | 1 | X | WAT
Natural Gas Fired Combustion Turbine.NG | natural gas peaker | TRUE | 17633 | Southern Indiana Gas & Elec Co | 6137 | A B Brown | IN | Posey | 4 | Natural Gas Fired Combustion Turbine | GT |  | S | 80 | 87 | 40 | N | 1991 |  |  | N | Electric Utility | 1 | X | NG | DFO
Natural Gas Fired Combustion Turbine.NG | natural gas peaker | TRUE | 17633 | Southern Indiana Gas & Elec Co | 6137 | A B Brown | IN | Posey | 5 | Natural Gas Fired Combustion Turbine | GT |  | S | 80 | 87 | 50 | N | 2002 |  |  | N | Electric Utility | 1 | X | NG
Conventional Steam Coal.SUB | hard coal | TRUE | 17698 | Southwestern Electric Power Co | 6138 | Flint Creek | AR | Benton | 1 | Conventional Steam Coal | ST |  | J | 494 | 494 | 190 | N | 1978 |  |  | N | Electric Utility | 1 | X | SUB
Conventional Steam Coal.SUB | hard coal | TRUE | 17698 | Southwestern Electric Power Co | 6139 | Welsh | TX | Titus | 1 | Conventional Steam Coal | ST |  | S | 500 | 500 | 150 | N | 1977 | 1 | 2028 | N | Electric Utility | 1 | X | SUB
Conventional Steam Coal.SUB | hard coal | TRUE | 17698 | Southwestern Electric Power Co | 6139 | Welsh | TX | Titus | 3 | Conventional Steam Coal | ST |  | S | 500 | 500 | 150 | N | 1982 | 1 | 2028 | N | Electric Utility | 1 | X | SUB
Conventional Hydroelectric.WAT | hydro | TRUE | 26618 | USCE-St Louis District | 6140 | Clarence Cannon | MO | Ralls | 1 | Conventional Hydroelectric | HY |  | S | 27 | 27 | 27 | N | 1984 |  |  | N | Electric Utility | 1 | X | WAT
Hydroelectric Pumped Storage.WAT | other | TRUE | 26618 | USCE-St Louis District | 6140 | Clarence Cannon | MO | Ralls | 2 | Hydroelectric Pumped Storage | PS |  | S | 31 | 31 | 31 | N | 1984 |  |  | N | Electric Utility | 1 | X | WAT
Hydroelectric Pumped Storage.WAT | other | TRUE | 25477 | USCE-Kansas City District | 6141 | Harry Truman | MO | Benton | 1 | Hydroelectric Pumped Storage | PS |  | S | 31 | 31 | 3 | N | 1982 |  |  | N | Electric Utility | 1 | X | WAT
Hydroelectric Pumped Storage.WAT | other | TRUE | 25477 | USCE-Kansas City District | 6141 | Harry Truman | MO | Benton | 2 | Hydroelectric Pumped Storage | PS |  | S | 31 | 31 | 3 | N | 1982 |  |  | N | Electric Utility | 1 | X | WAT
Hydroelectric Pumped Storage.WAT | other | TRUE | 25477 | USCE-Kansas City District | 6141 | Harry Truman | MO | Benton | 3 | Hydroelectric Pumped Storage | PS |  | S | 31 | 31 | 3 | N | 1982 |  |  | N | Electric Utility | 1 | X | WAT
Hydroelectric Pumped Storage.WAT | other | TRUE | 25477 | USCE-Kansas City District | 6141 | Harry Truman | MO | Benton | 4 | Hydroelectric Pumped Storage | PS |  | S | 31 | 31 | 3 | N | 1982 |  |  | N | Electric Utility | 1 | X | WAT
Hydroelectric Pumped Storage.WAT | other | TRUE | 25477 | USCE-Kansas City District | 6141 | Harry Truman | MO | Benton | 5 | Hydroelectric Pumped Storage | PS |  | S | 31 | 31 | 3 | N | 1981 |  |  | N | Electric Utility | 1 | X | WAT
Hydroelectric Pumped Storage.WAT | other | TRUE | 25477 | USCE-Kansas City District | 6141 | Harry Truman | MO | Benton | 6 | Hydroelectric Pumped Storage | PS |  | S | 31 | 31 | 3 | N | 1979 |  |  | N | Electric Utility | 1 | X | WAT
Conventional Hydroelectric.WAT | hydro | TRUE | 19647 | USCE-Little Rock District | 6142 | Ozark | AR | Franklin | 1 | Conventional Hydroelectric | HY |  | S | 23 | 23 | 7 | N | 1972 |  |  | N | Electric Utility | 1 | X | WAT
Conventional Hydroelectric.WAT | hydro | TRUE | 19647 | USCE-Little Rock District | 6142 | Ozark | AR | Franklin | 2 | Conventional Hydroelectric | HY |  | S | 23 | 23 | 7 | N | 1973 |  |  | N | Electric Utility | 1 | X | WAT
Conventional Hydroelectric.WAT | hydro | TRUE | 19647 | USCE-Little Rock District | 6142 | Ozark | AR | Franklin | 3 | Conventional Hydroelectric | HY |  | S | 23 | 23 | 7 | N | 1973 |  |  | N | Electric Utility | 1 | X | WAT
Conventional Hydroelectric.WAT | hydro | TRUE | 19647 | USCE-Little Rock District | 6142 | Ozark | AR | Franklin | 4 | Conventional Hydroelectric | HY |  | S | 23 | 23 | 7 | N | 1973 |  |  | N | Electric Utility | 1 | X | WAT
Conventional Hydroelectric.WAT | hydro | TRUE | 19647 | USCE-Little Rock District | 6142 | Ozark | AR | Franklin | 5 | Conventional Hydroelectric | HY |  | S | 23 | 23 | 7 | N | 1974 |  |  | N | Electric Utility | 1 | X | WAT
Nuclear.NUC | nuclear | TRUE | 55983 | Luminant Generation Company LLC | 6145 | Comanche Peak | TX | Somervell | 1 | Nuclear | ST |  | W | 1205 | 1235 | 1112 | N | 1990 |  |  | N | IPP Non-CHP | 2 | X | NUC
Nuclear.NUC | nuclear | TRUE | 55983 | Luminant Generation Company LLC | 6145 | Comanche Peak | TX | Somervell | 2 | Nuclear | ST |  | W | 1195 | 1225 | 1103 | N | 1993 |  |  | N | IPP Non-CHP | 2 | X | NUC
Conventional Steam Coal.SUB | hard coal | TRUE | 55983 | Luminant Generation Company LLC | 6146 | Martin Lake | TX | Rusk | 1 | Conventional Steam Coal | ST |  | S | 800 | 815 | 220 | N | 1977 |  |  | N | IPP Non-CHP | 2 | X | SUB | DFO | LIG | RC
Conventional Steam Coal.SUB | hard coal | TRUE | 55983 | Luminant Generation Company LLC | 6146 | Martin Lake | TX | Rusk | 2 | Conventional Steam Coal | ST |  | S | 805 | 820 | 220 | N | 1978 |  |  | N | IPP Non-CHP | 2 | X | SUB | DFO | LIG | RC
Conventional Steam Coal.SUB | hard coal | TRUE | 55983 | Luminant Generation Company LLC | 6146 | Martin Lake | TX | Rusk | 3 | Conventional Steam Coal | ST |  | S | 805 | 820 | 230 | N | 1979 |  |  | N | IPP Non-CHP | 2 | X | SUB | DFO | LIG | RC
Nuclear.NUC | nuclear | TRUE | 64225 | Energy Harbor Nuclear Generation LLC | 6149 | Davis Besse | OH | Ottawa | 1 | Nuclear | ST |  | S | 894 | 908 | 110 | N | 1977 |  |  | N | IPP Non-CHP | 2 | X | NUC
Petroleum Liquids.DFO | petroleum | TRUE | 18642 | Tennessee Valley Authority | 6150 | Bellefonte | AL | Jackson | DG-1 | Petroleum Liquids | IC |  | S | 7 | 7 | 7 | N | 1998 |  |  | N | Electric Utility | 1 | X | DFO
Petroleum Liquids.DFO | petroleum | TRUE | 18642 | Tennessee Valley Authority | 6150 | Bellefonte | AL | Jackson | DG-2 | Petroleum Liquids | IC |  | S | 7 | 7 | 7 | N | 1998 |  |  | N | Electric Utility | 1 | X | DFO
Hydroelectric Pumped Storage.WAT | other | TRUE | 18642 | Tennessee Valley Authority | 6151 | Raccoon Mountain | TN | Hamilton | 1 | Hydroelectric Pumped Storage | PS |  | S | 404.7 | 404.7 | 40 | N | 1979 |  |  | N | Electric Utility | 1 | X | WAT
Hydroelectric Pumped Storage.WAT | other | TRUE | 18642 | Tennessee Valley Authority | 6151 | Raccoon Mountain | TN | Hamilton | 2 | Hydroelectric Pumped Storage | PS |  | S | 404.1 | 404.1 | 300 | N | 1978 |  |  | N | Electric Utility | 1 | X | WAT
Hydroelectric Pumped Storage.WAT | other | TRUE | 18642 | Tennessee Valley Authority | 6151 | Raccoon Mountain | TN | Hamilton | 3 | Hydroelectric Pumped Storage | PS |  | S | 403.5 | 403.5 | 300 | N | 1979 |  |  | N | Electric Utility | 1 | X | WAT
Hydroelectric Pumped Storage.WAT | other | TRUE | 18642 | Tennessee Valley Authority | 6151 | Raccoon Mountain | TN | Hamilton | 4 | Hydroelectric Pumped Storage | PS |  | S | 404 | 404 | 300 | N | 1979 |  |  | N | Electric Utility | 1 | X | WAT
Nuclear.NUC | nuclear | TRUE | 18642 | Tennessee Valley Authority | 6152 | Sequoyah | TN | Hamilton | 1 | Nuclear | ST |  | S | 1152 | 1177.4 | 1152 | N | 1981 |  |  | N | Electric Utility | 1 | X | NUC
Nuclear.NUC | nuclear | TRUE | 18642 | Tennessee Valley Authority | 6152 | Sequoyah | TN | Hamilton | 2 | Nuclear | ST |  | S | 1125.7 | 1155.1 | 1125.7 | N | 1982 |  |  | N | Electric Utility | 1 | X | NUC
Nuclear.NUC | nuclear | TRUE | 19436 | Union Electric Co - (MO) | 6153 | Callaway | MO | Callaway | 1 | Nuclear | ST |  | S | 1190 | 1236 | 800 | N | 1984 |  |  | N | Electric Utility | 1 | X | NUC
Conventional Steam Coal.SUB | hard coal | TRUE | 19436 | Union Electric Co - (MO) | 6155 | Rush Island | MO | Jefferson | 1 | Conventional Steam Coal | ST |  | S | 589 | 609 | 275 | N | 1976 | 12 | 2025 | N | Electric Utility | 1 | X | SUB
Conventional Steam Coal.SUB | hard coal | TRUE | 19436 | Union Electric Co - (MO) | 6155 | Rush Island | MO | Jefferson | 2 | Conventional Steam Coal | ST |  | S | 589 | 609 | 280 | N | 1977 | 12 | 2025 | N | Electric Utility | 1 | X | SUB
Petroleum Liquids.RFO | petroleum | TRUE | 65448 | Generation Bridge II Connecticut, LLC | 6156 | New Haven Harbor | CT | New Haven | 1 | Petroleum Liquids | ST |  | S | 432.6 | 453.3 | 100 | N | 1975 |  |  | N | IPP Non-CHP | 2 | X | RFO | NG
Petroleum Liquids.KER | petroleum | TRUE | 65448 | Generation Bridge II Connecticut, LLC | 6156 | New Haven Harbor | CT | New Haven | 2 | Petroleum Liquids | GT |  | W | 43.2 | 47.7 | 43 | N | 2012 |  |  | N | IPP Non-CHP | 2 | X | KER | NG
Petroleum Liquids.KER | petroleum | TRUE | 65448 | Generation Bridge II Connecticut, LLC | 6156 | New Haven Harbor | CT | New Haven | 3 | Petroleum Liquids | GT |  | W | 43.2 | 47.7 | 43 | N | 2012 |  |  | N | IPP Non-CHP | 2 | X | KER | NG
Petroleum Liquids.KER | petroleum | TRUE | 65448 | Generation Bridge II Connecticut, LLC | 6156 | New Haven Harbor | CT | New Haven | 4 | Petroleum Liquids | GT |  | W | 43.2 | 47.7 | 43 | N | 2012 |  |  | N | IPP Non-CHP | 2 | X | KER | NG
Conventional Hydroelectric.WAT | hydro | TRUE | 2518 | U S Bureau of Reclamation | 6158 | New Melones | CA | Tuolumne | 1 | Conventional Hydroelectric | HY |  | S | 191 | 191 | 0 | N | 1979 |  |  | N | Electric Utility | 1 | X | WAT
Conventional Hydroelectric.WAT | hydro | TRUE | 2518 | U S Bureau of Reclamation | 6158 | New Melones | CA | Tuolumne | 2 | Conventional Hydroelectric | HY |  | S | 191 | 191 | 0 | N | 1979 |  |  | N | Electric Utility | 1 | X | WAT
Conventional Hydroelectric.WAT | hydro | TRUE | 2518 | U S Bureau of Reclamation | 6159 | Crystal | CO | Montrose | 1 | Conventional Hydroelectric | HY |  | S | 35 | 35 | 0 | N | 1978 |  |  | N | Electric Utility | 1 | X | WAT
Conventional Hydroelectric.WAT | hydro | TRUE | 2518 | U S Bureau of Reclamation | 6163 | Grand Coulee | WA | Grant | 1 | Conventional Hydroelectric | HY |  | S | 125 | 125 | 0 | N | 1942 |  |  | N | Electric Utility | 1 | X | WAT
Conventional Hydroelectric.WAT | hydro | TRUE | 2518 | U S Bureau of Reclamation | 6163 | Grand Coulee | WA | Grant | 10 | Conventional Hydroelectric | HY |  | S | 125 | 125 | 0 | N | 1951 |  |  | N | Electric Utility | 1 | X | WAT
Conventional Hydroelectric.WAT | hydro | TRUE | 2518 | U S Bureau of Reclamation | 6163 | Grand Coulee | WA | Grant | 11 | Conventional Hydroelectric | HY |  | S | 125 | 125 | 0 | N | 1951 |  |  | N | Electric Utility | 1 | X | WAT
Conventional Hydroelectric.WAT | hydro | TRUE | 2518 | U S Bureau of Reclamation | 6163 | Grand Coulee | WA | Grant | 12 | Conventional Hydroelectric | HY |  | S | 125 | 125 | 0 | N | 1951 |  |  | N | Electric Utility | 1 | X | WAT
Conventional Hydroelectric.WAT | hydro | TRUE | 2518 | U S Bureau of Reclamation | 6163 | Grand Coulee | WA | Grant | 13 | Conventional Hydroelectric | HY |  | S | 125 | 125 | 0 | N | 1950 |  |  | N | Electric Utility | 1 | X | WAT
Conventional Hydroelectric.WAT | hydro | TRUE | 2518 | U S Bureau of Reclamation | 6163 | Grand Coulee | WA | Grant | 14 | Conventional Hydroelectric | HY |  | S | 125 | 125 | 0 | N | 1950 |  |  | N | Electric Utility | 1 | X | WAT
Conventional Hydroelectric.WAT | hydro | TRUE | 2518 | U S Bureau of Reclamation | 6163 | Grand Coulee | WA | Grant | 15 | Conventional Hydroelectric | HY |  | S | 125 | 125 | 0 | N | 1950 |  |  | N | Electric Utility | 1 | X | WAT
Conventional Hydroelectric.WAT | hydro | TRUE | 2518 | U S Bureau of Reclamation | 6163 | Grand Coulee | WA | Grant | 16 | Conventional Hydroelectric | HY |  | S | 125 | 125 | 0 | N | 1949 |  |  | N | Electric Utility | 1 | X | WAT
Conventional Hydroelectric.WAT | hydro | TRUE | 2518 | U S Bureau of Reclamation | 6163 | Grand Coulee | WA | Grant | 17 | Conventional Hydroelectric | HY |  | S | 125 | 125 | 0 | N | 1949 |  |  | N | Electric Utility | 1 | X | WAT
Conventional Hydroelectric.WAT | hydro | TRUE | 2518 | U S Bureau of Reclamation | 6163 | Grand Coulee | WA | Grant | 18 | Conventional Hydroelectric | HY |  | S | 125 | 125 | 0 | N | 1949 |  |  | N | Electric Utility | 1 | X | WAT
Conventional Hydroelectric.WAT | hydro | TRUE | 2518 | U S Bureau of Reclamation | 6163 | Grand Coulee | WA | Grant | 19 | Conventional Hydroelectric | HY |  | S | 690 | 690 | 0 | N | 1975 |  |  | N | Electric Utility | 1 | X | WAT
Conventional Hydroelectric.WAT | hydro | TRUE | 2518 | U S Bureau of Reclamation | 6163 | Grand Coulee | WA | Grant | 2 | Conventional Hydroelectric | HY |  | S | 125 | 125 | 0 | N | 1942 |  |  | N | Electric Utility | 1 | X | WAT
Conventional Hydroelectric.WAT | hydro | TRUE | 2518 | U S Bureau of Reclamation | 6163 | Grand Coulee | WA | Grant | 20 | Conventional Hydroelectric | HY |  | S | 690 | 690 | 0 | N | 1976 |  |  | N | Electric Utility | 1 | X | WAT
Conventional Hydroelectric.WAT | hydro | TRUE | 2518 | U S Bureau of Reclamation | 6163 | Grand Coulee | WA | Grant | 21 | Conventional Hydroelectric | HY |  | S | 690 | 690 | 0 | N | 1976 |  |  | N | Electric Utility | 1 | X | WAT
Conventional Hydroelectric.WAT | hydro | TRUE | 2518 | U S Bureau of Reclamation | 6163 | Grand Coulee | WA | Grant | 22 | Conventional Hydroelectric | HY |  | S | 805 | 805 | 0 | N | 1978 |  |  | N | Electric Utility | 1 | X | WAT
Conventional Hydroelectric.WAT | hydro | TRUE | 2518 | U S Bureau of Reclamation | 6163 | Grand Coulee | WA | Grant | 23 | Conventional Hydroelectric | HY |  | S | 805 | 805 | 0 | N | 1979 |  |  | N | Electric Utility | 1 | X | WAT
Conventional Hydroelectric.WAT | hydro | TRUE | 2518 | U S Bureau of Reclamation | 6163 | Grand Coulee | WA | Grant | 24 | Conventional Hydroelectric | HY |  | S | 805 | 805 | 0 | N | 1980 |  |  | N | Electric Utility | 1 | X | WAT
Conventional Hydroelectric.WAT | hydro | TRUE | 2518 | U S Bureau of Reclamation | 6163 | Grand Coulee | WA | Grant | 3 | Conventional Hydroelectric | HY |  | S | 125 | 125 | 0 | N | 1941 |  |  | N | Electric Utility | 1 | X | WAT
Conventional Hydroelectric.WAT | hydro | TRUE | 2518 | U S Bureau of Reclamation | 6163 | Grand Coulee | WA | Grant | 4 | Conventional Hydroelectric | HY |  | S | 125 | 125 | 0 | N | 1944 |  |  | N | Electric Utility | 1 | X | WAT
Conventional Hydroelectric.WAT | hydro | TRUE | 2518 | U S Bureau of Reclamation | 6163 | Grand Coulee | WA | Grant | 5 | Conventional Hydroelectric | HY |  | S | 125 | 125 | 0 | N | 1943 |  |  | N | Electric Utility | 1 | X | WAT
Conventional Hydroelectric.WAT | hydro | TRUE | 2518 | U S Bureau of Reclamation | 6163 | Grand Coulee | WA | Grant | 6 | Conventional Hydroelectric | HY |  | S | 125 | 125 | 0 | N | 1943 |  |  | N | Electric Utility | 1 | X | WAT
Conventional Hydroelectric.WAT | hydro | TRUE | 2518 | U S Bureau of Reclamation | 6163 | Grand Coulee | WA | Grant | 7 | Conventional Hydroelectric | HY |  | S | 125 | 125 | 0 | N | 1947 |  |  | N | Electric Utility | 1 | X | WAT
Conventional Hydroelectric.WAT | hydro | TRUE | 2518 | U S Bureau of Reclamation | 6163 | Grand Coulee | WA | Grant | 8 | Conventional Hydroelectric | HY |  | S | 125 | 125 | 0 | N | 1943 |  |  | N | Electric Utility | 1 | X | WAT
Conventional Hydroelectric.WAT | hydro | TRUE | 2518 | U S Bureau of Reclamation | 6163 | Grand Coulee | WA | Grant | 9 | Conventional Hydroelectric | HY |  | S | 125 | 125 | 0 | N | 1948 |  |  | N | Electric Utility | 1 | X | WAT
Conventional Hydroelectric.WAT | hydro | TRUE | 2518 | U S Bureau of Reclamation | 6163 | Grand Coulee | WA | Grant | LS1 | Conventional Hydroelectric | HY |  | S | 10 | 10 | 0 | N | 1941 |  |  | N | Electric Utility | 1 | X | WAT
Conventional Hydroelectric.WAT | hydro | TRUE | 2518 | U S Bureau of Reclamation | 6163 | Grand Coulee | WA | Grant | LS2 | Conventional Hydroelectric | HY |  | S | 10 | 10 | 0 | N | 1941 |  |  | N | Electric Utility | 1 | X | WAT
Conventional Hydroelectric.WAT | hydro | TRUE | 2518 | U S Bureau of Reclamation | 6163 | Grand Coulee | WA | Grant | LS3 | Conventional Hydroelectric | HY |  | S | 10 | 10 | 0 | N | 1951 |  |  | N | Electric Utility | 1 | X | WAT
Hydroelectric Pumped Storage.WAT | other | TRUE | 2518 | U S Bureau of Reclamation | 6163 | Grand Coulee | WA | Grant | PG10 | Hydroelectric Pumped Storage | PS |  | S | 53.5 | 53.5 | 0 | N | 1983 |  |  | N | Electric Utility | 1 | X | WAT
Hydroelectric Pumped Storage.WAT | other | TRUE | 2518 | U S Bureau of Reclamation | 6163 | Grand Coulee | WA | Grant | PG11 | Hydroelectric Pumped Storage | PS |  | S | 53.5 | 53.5 | 0 | N | 1983 |  |  | N | Electric Utility | 1 | X | WAT
Hydroelectric Pumped Storage.WAT | other | TRUE | 2518 | U S Bureau of Reclamation | 6163 | Grand Coulee | WA | Grant | PG12 | Hydroelectric Pumped Storage | PS |  | S | 53.5 | 53.5 | 0 | N | 1984 |  |  | N | Electric Utility | 1 | X | WAT
Hydroelectric Pumped Storage.WAT | other | TRUE | 2518 | U S Bureau of Reclamation | 6163 | Grand Coulee | WA | Grant | PG7 | Hydroelectric Pumped Storage | PS |  | S | 50 | 50 | 0 | N | 1973 |  |  | N | Electric Utility | 1 | X | WAT
Hydroelectric Pumped Storage.WAT | other | TRUE | 2518 | U S Bureau of Reclamation | 6163 | Grand Coulee | WA | Grant | PG8 | Hydroelectric Pumped Storage | PS |  | S | 50 | 50 | 0 | N | 1973 |  |  | N | Electric Utility | 1 | X | WAT
Hydroelectric Pumped Storage.WAT | other | TRUE | 2518 | U S Bureau of Reclamation | 6163 | Grand Coulee | WA | Grant | PG9 | Hydroelectric Pumped Storage | PS |  | S | 53.5 | 53.5 | 0 | N | 1983 |  |  | N | Electric Utility | 1 | X | WAT
Conventional Steam Coal.BIT | hard coal | TRUE | 14354 | PacifiCorp | 6165 | Hunter | UT | Emery | 1 | Conventional Steam Coal | ST |  | J | 446 | 446 | 80 | N | 1978 |  |  | N | Electric Utility | 1 | X | BIT
Conventional Steam Coal.BIT | hard coal | TRUE | 14354 | PacifiCorp | 6165 | Hunter | UT | Emery | 2 | Conventional Steam Coal | ST |  | J | 446 | 446 | 80 | N | 1980 |  |  | N | Electric Utility | 1 | X | BIT
Conventional Steam Coal.BIT | hard coal | TRUE | 14354 | PacifiCorp | 6165 | Hunter | UT | Emery | 3 | Conventional Steam Coal | ST |  | S | 471 | 471 | 60 | N | 1983 |  |  | N | Electric Utility | 1 | X | BIT
Conventional Steam Coal.SUB | hard coal | TRUE | 9324 | Indiana Michigan Power Co | 6166 | Rockport | IN | Spencer | 1 | Conventional Steam Coal | ST |  | S | 1300 | 1299 | 500 | N | 1984 | 12 | 2028 | N | Electric Utility | 1 | X | SUB | BIT
Conventional Steam Coal.SUB | hard coal | TRUE | 9324 | Indiana Michigan Power Co | 6166 | Rockport | IN | Spencer | 2 | Conventional Steam Coal | ST |  | S | 1300 | 1299 | 500 | N | 1989 | 12 | 2028 | N | Electric Utility | 1 | X | SUB | BIT
Hydroelectric Pumped Storage.WAT | other | TRUE | 19876 | Virginia Electric & Power Co | 6167 | Bath County | VA | Bath | 1 | Hydroelectric Pumped Storage | PS |  | J | 502 | 502 | 207 | N | 1985 |  |  | N | Electric Utility | 1 | X | WAT
Hydroelectric Pumped Storage.WAT | other | TRUE | 19876 | Virginia Electric & Power Co | 6167 | Bath County | VA | Bath | 2 | Hydroelectric Pumped Storage | PS |  | J | 502 | 502 | 207 | N | 1985 |  |  | N | Electric Utility | 1 | X | WAT
Hydroelectric Pumped Storage.WAT | other | TRUE | 19876 | Virginia Electric & Power Co | 6167 | Bath County | VA | Bath | 3 | Hydroelectric Pumped Storage | PS |  | J | 502.3 | 502.3 | 207 | N | 1985 |  |  | N | Electric Utility | 1 | X | WAT
Hydroelectric Pumped Storage.WAT | other | TRUE | 19876 | Virginia Electric & Power Co | 6167 | Bath County | VA | Bath | 4 | Hydroelectric Pumped Storage | PS |  | J | 502.2 | 502.2 | 207 | N | 1985 |  |  | N | Electric Utility | 1 | X | WAT
Hydroelectric Pumped Storage.WAT | other | TRUE | 19876 | Virginia Electric & Power Co | 6167 | Bath County | VA | Bath | 5 | Hydroelectric Pumped Storage | PS |  | J | 502.8 | 502.8 | 207 | N | 1985 |  |  | N | Electric Utility | 1 | X | WAT
Hydroelectric Pumped Storage.WAT | other | TRUE | 19876 | Virginia Electric & Power Co | 6167 | Bath County | VA | Bath | 6 | Hydroelectric Pumped Storage | PS |  | J | 503.8 | 503.8 | 207 | N | 1985 |  |  | N | Electric Utility | 1 | X | WAT
Nuclear.NUC | nuclear | TRUE | 19876 | Virginia Electric & Power Co | 6168 | North Anna | VA | Louisa | 1 | Nuclear | ST |  | J | 948 | 982 | 185 | N | 1978 |  |  | N | Electric Utility | 1 | X | NUC
Nuclear.NUC | nuclear | TRUE | 19876 | Virginia Electric & Power Co | 6168 | North Anna | VA | Louisa | 2 | Nuclear | ST |  | J | 944 | 976 | 185 | N | 1980 |  |  | N | Electric Utility | 1 | X | NUC
Conventional Hydroelectric.WAT | hydro | TRUE | 19876 | Virginia Electric & Power Co | 6168 | North Anna | VA | Louisa | HC1 | Conventional Hydroelectric | HY |  | S | 1 | 1 | 0 | N | 1987 |  |  | N | Electric Utility | 1 | X | WAT
Conventional Hydroelectric.WAT | hydro | TRUE | 19462 | USCE-Nashville District | 6171 | Laurel Dam | KY | Laurel | 1 | Conventional Hydroelectric | HY |  | S | 61 | 61 | 61 | N | 1977 |  |  | N | Electric Utility | 1 | X | WAT
Conventional Hydroelectric.WAT | hydro | TRUE | 19400 | USACE Northwestern Division | 6172 | Libby | MT | Lincoln | 1 | Conventional Hydroelectric | HY |  | S | 105 | 105 | 105 | N | 1975 |  |  | N | Electric Utility | 1 | X | WAT
Conventional Hydroelectric.WAT | hydro | TRUE | 19400 | USACE Northwestern Division | 6172 | Libby | MT | Lincoln | 2 | Conventional Hydroelectric | HY |  | S | 105 | 105 | 105 | N | 1975 |  |  | N | Electric Utility | 1 | X | WAT
Conventional Hydroelectric.WAT | hydro | TRUE | 19400 | USACE Northwestern Division | 6172 | Libby | MT | Lincoln | 3 | Conventional Hydroelectric | HY |  | S | 105 | 105 | 105 | N | 1976 |  |  | N | Electric Utility | 1 | X | WAT
Conventional Hydroelectric.WAT | hydro | TRUE | 19400 | USACE Northwestern Division | 6172 | Libby | MT | Lincoln | 4 | Conventional Hydroelectric | HY |  | S | 105 | 105 | 105 | N | 1976 |  |  | N | Electric Utility | 1 | X | WAT
Conventional Hydroelectric.WAT | hydro | TRUE | 19400 | USACE Northwestern Division | 6172 | Libby | MT | Lincoln | 5 | Conventional Hydroelectric | HY |  | S | 105 | 105 | 105 | N | 1984 |  |  | N | Electric Utility | 1 | X | WAT
Conventional Hydroelectric.WAT | hydro | TRUE | 19400 | USACE Northwestern Division | 6174 | Lost Creek | OR | Jackson | 1 | Conventional Hydroelectric | HY |  | S | 24.5 | 24.5 | 24.4 | N | 1977 |  |  | N | Electric Utility | 1 | X | WAT
Conventional Hydroelectric.WAT | hydro | TRUE | 19400 | USACE Northwestern Division | 6174 | Lost Creek | OR | Jackson | 2 | Conventional Hydroelectric | HY |  | S | 24.5 | 24.5 | 24.4 | N | 1977 |  |  | N | Electric Utility | 1 | X | WAT
Conventional Hydroelectric.WAT | hydro | TRUE | 19400 | USACE Northwestern Division | 6175 | Lower Granite | WA | Whitman | 1 | Conventional Hydroelectric | HY |  | S | 135 | 135 | 110 | N | 1975 |  |  | N | Electric Utility | 1 | X | WAT
Conventional Hydroelectric.WAT | hydro | TRUE | 19400 | USACE Northwestern Division | 6175 | Lower Granite | WA | Whitman | 2 | Conventional Hydroelectric | HY |  | S | 127 | 127 | 46.4 | N | 1975 |  |  | N | Electric Utility | 1 | X | WAT
Conventional Hydroelectric.WAT | hydro | TRUE | 19400 | USACE Northwestern Division | 6175 | Lower Granite | WA | Whitman | 3 | Conventional Hydroelectric | HY |  | S | 135 | 135 | 46.4 | N | 1975 |  |  | N | Electric Utility | 1 | X | WAT
Conventional Hydroelectric.WAT | hydro | TRUE | 19400 | USACE Northwestern Division | 6175 | Lower Granite | WA | Whitman | 4 | Conventional Hydroelectric | HY |  | S | 135 | 135 | 57.5 | N | 1978 |  |  | N | Electric Utility | 1 | X | WAT
Conventional Hydroelectric.WAT | hydro | TRUE | 19400 | USACE Northwestern Division | 6175 | Lower Granite | WA | Whitman | 5 | Conventional Hydroelectric | HY |  | S | 135 | 135 | 57.5 | N | 1978 |  |  | N | Electric Utility | 1 | X | WAT
Conventional Hydroelectric.WAT | hydro | TRUE | 19400 | USACE Northwestern Division | 6175 | Lower Granite | WA | Whitman | 6 | Conventional Hydroelectric | HY |  | S | 135 | 135 | 57.5 | N | 1978 |  |  | N | Electric Utility | 1 | X | WAT
Conventional Steam Coal.SUB | hard coal | TRUE | 16572 | Salt River Project | 6177 | Coronado | AZ | Apache | CO1 | Conventional Steam Coal | ST |  | S | 380 | 380 | 50 | N | 1979 | 12 | 2032 | N | Electric Utility | 1 | X | SUB
Conventional Steam Coal.SUB | hard coal | TRUE | 16572 | Salt River Project | 6177 | Coronado | AZ | Apache | CO2 | Conventional Steam Coal | ST |  | S | 382 | 382 | 170 | N | 1980 | 12 | 2032 | N | Electric Utility | 1 | X | SUB
Conventional Steam Coal.SUB | hard coal | TRUE | 56570 | Coleto Creek Power LP | 6178 | Coleto Creek | TX | Goliad | 1 | Conventional Steam Coal | ST |  | W | 655 | 655 | 175 | N | 1980 | 12 | 2027 | N | IPP Non-CHP | 2 | X | SUB
Conventional Steam Coal.SUB | hard coal | TRUE | 11269 | Lower Colorado River Authority | 6179 | Fayette Power Project | TX | Fayette | 1 | Conventional Steam Coal | ST |  | J | 590 | 598 | 156 | N | 1979 |  |  | N | Electric Utility | 1 | X | SUB | DFO
Conventional Steam Coal.SUB | hard coal | TRUE | 11269 | Lower Colorado River Authority | 6179 | Fayette Power Project | TX | Fayette | 2 | Conventional Steam Coal | ST |  | J | 590 | 598 | 156 | N | 1980 |  |  | N | Electric Utility | 1 | X | SUB | DFO
Conventional Steam Coal.SUB | hard coal | TRUE | 11269 | Lower Colorado River Authority | 6179 | Fayette Power Project | TX | Fayette | 3 | Conventional Steam Coal | ST |  | S | 435 | 440 | 180 | N | 1988 |  |  | N | Electric Utility | 1 | X | SUB | DFO
Conventional Steam Coal.LIG | lignite | TRUE | 55983 | Luminant Generation Company LLC | 6180 | Oak Grove (TX) | TX | Robertson | OG1 | Conventional Steam Coal | ST |  | S | 855 | 855 | 348 | N | 2010 |  |  | N | IPP Non-CHP | 2 | X | LIG
Conventional Steam Coal.LIG | lignite | TRUE | 55983 | Luminant Generation Company LLC | 6180 | Oak Grove (TX) | TX | Robertson | OG2 | Conventional Steam Coal | ST |  | S | 855 | 855 | 455 | N | 2011 |  |  | N | IPP Non-CHP | 2 | X | LIG
Conventional Steam Coal.LIG | lignite | TRUE | 16624 | San Miguel Electric Coop, Inc | 6183 | San Miguel | TX | Atascosa | 1 | Conventional Steam Coal | ST |  | S | 391 | 391 | 250 | N | 1982 |  |  | N | Electric Utility | 1 | X | LIG
Conventional Hydroelectric.WAT | hydro | TRUE | 195 | Alabama Power Co | 6188 | Harris Dam | AL | Randolph | 1 | Conventional Hydroelectric | HY |  | S | 66.5 | 61.5 | 61.5 | N | 1983 |  |  | N | Electric Utility | 1 | X | WAT
Conventional Hydroelectric.WAT | hydro | TRUE | 195 | Alabama Power Co | 6188 | Harris Dam | AL | Randolph | 2 | Conventional Hydroelectric | HY |  | S | 66.5 | 61.5 | 61.5 | N | 1983 |  |  | N | Electric Utility | 1 | X | WAT
Hydroelectric Pumped Storage.WAT | other | TRUE | 13994 | Oglethorpe Power Corporation | 6189 | Rocky Mountain Hydroelectric Plant | GA | Floyd | 1 | Hydroelectric Pumped Storage | PS |  | J | 345 | 345 | 100 | N | 1995 |  |  | N | Electric Utility | 1 | X | WAT
Hydroelectric Pumped Storage.WAT | other | TRUE | 13994 | Oglethorpe Power Corporation | 6189 | Rocky Mountain Hydroelectric Plant | GA | Floyd | 2 | Hydroelectric Pumped Storage | PS |  | J | 345 | 345 | 100 | N | 1995 |  |  | N | Electric Utility | 1 | X | WAT
Hydroelectric Pumped Storage.WAT | other | TRUE | 13994 | Oglethorpe Power Corporation | 6189 | Rocky Mountain Hydroelectric Plant | GA | Floyd | 3 | Hydroelectric Pumped Storage | PS |  | J | 345 | 345 | 100 | N | 1995 |  |  | N | Electric Utility | 1 | X | WAT
Natural Gas Steam Turbine.NG | natural gas steam turbine | TRUE | 3265 | Cleco Power LLC | 6190 | Brame Energy Center | LA | Rapides | 1 | Natural Gas Steam Turbine | ST |  | S | 416.8 | 422 | 55 | N | 1975 |  |  | N | Electric Utility | 1 | X | NG
Conventional Steam Coal.SUB | hard coal | TRUE | 3265 | Cleco Power LLC | 6190 | Brame Energy Center | LA | Rapides | 2 | Conventional Steam Coal | ST |  | J | 496 | 493 | 180 | N | 1982 |  |  | N | Electric Utility | 1 | X | SUB
Petroleum Coke.PC | petroleum | TRUE | 3265 | Cleco Power LLC | 6190 | Brame Energy Center | LA | Rapides | 3 | Petroleum Coke | ST |  | S | 637.2 | 628 | 400 | N | 2010 |  |  | N | Electric Utility | 1 | X | PC | BIT | NG | SUB | LIG
Conventional Steam Coal.SUB | hard coal | TRUE | 17718 | Southwestern Public Service Co | 6193 | Harrington | TX | Potter | 1 | Conventional Steam Coal | ST |  | S | 339 | 339 | 120 | N | 1976 | 12 | 2036 | N | Electric Utility | 1 | X | SUB | NG
Conventional Steam Coal.SUB | hard coal | TRUE | 17718 | Southwestern Public Service Co | 6193 | Harrington | TX | Potter | 2 | Conventional Steam Coal | ST |  | S | 339 | 339 | 120 | N | 1978 | 12 | 2038 | N | Electric Utility | 1 | X | SUB | NG
Conventional Steam Coal.SUB | hard coal | TRUE | 17718 | Southwestern Public Service Co | 6193 | Harrington | TX | Potter | 3 | Conventional Steam Coal | ST |  | S | 340 | 340 | 125 | N | 1980 | 12 | 2040 | N | Electric Utility | 1 | X | SUB | NG
Conventional Steam Coal.SUB | hard coal | TRUE | 17718 | Southwestern Public Service Co | 6194 | Tolk | TX | Lamb | 1 | Conventional Steam Coal | ST |  | S | 532 | 532 | 125 | N | 1982 | 12 | 2028 | N | Electric Utility | 1 | X | SUB | NG
Conventional Steam Coal.SUB | hard coal | TRUE | 17718 | Southwestern Public Service Co | 6194 | Tolk | TX | Lamb | 2 | Conventional Steam Coal | ST |  | S | 535 | 535 | 125 | N | 1985 | 12 | 2028 | N | Electric Utility | 1 | X | SUB | NG
Natural Gas Fired Combustion Turbine.NG | natural gas peaker | TRUE | 17833 | City Utilities of Springfield - (MO) | 6195 | John Twitty Energy Center | MO | Greene | GT1 | Natural Gas Fired Combustion Turbine | GT |  | S | 52 | 52 | 30 | N | 1983 |  |  | N | Electric Utility | 1 | X | NG | DFO
Natural Gas Fired Combustion Turbine.NG | natural gas peaker | TRUE | 17833 | City Utilities of Springfield - (MO) | 6195 | John Twitty Energy Center | MO | Greene | GT2 | Natural Gas Fired Combustion Turbine | GT |  | S | 52 | 52 | 30 | N | 1983 |  |  | N | Electric Utility | 1 | X | NG | DFO
Conventional Steam Coal.SUB | hard coal | TRUE | 17833 | City Utilities of Springfield - (MO) | 6195 | John Twitty Energy Center | MO | Greene | ST1 | Conventional Steam Coal | ST |  | S | 184 | 184 | 84 | N | 1976 |  |  | N | Electric Utility | 1 | X | SUB | NG | BIT
Conventional Steam Coal.SUB | hard coal | TRUE | 17833 | City Utilities of Springfield - (MO) | 6195 | John Twitty Energy Center | MO | Greene | ST2 | Conventional Steam Coal | ST |  | S | 275 | 275 | 116 | N | 2011 |  |  | N | Electric Utility | 1 | X | SUB | NG
Conventional Hydroelectric.WAT | hydro | TRUE | 3255 | California Dept. of Water Resources | 6196 | W E Warne | CA | Los Angeles | 1 | Conventional Hydroelectric | HY |  | S | 38 | 38 | 5 | N | 1982 |  |  | N | Electric Utility | 1 | X | WAT
Conventional Hydroelectric.WAT | hydro | TRUE | 3255 | California Dept. of Water Resources | 6196 | W E Warne | CA | Los Angeles | 2 | Conventional Hydroelectric | HY |  | S | 38 | 38 | 5 | N | 1983 |  |  | N | Electric Utility | 1 | X | WAT
Conventional Hydroelectric.WAT | hydro | TRUE | 3413 | PUD No 1 of Chelan County | 6200 | Rock Island | WA | Chelan | A | Conventional Hydroelectric | HY |  | S | 1.2 | 1.2 | 0.2 | N | 1931 |  |  | N | Electric Utility | 1 | X | WAT
Conventional Hydroelectric.WAT | hydro | TRUE | 3413 | PUD No 1 of Chelan County | 6200 | Rock Island | WA | Chelan | B-1 | Conventional Hydroelectric | HY |  | S | 15 | 15 | 10 | N | 1931 |  |  | N | Electric Utility | 1 | X | WAT
Conventional Hydroelectric.WAT | hydro | TRUE | 3413 | PUD No 1 of Chelan County | 6200 | Rock Island | WA | Chelan | B-10 | Conventional Hydroelectric | HY |  | S | 19 | 19 | 10 | N | 1953 |  |  | N | Electric Utility | 1 | X | WAT
Conventional Hydroelectric.WAT | hydro | TRUE | 3413 | PUD No 1 of Chelan County | 6200 | Rock Island | WA | Chelan | B-2 | Conventional Hydroelectric | HY |  | S | 15 | 15 | 10 | N | 1931 |  |  | N | Electric Utility | 1 | X | WAT
Conventional Hydroelectric.WAT | hydro | TRUE | 3413 | PUD No 1 of Chelan County | 6200 | Rock Island | WA | Chelan | B-3 | Conventional Hydroelectric | HY |  | S | 15 | 15 | 10 | N | 1932 |  |  | N | Electric Utility | 1 | X | WAT
Conventional Hydroelectric.WAT | hydro | TRUE | 3413 | PUD No 1 of Chelan County | 6200 | Rock Island | WA | Chelan | B-4 | Conventional Hydroelectric | HY |  | S | 15 | 15 | 10 | N | 1932 |  |  | N | Electric Utility | 1 | X | WAT
Conventional Hydroelectric.WAT | hydro | TRUE | 3413 | PUD No 1 of Chelan County | 6200 | Rock Island | WA | Chelan | B-5 | Conventional Hydroelectric | HY |  | S | 17 | 17 | 10 | N | 1952 |  |  | N | Electric Utility | 1 | X | WAT
Conventional Hydroelectric.WAT | hydro | TRUE | 3413 | PUD No 1 of Chelan County | 6200 | Rock Island | WA | Chelan | B-6 | Conventional Hydroelectric | HY |  | S | 17 | 17 | 10 | N | 1952 |  |  | N | Electric Utility | 1 | X | WAT
Conventional Hydroelectric.WAT | hydro | TRUE | 3413 | PUD No 1 of Chelan County | 6200 | Rock Island | WA | Chelan | B-7 | Conventional Hydroelectric | HY |  | S | 17 | 17 | 10 | N | 1952 |  |  | N | Electric Utility | 1 | X | WAT
Conventional Hydroelectric.WAT | hydro | TRUE | 3413 | PUD No 1 of Chelan County | 6200 | Rock Island | WA | Chelan | B-8 | Conventional Hydroelectric | HY |  | S | 17 | 17 | 10 | N | 1953 |  |  | N | Electric Utility | 1 | X | WAT
Conventional Hydroelectric.WAT | hydro | TRUE | 3413 | PUD No 1 of Chelan County | 6200 | Rock Island | WA | Chelan | B-9 | Conventional Hydroelectric | HY |  | S | 19 | 19 | 10 | N | 1953 |  |  | N | Electric Utility | 1 | X | WAT
Conventional Hydroelectric.WAT | hydro | TRUE | 3413 | PUD No 1 of Chelan County | 6200 | Rock Island | WA | Chelan | U-1 | Conventional Hydroelectric | HY |  | S | 42 | 42 | 10 | N | 1979 |  |  | N | Electric Utility | 1 | X | WAT
Conventional Hydroelectric.WAT | hydro | TRUE | 3413 | PUD No 1 of Chelan County | 6200 | Rock Island | WA | Chelan | U-2 | Conventional Hydroelectric | HY |  | S | 42 | 42 | 10 | N | 1979 |  |  | N | Electric Utility | 1 | X | WAT
Conventional Hydroelectric.WAT | hydro | TRUE | 3413 | PUD No 1 of Chelan County | 6200 | Rock Island | WA | Chelan | U-3 | Conventional Hydroelectric | HY |  | S | 42 | 42 | 10 | N | 1979 |  |  | N | Electric Utility | 1 | X | WAT
Conventional Hydroelectric.WAT | hydro | TRUE | 3413 | PUD No 1 of Chelan County | 6200 | Rock Island | WA | Chelan | U-4 | Conventional Hydroelectric | HY |  | S | 42 | 42 | 10 | N | 1979 |  |  | N | Electric Utility | 1 | X | WAT
Conventional Hydroelectric.WAT | hydro | TRUE | 3413 | PUD No 1 of Chelan County | 6200 | Rock Island | WA | Chelan | U-5 | Conventional Hydroelectric | HY |  | S | 42 | 42 | 10 | N | 1978 |  |  | N | Electric Utility | 1 | X | WAT
Conventional Hydroelectric.WAT | hydro | TRUE | 3413 | PUD No 1 of Chelan County | 6200 | Rock Island | WA | Chelan | U-6 | Conventional Hydroelectric | HY |  | S | 42 | 42 | 10 | N | 1978 |  |  | N | Electric Utility | 1 | X | WAT
Conventional Hydroelectric.WAT | hydro | TRUE | 3413 | PUD No 1 of Chelan County | 6200 | Rock Island | WA | Chelan | U-7 | Conventional Hydroelectric | HY |  | S | 42 | 42 | 10 | N | 1978 |  |  | N | Electric Utility | 1 | X | WAT
Conventional Hydroelectric.WAT | hydro | TRUE | 3413 | PUD No 1 of Chelan County | 6200 | Rock Island | WA | Chelan | U-8 | Conventional Hydroelectric | HY |  | S | 42 | 42 | 10 | N | 1978 |  |  | N | Electric Utility | 1 | X | WAT
Conventional Hydroelectric.WAT | hydro | TRUE | 16868 | City of Seattle - (WA) | 6202 | Ross | WA | Whatcom | 41 | Conventional Hydroelectric | HY |  | S | 112.5 | 112.5 | 0 | N | 1956 |  |  | N | Electric Utility | 1 | X | WAT
Conventional Hydroelectric.WAT | hydro | TRUE | 16868 | City of Seattle - (WA) | 6202 | Ross | WA | Whatcom | 42 | Conventional Hydroelectric | HY |  | S | 112.5 | 112.5 | 0 | N | 1954 |  |  | N | Electric Utility | 1 | X | WAT
Conventional Hydroelectric.WAT | hydro | TRUE | 16868 | City of Seattle - (WA) | 6202 | Ross | WA | Whatcom | 43 | Conventional Hydroelectric | HY |  | S | 112.5 | 112.5 | 0 | N | 1953 |  |  | N | Electric Utility | 1 | X | WAT
Conventional Hydroelectric.WAT | hydro | TRUE | 16868 | City of Seattle - (WA) | 6202 | Ross | WA | Whatcom | 44 | Conventional Hydroelectric | HY |  | S | 112.5 | 112.5 | 0 | N | 1952 |  |  | N | Electric Utility | 1 | X | WAT
Conventional Steam Coal.SUB | hard coal | TRUE | 1307 | Basin Electric Power Coop | 6204 | Laramie River Station | WY | Platte | 1 | Conventional Steam Coal | ST |  | J | 560 | 560 | 200 | N | 1981 |  |  | N | Electric Utility | 1 | X | SUB
Conventional Steam Coal.SUB | hard coal | TRUE | 1307 | Basin Electric Power Coop | 6204 | Laramie River Station | WY | Platte | 2 | Conventional Steam Coal | ST |  | J | 570 | 570 | 200 | N | 1981 |  |  | N | Electric Utility | 1 | X | SUB
Conventional Steam Coal.SUB | hard coal | TRUE | 1307 | Basin Electric Power Coop | 6204 | Laramie River Station | WY | Platte | 3 | Conventional Steam Coal | ST |  | J | 570 | 570 | 265 | N | 1982 |  |  | N | Electric Utility | 1 | X | SUB
Conventional Hydroelectric.WAT | hydro | TRUE | 15466 | Public Service Co of Colorado | 6206 | Tacoma | CO | La Plata | 1 | Conventional Hydroelectric | HY |  | S | 2.3 | 2.3 | 1 | N | 1906 |  |  | N | Electric Utility | 1 | X | WAT
Conventional Hydroelectric.WAT | hydro | TRUE | 15466 | Public Service Co of Colorado | 6206 | Tacoma | CO | La Plata | 2 | Conventional Hydroelectric | HY |  | S | 2.3 | 2.3 | 1 | N | 1905 |  |  | N | Electric Utility | 1 | X | WAT
Conventional Hydroelectric.WAT | hydro | TRUE | 15466 | Public Service Co of Colorado | 6207 | Ames Hydro | CO | San Miguel | 1 | Conventional Hydroelectric | HY |  | S | 2.8 | 2.8 | 1 | N | 1906 |  |  | N | Electric Utility | 1 | X | WAT
Hydroelectric Pumped Storage.WAT | other | TRUE | 2518 | U S Bureau of Reclamation | 6208 | Mount Elbert | CO | Lake | 1 | Hydroelectric Pumped Storage | PS |  | S | 115 | 115 | 0 | N | 1981 |  |  | N | Electric Utility | 1 | X | WAT
Hydroelectric Pumped Storage.WAT | other | TRUE | 2518 | U S Bureau of Reclamation | 6208 | Mount Elbert | CO | Lake | 2 | Hydroelectric Pumped Storage | PS |  | S | 115 | 115 | 0 | N | 1984 |  |  | N | Electric Utility | 1 | X | WAT
Natural Gas Fired Combustion Turbine.NG | natural gas peaker | TRUE | 20169 | Avista Corp | 6210 | Northeast (WA) | WA | Spokane | 1 | Natural Gas Fired Combustion Turbine | GT |  | S | 45 | 66 | 1 | N | 1978 | 12 | 2035 | N | Electric Utility | 1 | X | NG
Petroleum Liquids.JF | petroleum | TRUE | 54803 | Dynegy Oakland, LLC | 6211 | Dynegy Oakland Power Plant | CA | Alameda | GEN1 | Petroleum Liquids | GT |  | S | 55 | 55 | 15 | N | 1978 |  |  | N | IPP Non-CHP | 2 | X | JF | DFO
Petroleum Liquids.JF | petroleum | TRUE | 54803 | Dynegy Oakland, LLC | 6211 | Dynegy Oakland Power Plant | CA | Alameda | GEN3 | Petroleum Liquids | GT |  | S | 55 | 55 | 15 | N | 1978 |  |  | N | IPP Non-CHP | 2 | X | JF | DFO
Conventional Steam Coal.BIT | hard coal | TRUE | 65239 | Hallador Power Company, LLC | 6213 | Merom | IN | Sullivan | 1 | Conventional Steam Coal | ST |  | S | 489 | 494 | 240 | N | 1983 |  |  | N | Electric Utility | 1 | X | BIT
Conventional Steam Coal.BIT | hard coal | TRUE | 65239 | Hallador Power Company, LLC | 6213 | Merom | IN | Sullivan | 2 | Conventional Steam Coal | ST |  | S | 489 | 496 | 240 | N | 1982 |  |  | N | Electric Utility | 1 | X | BIT
Petroleum Liquids.DFO | petroleum | TRUE | 5529 | City of Durant - (IA) | 6220 | Durant | IA | Cedar | 7 | Petroleum Liquids | IC |  | S | 1.8 | 1.8 | 1.2 | N | 1998 |  |  | N | Electric Utility | 1 | X | DFO
Petroleum Liquids.DFO | petroleum | TRUE | 5529 | City of Durant - (IA) | 6220 | Durant | IA | Cedar | 8 | Petroleum Liquids | IC |  | S | 2.6 | 2.6 | 1.5 | N | 2011 |  |  | N | Electric Utility | 1 | X | DFO
Natural Gas Fired Combustion Turbine.NG | natural gas peaker | TRUE | 5860 | Empire District Electric Co | 6223 | Empire Energy Center | MO | Jasper | 1 | Natural Gas Fired Combustion Turbine | GT |  | S | 80 | 90 | 30 | N | 1978 | 12 | 2035 | N | Electric Utility | 1 | X | NG | JF
Natural Gas Fired Combustion Turbine.NG | natural gas peaker | TRUE | 5860 | Empire District Electric Co | 6223 | Empire Energy Center | MO | Jasper | 2 | Natural Gas Fired Combustion Turbine | GT |  | S | 82 | 92 | 30 | N | 1981 | 12 | 2035 | N | Electric Utility | 1 | X | NG | JF
Natural Gas Fired Combustion Turbine.NG | natural gas peaker | TRUE | 5860 | Empire District Electric Co | 6223 | Empire Energy Center | MO | Jasper | 3 | Natural Gas Fired Combustion Turbine | GT |  | S | 41 | 58 | 25 | N | 2003 |  |  | N | Electric Utility | 1 | X | NG | JF
Natural Gas Fired Combustion Turbine.NG | natural gas peaker | TRUE | 5860 | Empire District Electric Co | 6223 | Empire Energy Center | MO | Jasper | 4 | Natural Gas Fired Combustion Turbine | GT |  | S | 41 | 58 | 25 | N | 2003 |  |  | N | Electric Utility | 1 | X | NG | JF
Petroleum Liquids.DFO | petroleum | TRUE | 13337 | Nebraska Public Power District | 6229 | Mobile | NE | York | 1 | Petroleum Liquids | IC |  | S | 1 | 1 | 0 | N | 1980 |  |  | N | Electric Utility | 1 | X | DFO
Petroleum Liquids.DFO | petroleum | TRUE | 13337 | Nebraska Public Power District | 6229 | Mobile | NE | York | 2 | Petroleum Liquids | IC |  | S | 1.6 | 1.6 | 0 | N | 1996 |  |  | N | Electric Utility | 1 | X | DFO
Petroleum Liquids.DFO | petroleum | TRUE | 13337 | Nebraska Public Power District | 6229 | Mobile | NE | York | 500 | Petroleum Liquids | IC |  | S | 0.5 | 0.5 | 0 | N | 1994 |  |  | N | Electric Utility | 1 | X | DFO
Conventional Hydroelectric.WAT | hydro | TRUE | 13781 | Northern States Power Co - Minnesota | 6231 | Apple River | WI | St Croix | 1 | Conventional Hydroelectric | HY |  | S | 0.4 | 0.5 | 0.2 | N | 1901 | 12 | 2044 | N | Electric Utility | 1 | X | WAT
Conventional Hydroelectric.WAT | hydro | TRUE | 13781 | Northern States Power Co - Minnesota | 6231 | Apple River | WI | St Croix | 3 | Conventional Hydroelectric | HY |  | S | 0.5 | 0.6 | 0.2 | N | 1901 | 12 | 2044 | N | Electric Utility | 1 | X | WAT
Conventional Hydroelectric.WAT | hydro | TRUE | 13781 | Northern States Power Co - Minnesota | 6231 | Apple River | WI | St Croix | 4 | Conventional Hydroelectric | HY |  | S | 0.5 | 0.6 | 0.2 | N | 1901 | 12 | 2044 | N | Electric Utility | 1 | X | WAT
Petroleum Liquids.DFO | petroleum | TRUE | 40307 | Prairie Power, Inc | 6238 | Pearl Station | IL | Pike | GT1 | Petroleum Liquids | GT |  | S | 20.1 | 22 | 2 | N | 1973 |  |  | N | Electric Utility | 1 | X | DFO
Natural Gas Steam Turbine.NG | natural gas steam turbine | TRUE | 2442 | City of Bryan - (TX) | 6243 | Dansby | TX | Brazos | 1 | Natural Gas Steam Turbine | ST |  | S | 110 | 110 | 12 | N | 1978 |  |  | N | Electric Utility | 1 | X | NG
Natural Gas Fired Combustion Turbine.NG | natural gas peaker | TRUE | 2442 | City of Bryan - (TX) | 6243 | Dansby | TX | Brazos | 2 | Natural Gas Fired Combustion Turbine | GT |  | S | 47.1 | 48.1 | 12 | N | 2004 |  |  | N | Electric Utility | 1 | X | NG
Natural Gas Fired Combustion Turbine.NG | natural gas peaker | TRUE | 2442 | City of Bryan - (TX) | 6243 | Dansby | TX | Brazos | 3 | Natural Gas Fired Combustion Turbine | GT |  | S | 47.1 | 48.1 | 12 | N | 2010 |  |  | N | Electric Utility | 1 | X | NG
Conventional Steam Coal.SUB | hard coal | TRUE | 15466 | Public Service Co of Colorado | 6248 | Pawnee | CO | Morgan | 1 | Conventional Steam Coal | ST |  | S | 505 | 505 | 200 | N | 1981 |  |  | N | Electric Utility | 1 | X | SUB | NG
Conventional Steam Coal.BIT | hard coal | TRUE | 17543 | South Carolina Public Service Authority | 6249 | Winyah | SC | Georgetown | 1 | Conventional Steam Coal | ST |  | S | 275 | 280 | 100 | N | 1975 | 12 | 2030 | N | Electric Utility | 1 | X | BIT
Conventional Steam Coal.BIT | hard coal | TRUE | 17543 | South Carolina Public Service Authority | 6249 | Winyah | SC | Georgetown | 2 | Conventional Steam Coal | ST |  | S | 285 | 290 | 100 | N | 1977 | 12 | 2030 | N | Electric Utility | 1 | X | BIT
Conventional Steam Coal.BIT | hard coal | TRUE | 17543 | South Carolina Public Service Authority | 6249 | Winyah | SC | Georgetown | 3 | Conventional Steam Coal | ST |  | S | 285 | 290 | 100 | N | 1980 | 12 | 2030 | N | Electric Utility | 1 | X | BIT
Conventional Steam Coal.BIT | hard coal | TRUE | 17543 | South Carolina Public Service Authority | 6249 | Winyah | SC | Georgetown | 4 | Conventional Steam Coal | ST |  | S | 285 | 290 | 110 | N | 1981 | 12 | 2030 | N | Electric Utility | 1 | X | BIT
Conventional Steam Coal.BIT | hard coal | TRUE | 3046 | Duke Energy Progress - (NC) | 6250 | Mayo | NC | Person | 1 | Conventional Steam Coal | ST |  | S | 704 | 713 | 75 | N | 1983 |  |  | N | Electric Utility | 1 | X | BIT
Nuclear.NUC | nuclear | TRUE | 21535 | STP Nuclear Operating Co | 6251 | South Texas Project | TX | Matagorda | 1 | Nuclear | ST |  | J | 1300 | 1340 | 1280 | N | 1988 |  |  | N | IPP Non-CHP | 2 | X | NUC
Nuclear.NUC | nuclear | TRUE | 21535 | STP Nuclear Operating Co | 6251 | South Texas Project | TX | Matagorda | 2 | Nuclear | ST |  | J | 1280 | 1320 | 1280 | N | 1989 |  |  | N | IPP Non-CHP | 2 | X | NUC
Petroleum Liquids.DFO | petroleum | TRUE | 20847 | Wisconsin Electric Power Co | 6253 | Germantown | WI | Washington | 1 | Petroleum Liquids | GT |  | S | 49.2 | 69.9 | 30 | N | 1978 |  |  | N | Electric Utility | 1 | X | DFO
Petroleum Liquids.DFO | petroleum | TRUE | 20847 | Wisconsin Electric Power Co | 6253 | Germantown | WI | Washington | 2 | Petroleum Liquids | GT |  | S | 49 | 69.6 | 30 | N | 1978 |  |  | N | Electric Utility | 1 | X | DFO
Petroleum Liquids.DFO | petroleum | TRUE | 20847 | Wisconsin Electric Power Co | 6253 | Germantown | WI | Washington | 3 | Petroleum Liquids | GT |  | S | 47.5 | 67.5 | 30 | N | 1978 |  |  | N | Electric Utility | 1 | X | DFO
Petroleum Liquids.DFO | petroleum | TRUE | 20847 | Wisconsin Electric Power Co | 6253 | Germantown | WI | Washington | 4 | Petroleum Liquids | GT |  | S | 46.8 | 66.5 | 30 | N | 1978 |  |  | N | Electric Utility | 1 | X | DFO
Natural Gas Fired Combustion Turbine.NG | natural gas peaker | TRUE | 20847 | Wisconsin Electric Power Co | 6253 | Germantown | WI | Washington | 5 | Natural Gas Fired Combustion Turbine | GT |  | S | 76.2 | 103.9 | 50 | N | 2000 |  |  | N | Electric Utility | 1 | X | NG | DFO
Conventional Steam Coal.SUB | hard coal | TRUE | 9417 | Interstate Power and Light Co | 6254 | Ottumwa | IA | Wapello | 1 | Conventional Steam Coal | ST |  | J | 705.2 | 719.7 | 190 | N | 1981 |  |  | N | Electric Utility | 1 | X | SUB
Conventional Steam Coal.SUB | hard coal | TRUE | 7140 | Georgia Power Co | 6257 | Scherer | GA | Monroe | 1 | Conventional Steam Coal | ST |  | J | 860 | 860 | 350 | N | 1982 |  |  | N | Electric Utility | 1 | X | SUB
Conventional Steam Coal.SUB | hard coal | TRUE | 7140 | Georgia Power Co | 6257 | Scherer | GA | Monroe | 2 | Conventional Steam Coal | ST |  | J | 860 | 860 | 350 | N | 1984 |  |  | N | Electric Utility | 1 | X | SUB
Conventional Steam Coal.SUB | hard coal | TRUE | 7140 | Georgia Power Co | 6257 | Scherer | GA | Monroe | 3 | Conventional Steam Coal | ST |  | J | 860 | 860 | 350 | N | 1987 |  |  | N | Electric Utility | 1 | X | SUB
Petroleum Liquids.DFO | petroleum | TRUE | 7140 | Georgia Power Co | 6258 | Wilson | GA | Burke | 5A | Petroleum Liquids | GT |  | S | 41 | 54 | 4 | N | 1972 |  |  | N | Electric Utility | 1 | X | DFO
Petroleum Liquids.DFO | petroleum | TRUE | 7140 | Georgia Power Co | 6258 | Wilson | GA | Burke | 5B | Petroleum Liquids | GT |  | S | 56 | 67 | 4 | N | 1972 |  |  | N | Electric Utility | 1 | X | DFO
Petroleum Liquids.DFO | petroleum | TRUE | 7140 | Georgia Power Co | 6258 | Wilson | GA | Burke | 5C | Petroleum Liquids | GT |  | S | 49 | 61 | 4 | N | 1972 |  |  | N | Electric Utility | 1 | X | DFO
Petroleum Liquids.DFO | petroleum | TRUE | 7140 | Georgia Power Co | 6258 | Wilson | GA | Burke | 5D | Petroleum Liquids | GT |  | S | 41 | 56 | 4 | N | 1973 |  |  | N | Electric Utility | 1 | X | DFO
Petroleum Liquids.DFO | petroleum | TRUE | 7140 | Georgia Power Co | 6258 | Wilson | GA | Burke | 5E | Petroleum Liquids | GT |  | S | 54 | 61 | 4 | N | 1973 |  |  | N | Electric Utility | 1 | X | DFO
Petroleum Liquids.DFO | petroleum | TRUE | 7140 | Georgia Power Co | 6258 | Wilson | GA | Burke | 5F | Petroleum Liquids | GT |  | S | 54 | 65 | 4 | N | 1973 |  |  | N | Electric Utility | 1 | X | DFO
Petroleum Liquids.DFO | petroleum | TRUE | 7140 | Georgia Power Co | 6258 | Wilson | GA | Burke | IC1 | Petroleum Liquids | IC |  | S | 2.5 | 2.5 | 2.5 | N | 1972 |  |  | N | Electric Utility | 1 | X | DFO
Conventional Steam Coal.BIT | hard coal | TRUE | 733 | Appalachian Power Co | 6264 | Mountaineer | WV | Mason | 1 | Conventional Steam Coal | ST |  | S | 1299 | 1299 | 500 | N | 1980 |  |  | N | Electric Utility | 1 | X | BIT
Conventional Hydroelectric.WAT | hydro | TRUE | 14354 | PacifiCorp | 6265 | Swift 2 | WA | Cowlitz | 21 | Conventional Hydroelectric | HY |  | W | 34 | 34 | 0 | N | 1959 |  |  | N | Electric Utility | 1 | X | WAT
Conventional Hydroelectric.WAT | hydro | TRUE | 14354 | PacifiCorp | 6265 | Swift 2 | WA | Cowlitz | 22 | Conventional Hydroelectric | HY |  | W | 31 | 31 | 0 | N | 1958 |  |  | N | Electric Utility | 1 | X | WAT
Conventional Hydroelectric.WAT | hydro | TRUE | 5860 | Empire District Electric Co | 6280 | Ozark Beach | MO | Taney | 5 | Conventional Hydroelectric | HY |  | S | 4 | 4 | 1 | N | 1931 |  |  | N | Electric Utility | 1 | X | WAT
Conventional Hydroelectric.WAT | hydro | TRUE | 5860 | Empire District Electric Co | 6280 | Ozark Beach | MO | Taney | 6 | Conventional Hydroelectric | HY |  | S | 4 | 4 | 1 | N | 1931 |  |  | N | Electric Utility | 1 | X | WAT
Conventional Hydroelectric.WAT | hydro | TRUE | 5860 | Empire District Electric Co | 6280 | Ozark Beach | MO | Taney | 7 | Conventional Hydroelectric | HY |  | S | 4 | 4 | 1 | N | 1931 |  |  | N | Electric Utility | 1 | X | WAT
Conventional Hydroelectric.WAT | hydro | TRUE | 5860 | Empire District Electric Co | 6280 | Ozark Beach | MO | Taney | 8 | Conventional Hydroelectric | HY |  | S | 4 | 4 | 1 | N | 1931 |  |  | N | Electric Utility | 1 | X | WAT
Petroleum Liquids.DFO | petroleum | TRUE | 10433 | Kodiak Electric Assn Inc | 6281 | Kodiak Microgrid | AK | Kodiak Island | 1 | Petroleum Liquids | IC |  | S | 2.5 | 2.5 | 0.6 | N | 1976 |  |  | N | Electric Utility | 1 | X | DFO
Petroleum Liquids.DFO | petroleum | TRUE | 10433 | Kodiak Electric Assn Inc | 6281 | Kodiak Microgrid | AK | Kodiak Island | 2c | Petroleum Liquids | IC |  | S | 4.4 | 4.4 | 1.1 | N | 2005 |  |  | N | Electric Utility | 1 | X | DFO
Petroleum Liquids.DFO | petroleum | TRUE | 10433 | Kodiak Electric Assn Inc | 6281 | Kodiak Microgrid | AK | Kodiak Island | 3c | Petroleum Liquids | IC |  | S | 4.4 | 4.4 | 1.1 | N | 2005 |  |  | N | Electric Utility | 1 | X | DFO
Petroleum Liquids.DFO | petroleum | TRUE | 10433 | Kodiak Electric Assn Inc | 6281 | Kodiak Microgrid | AK | Kodiak Island | 4 | Petroleum Liquids | IC |  | S | 7 | 7 | 2.5 | N | 1981 |  |  | N | Electric Utility | 1 | X | DFO
Petroleum Liquids.DFO | petroleum | TRUE | 10433 | Kodiak Electric Assn Inc | 6282 | Port Lions Microgrid | AK | Kodiak Island | 5 | Petroleum Liquids | IC |  | S | 0.5 | 0.5 | 0.1 | N | 2017 |  |  | N | Electric Utility | 1 | X | DFO
Petroleum Liquids.DFO | petroleum | TRUE | 19558 | Homer Electric Assn Inc | 6283 | Seldovia | AK | Kenai Peninsula | 5 | Petroleum Liquids | IC |  | S | 1.2 | 1.2 | 0.1 | N | 2004 |  |  | N | Electric Utility | 1 | X | DFO
Petroleum Liquids.DFO | petroleum | TRUE | 19558 | Homer Electric Assn Inc | 6283 | Seldovia | AK | Kenai Peninsula | 7 | Petroleum Liquids | IC |  | S | 1 | 1 | 0.1 | N | 2017 |  |  | N | Electric Utility | 1 | X | DFO
Petroleum Liquids.DFO | petroleum | TRUE | 7353 | Golden Valley Elec Assn Inc | 6285 | North Pole | AK | Fairbanks North Star | 1 | Petroleum Liquids | GT |  | S | 44 | 60 | 8 | N | 1976 |  |  | N | Electric Utility | 1 | X | DFO
Petroleum Liquids.DFO | petroleum | TRUE | 7353 | Golden Valley Elec Assn Inc | 6285 | North Pole | AK | Fairbanks North Star | 2 | Petroleum Liquids | GT |  | S | 50 | 64 | 8 | N | 1977 |  |  | N | Electric Utility | 1 | X | DFO
Petroleum Liquids.WO | petroleum | TRUE | 7353 | Golden Valley Elec Assn Inc | 6285 | North Pole | AK | Fairbanks North Star | GT3 | Petroleum Liquids | CT | CST1 | S | 41 | 53 | 15 | N | 2007 |  |  | N | Electric Utility | 1 | X | WO
Petroleum Liquids.WO | petroleum | TRUE | 7353 | Golden Valley Elec Assn Inc | 6285 | North Pole | AK | Fairbanks North Star | STG1 | Petroleum Liquids | CA | CST1 | S | 10 | 12 | 8 | N | 2007 |  |  | N | Electric Utility | 1 | X | WO
Petroleum Liquids.DFO | petroleum | TRUE | 7353 | Golden Valley Elec Assn Inc | 6286 | Fairbanks | AK | Fairbanks North Star | 5 | Petroleum Liquids | IC |  | S | 2.8 | 2.8 | 2.8 | N | 1970 |  |  | N | Electric Utility | 1 | X | DFO
Petroleum Liquids.DFO | petroleum | TRUE | 7353 | Golden Valley Elec Assn Inc | 6286 | Fairbanks | AK | Fairbanks North Star | 6 | Petroleum Liquids | IC |  | S | 2.8 | 2.8 | 2.8 | N | 1970 |  |  | N | Electric Utility | 1 | X | DFO
Petroleum Liquids.DFO | petroleum | TRUE | 7353 | Golden Valley Elec Assn Inc | 6286 | Fairbanks | AK | Fairbanks North Star | GT1 | Petroleum Liquids | GT |  | S | 15.5 | 17.7 | 3 | N | 1971 |  |  | N | Electric Utility | 1 | X | DFO
Petroleum Liquids.DFO | petroleum | TRUE | 7353 | Golden Valley Elec Assn Inc | 6286 | Fairbanks | AK | Fairbanks North Star | GT2 | Petroleum Liquids | GT |  | S | 15 | 17.7 | 3 | N | 1972 |  |  | N | Electric Utility | 1 | X | DFO
Conventional Steam Coal.LIG | lignite | TRUE | 7353 | Golden Valley Elec Assn Inc | 6288 | Healy | AK | Denali | 1 | Conventional Steam Coal | ST |  | S | 25 | 25 | 1.5 | N | 1967 |  |  | N | Electric Utility | 1 | X | LIG | WC
Conventional Steam Coal.LIG | lignite | TRUE | 7353 | Golden Valley Elec Assn Inc | 6288 | Healy | AK | Denali | 2 | Conventional Steam Coal | ST |  | S | 50 | 50 | 8 | N | 1998 |  |  | N | Electric Utility | 1 | X | LIG | WC
Petroleum Liquids.DFO | petroleum | TRUE | 7353 | Golden Valley Elec Assn Inc | 6288 | Healy | AK | Denali | IC1 | Petroleum Liquids | IC |  | S | 2.8 | 2.8 | 2.5 | N | 1967 |  |  | N | Electric Utility | 1 | X | DFO
Conventional Hydroelectric.WAT | hydro | TRUE | 3522 | Chugach Electric Assn Inc | 6291 | Cooper Lake | AK | Kenai Peninsula | 1 | Conventional Hydroelectric | HY |  | S | 9.7 | 9.7 | 6.5 | N | 1961 |  |  | N | Electric Utility | 1 | X | WAT
Conventional Hydroelectric.WAT | hydro | TRUE | 3522 | Chugach Electric Assn Inc | 6291 | Cooper Lake | AK | Kenai Peninsula | 2 | Conventional Hydroelectric | HY |  | S | 9.7 | 9.7 | 6.5 | N | 1961 |  |  | N | Electric Utility | 1 | X | WAT
Natural Gas Fired Combustion Turbine.NG | natural gas peaker | TRUE | 19558 | Homer Electric Assn Inc | 6292 | Bernice Lake | AK | Kenai Peninsula | 2 | Natural Gas Fired Combustion Turbine | GT |  | S | 17 | 19 | 2 | N | 1971 |  |  | N | Electric Utility | 1 | X | NG
Natural Gas Fired Combustion Turbine.NG | natural gas peaker | TRUE | 19558 | Homer Electric Assn Inc | 6292 | Bernice Lake | AK | Kenai Peninsula | 3 | Natural Gas Fired Combustion Turbine | GT |  | S | 22.9 | 26 | 5 | N | 1978 |  |  | N | Electric Utility | 1 | X | NG
Natural Gas Fired Combustion Turbine.NG | natural gas peaker | TRUE | 19558 | Homer Electric Assn Inc | 6292 | Bernice Lake | AK | Kenai Peninsula | 4 | Natural Gas Fired Combustion Turbine | GT |  | S | 22.5 | 26 | 5 | N | 1981 |  |  | N | Electric Utility | 1 | X | NG
Petroleum Liquids.DFO | petroleum | TRUE | 40548 | Unalakleet Valley Elec Coop | 6299 | Unalakleet | AK | Nome | 5 | Petroleum Liquids | IC |  | S | 0.4 | 0.4 | 0.1 | N | 2010 |  |  | N | Electric Utility | 1 | X | DFO
Petroleum Liquids.DFO | petroleum | TRUE | 40548 | Unalakleet Valley Elec Coop | 6299 | Unalakleet | AK | Nome | 6 | Petroleum Liquids | IC |  | S | 0.4 | 0.4 | 0.1 | N | 2010 |  |  | N | Electric Utility | 1 | X | DFO
Petroleum Liquids.DFO | petroleum | TRUE | 40548 | Unalakleet Valley Elec Coop | 6299 | Unalakleet | AK | Nome | 7 | Petroleum Liquids | IC |  | S | 0.4 | 0.4 | 0.1 | N | 2010 |  |  | N | Electric Utility | 1 | X | DFO
Petroleum Liquids.DFO | petroleum | TRUE | 40548 | Unalakleet Valley Elec Coop | 6299 | Unalakleet | AK | Nome | 8 | Petroleum Liquids | IC |  | S | 0.4 | 0.4 | 0.1 | N | 2010 |  |  | N | Electric Utility | 1 | X | DFO
Petroleum Liquids.DFO | petroleum | TRUE | 13201 | Naknek Electric Assn, Inc | 6301 | Naknek | AK | Bristol Bay | 4A | Petroleum Liquids | IC |  | S | 1.3 | 1.3 | 1 | N | 1999 |  |  | Y | Electric Utility | 1 | T | DFO
Petroleum Liquids.DFO | petroleum | TRUE | 13201 | Naknek Electric Assn, Inc | 6301 | Naknek | AK | Bristol Bay | 5A | Petroleum Liquids | IC |  | S | 1 | 1 | 1 | N | 2005 |  |  | N | Electric Utility | 1 | X | DFO
Petroleum Liquids.DFO | petroleum | TRUE | 13201 | Naknek Electric Assn, Inc | 6301 | Naknek | AK | Bristol Bay | 6A | Petroleum Liquids | IC |  | S | 1 | 1 | 1 | N | 2006 |  |  | N | Electric Utility | 1 | X | DFO
Petroleum Liquids.DFO | petroleum | TRUE | 13201 | Naknek Electric Assn, Inc | 6301 | Naknek | AK | Bristol Bay | 7A | Petroleum Liquids | IC |  | S | 1 | 1 | 1 | N | 2006 |  |  | N | Electric Utility | 1 | X | DFO
Petroleum Liquids.DFO | petroleum | TRUE | 13201 | Naknek Electric Assn, Inc | 6301 | Naknek | AK | Bristol Bay | 8 | Petroleum Liquids | IC |  | S | 1 | 1 | 1 | N | 1977 |  |  | N | Electric Utility | 1 | X | DFO
Petroleum Liquids.DFO | petroleum | TRUE | 13201 | Naknek Electric Assn, Inc | 6301 | Naknek | AK | Bristol Bay | NA1 | Petroleum Liquids | IC |  | S | 1.1 | 1.1 | 1 | N | 1988 |  |  | Y | Electric Utility | 1 | T | DFO
Petroleum Liquids.DFO | petroleum | TRUE | 13201 | Naknek Electric Assn, Inc | 6301 | Naknek | AK | Bristol Bay | NA2 | Petroleum Liquids | IC |  | S | 1.1 | 1.1 | 1 | N | 1988 |  |  | Y | Electric Utility | 1 | T | DFO
Petroleum Liquids.DFO | petroleum | TRUE | 13201 | Naknek Electric Assn, Inc | 6301 | Naknek | AK | Bristol Bay | NA3 | Petroleum Liquids | IC |  | S | 0.8 | 0.8 | 0.8 | N | 1991 |  |  | Y | Electric Utility | 1 | T | DFO
Petroleum Liquids.DFO | petroleum | TRUE | 13201 | Naknek Electric Assn, Inc | 6301 | Naknek | AK | Bristol Bay | NA4 | Petroleum Liquids | IC |  | S | 0.8 | 0.8 | 0.8 | N | 1992 |  |  | Y | Electric Utility | 1 | T | DFO
Petroleum Liquids.DFO | petroleum | TRUE | 13201 | Naknek Electric Assn, Inc | 6301 | Naknek | AK | Bristol Bay | NA5 | Petroleum Liquids | IC |  | S | 0.8 | 0.8 | 0.8 | N | 1993 |  |  | Y | Electric Utility | 1 | T | DFO
Petroleum Liquids.DFO | petroleum | TRUE | 13201 | Naknek Electric Assn, Inc | 6301 | Naknek | AK | Bristol Bay | NA6 | Petroleum Liquids | IC |  | S | 3 | 0.1 | 1.7 | N | 2019 |  |  | N | Electric Utility | 1 | X | DFO
Petroleum Liquids.DFO | petroleum | TRUE | 13201 | Naknek Electric Assn, Inc | 6301 | Naknek | AK | Bristol Bay | NA7 | Petroleum Liquids | IC |  | S | 3 | 0.1 | 1.7 | N | 2019 |  |  | N | Electric Utility | 1 | X | DFO
Conventional Hydroelectric.WAT | hydro | TRUE | 12385 | Metlakatla Power & Light | 6302 | Purple Lake | AK | Prince of Wales Ketchikan | 1 | Conventional Hydroelectric | HY |  | S | 1.3 | 1.3 | 0.2 | N | 1956 |  |  | N | Electric Utility | 1 | X | WAT
Conventional Hydroelectric.WAT | hydro | TRUE | 12385 | Metlakatla Power & Light | 6302 | Purple Lake | AK | Prince of Wales Ketchikan | 2 | Conventional Hydroelectric | HY |  | S | 1.3 | 1.3 | 0.2 | N | 1956 |  |  | N | Electric Utility | 1 | X | WAT
Conventional Hydroelectric.WAT | hydro | TRUE | 12385 | Metlakatla Power & Light | 6302 | Purple Lake | AK | Prince of Wales Ketchikan | 3 | Conventional Hydroelectric | HY |  | S | 1.3 | 1.3 | 0.2 | N | 1962 |  |  | N | Electric Utility | 1 | X | WAT
Petroleum Liquids.DFO | petroleum | TRUE | 10451 | Kotzebue Electric Assn Inc | 6304 | Kotzebue Hybrid | AK | NORTHWEST ARCTIC | 10 | Petroleum Liquids | IC |  | S | 3 | 3 | 1.5 | N | 1992 |  |  | N | Electric Utility | 1 | X | DFO
Onshore Wind Turbine.WND | onshore wind | TRUE | 10451 | Kotzebue Electric Assn Inc | 6304 | Kotzebue Hybrid | AK | NORTHWEST ARCTIC | 11wt | Onshore Wind Turbine | WT |  | S | 0.1 | 0.1 | 0.1 | N | 2005 | 6 | 2026 | N | Electric Utility | 1 | X | WND
Onshore Wind Turbine.WND | onshore wind | TRUE | 10451 | Kotzebue Electric Assn Inc | 6304 | Kotzebue Hybrid | AK | NORTHWEST ARCTIC | 13WT | Onshore Wind Turbine | WT |  | S | 0.1 | 0.1 | 0.1 | N | 2006 | 5 | 2026 | N | Electric Utility | 1 | X | WND
Petroleum Liquids.DFO | petroleum | TRUE | 10451 | Kotzebue Electric Assn Inc | 6304 | Kotzebue Hybrid | AK | NORTHWEST ARCTIC | 14 | Petroleum Liquids | IC |  | S | 2.8 | 2.8 | 1 | N | 1994 |  |  | N | Electric Utility | 1 | X | DFO
Onshore Wind Turbine.WND | onshore wind | TRUE | 10451 | Kotzebue Electric Assn Inc | 6304 | Kotzebue Hybrid | AK | NORTHWEST ARCTIC | 14wt | Onshore Wind Turbine | WT |  | S | 0.1 | 0.1 | 0.1 | N | 2002 | 5 | 2026 | N | Electric Utility | 1 | X | WND
Petroleum Liquids.DFO | petroleum | TRUE | 10451 | Kotzebue Electric Assn Inc | 6304 | Kotzebue Hybrid | AK | NORTHWEST ARCTIC | 15 | Petroleum Liquids | IC |  | S | 2.8 | 2.8 | 1 | N | 2006 |  |  | N | Electric Utility | 1 | X | DFO
Onshore Wind Turbine.WND | onshore wind | TRUE | 10451 | Kotzebue Electric Assn Inc | 6304 | Kotzebue Hybrid | AK | NORTHWEST ARCTIC | 15WT | Onshore Wind Turbine | WT |  | S | 0.1 | 0.1 | 0.1 | N | 2006 | 5 | 2026 | N | Electric Utility | 1 | X | WND
Petroleum Liquids.DFO | petroleum | TRUE | 10451 | Kotzebue Electric Assn Inc | 6304 | Kotzebue Hybrid | AK | NORTHWEST ARCTIC | 16 | Petroleum Liquids | IC |  | S | 1.4 | 1.4 | 0.6 | N | 2013 |  |  | N | Electric Utility | 1 | X | DFO
Onshore Wind Turbine.WND | onshore wind | TRUE | 10451 | Kotzebue Electric Assn Inc | 6304 | Kotzebue Hybrid | AK | NORTHWEST ARCTIC | 16WT | Onshore Wind Turbine | WT |  | S | 0.1 | 0.1 | 0.1 | N | 2006 | 5 | 2026 | N | Electric Utility | 1 | X | WND
Petroleum Liquids.DFO | petroleum | TRUE | 10451 | Kotzebue Electric Assn Inc | 6304 | Kotzebue Hybrid | AK | NORTHWEST ARCTIC | 17 | Petroleum Liquids | IC |  | S | 0.7 | 0.7 | 0.1 | N | 2016 |  |  | N | Electric Utility | 1 | X | DFO
Onshore Wind Turbine.WND | onshore wind | TRUE | 10451 | Kotzebue Electric Assn Inc | 6304 | Kotzebue Hybrid | AK | NORTHWEST ARCTIC | 17WT | Onshore Wind Turbine | WT |  | S | 0.1 | 0.1 | 0.1 | N | 2006 | 5 | 2026 | N | Electric Utility | 1 | X | WND
Onshore Wind Turbine.WND | onshore wind | TRUE | 10451 | Kotzebue Electric Assn Inc | 6304 | Kotzebue Hybrid | AK | NORTHWEST ARCTIC | 18WT | Onshore Wind Turbine | WT |  | S | 0.9 | 0.9 | 0.9 | N | 2012 |  |  | N | Electric Utility | 1 | X | WND
Onshore Wind Turbine.WND | onshore wind | TRUE | 10451 | Kotzebue Electric Assn Inc | 6304 | Kotzebue Hybrid | AK | NORTHWEST ARCTIC | 19WT | Onshore Wind Turbine | WT |  | S | 0.9 | 0.9 | 0.9 | N | 2012 |  |  | N | Electric Utility | 1 | X | WND
Onshore Wind Turbine.WND | onshore wind | TRUE | 10451 | Kotzebue Electric Assn Inc | 6304 | Kotzebue Hybrid | AK | NORTHWEST ARCTIC | 1WT | Onshore Wind Turbine | WT |  | S | 0.6 | 0.6 | 0.6 | N | 1999 | 5 | 2026 | N | Electric Utility | 1 | X | WND
Onshore Wind Turbine.WND | onshore wind | TRUE | 10451 | Kotzebue Electric Assn Inc | 6304 | Kotzebue Hybrid | AK | NORTHWEST ARCTIC | 2WT | Onshore Wind Turbine | WT |  | S | 0.1 | 0.1 | 0.1 | N | 1999 | 5 | 2026 | N | Electric Utility | 1 | X | WND
Onshore Wind Turbine.WND | onshore wind | TRUE | 10451 | Kotzebue Electric Assn Inc | 6304 | Kotzebue Hybrid | AK | NORTHWEST ARCTIC | 3WT | Onshore Wind Turbine | WT |  | S | 0.2 | 0.2 | 0.1 | N | 1997 | 5 | 2026 | N | Electric Utility | 1 | X | WND
Petroleum Liquids.DFO | petroleum | TRUE | 10451 | Kotzebue Electric Assn Inc | 6304 | Kotzebue Hybrid | AK | NORTHWEST ARCTIC | 7A | Petroleum Liquids | IC |  | S | 1.1 | 1.1 | 0.4 | N | 1987 |  |  | N | Electric Utility | 1 | X | DFO
Batteries.MWH | battery storage | TRUE | 10451 | Kotzebue Electric Assn Inc | 6304 | Kotzebue Hybrid | AK | NORTHWEST ARCTIC | ES1 | Batteries | BA |  | S | 1.2 | 1.2 | 0 | N | 2015 |  |  | N | Electric Utility | 1 | X | MWH
Solar Photovoltaic.SUN | solar PV | TRUE | 10451 | Kotzebue Electric Assn Inc | 6304 | Kotzebue Hybrid | AK | NORTHWEST ARCTIC | PV1 | Solar Photovoltaic | PV |  | S | 0.1 | 0.1 | 0.1 | N | 2020 | 7 | 2040 | N | Electric Utility | 1 | X | SUN
Solar Photovoltaic.SUN | solar PV | TRUE | 10451 | Kotzebue Electric Assn Inc | 6304 | Kotzebue Hybrid | AK | NORTHWEST ARCTIC | PV10 | Solar Photovoltaic | PV |  | S | 0.1 | 0.1 | 0.1 | N | 2023 |  |  | N | Electric Utility | 1 | X | SUN
Solar Photovoltaic.SUN | solar PV | TRUE | 10451 | Kotzebue Electric Assn Inc | 6304 | Kotzebue Hybrid | AK | NORTHWEST ARCTIC | PV11 | Solar Photovoltaic | PV |  | S | 0.1 | 0.1 | 0.1 | N | 2023 |  |  | N | Electric Utility | 1 | X | SUN
Solar Photovoltaic.SUN | solar PV | TRUE | 10451 | Kotzebue Electric Assn Inc | 6304 | Kotzebue Hybrid | AK | NORTHWEST ARCTIC | PV12 | Solar Photovoltaic | PV |  | S | 0.1 | 0.1 | 0.1 | N | 2023 |  |  | N | Electric Utility | 1 | X | SUN
Solar Photovoltaic.SUN | solar PV | TRUE | 10451 | Kotzebue Electric Assn Inc | 6304 | Kotzebue Hybrid | AK | NORTHWEST ARCTIC | PV13 | Solar Photovoltaic | PV |  | S | 0.1 | 0.1 | 0.1 | N | 2023 |  |  | N | Electric Utility | 1 | X | SUN
Solar Photovoltaic.SUN | solar PV | TRUE | 10451 | Kotzebue Electric Assn Inc | 6304 | Kotzebue Hybrid | AK | NORTHWEST ARCTIC | PV14 | Solar Photovoltaic | PV |  | S | 0.1 | 0.1 | 0.1 | N | 2023 |  |  | N | Electric Utility | 1 | X | SUN
Solar Photovoltaic.SUN | solar PV | TRUE | 10451 | Kotzebue Electric Assn Inc | 6304 | Kotzebue Hybrid | AK | NORTHWEST ARCTIC | PV15 | Solar Photovoltaic | PV |  | S | 0.1 | 0.1 | 0.1 | N | 2023 |  |  | N | Electric Utility | 1 | X | SUN
Solar Photovoltaic.SUN | solar PV | TRUE | 10451 | Kotzebue Electric Assn Inc | 6304 | Kotzebue Hybrid | AK | NORTHWEST ARCTIC | PV16 | Solar Photovoltaic | PV |  | S | 0.1 | 0.1 | 0.1 | N | 2023 |  |  | N | Electric Utility | 1 | X | SUN
Solar Photovoltaic.SUN | solar PV | TRUE | 10451 | Kotzebue Electric Assn Inc | 6304 | Kotzebue Hybrid | AK | NORTHWEST ARCTIC | PV17 | Solar Photovoltaic | PV |  | S | 0.1 | 0.1 | 0.1 | N | 2023 |  |  | N | Electric Utility | 1 | X | SUN
Solar Photovoltaic.SUN | solar PV | TRUE | 10451 | Kotzebue Electric Assn Inc | 6304 | Kotzebue Hybrid | AK | NORTHWEST ARCTIC | PV2 | Solar Photovoltaic | PV |  | S | 0.1 | 0.1 | 0.1 | N | 2020 | 7 | 2040 | N | Electric Utility | 1 | X | SUN
Solar Photovoltaic.SUN | solar PV | TRUE | 10451 | Kotzebue Electric Assn Inc | 6304 | Kotzebue Hybrid | AK | NORTHWEST ARCTIC | PV3 | Solar Photovoltaic | PV |  | S | 0.1 | 0.1 | 0.1 | N | 2020 | 7 | 2040 | N | Electric Utility | 1 | X | SUN
Solar Photovoltaic.SUN | solar PV | TRUE | 10451 | Kotzebue Electric Assn Inc | 6304 | Kotzebue Hybrid | AK | NORTHWEST ARCTIC | PV4 | Solar Photovoltaic | PV |  | S | 0.1 | 0.1 | 0.1 | N | 2020 | 7 | 2040 | N | Electric Utility | 1 | X | SUN
Solar Photovoltaic.SUN | solar PV | TRUE | 10451 | Kotzebue Electric Assn Inc | 6304 | Kotzebue Hybrid | AK | NORTHWEST ARCTIC | PV5 | Solar Photovoltaic | PV |  | S | 0.1 | 0.1 | 0.1 | N | 2020 | 7 | 2040 | N | Electric Utility | 1 | X | SUN
Solar Photovoltaic.SUN | solar PV | TRUE | 10451 | Kotzebue Electric Assn Inc | 6304 | Kotzebue Hybrid | AK | NORTHWEST ARCTIC | PV6 | Solar Photovoltaic | PV |  | S | 0.1 | 0.1 | 0.1 | N | 2020 | 7 | 2040 | N | Electric Utility | 1 | X | SUN
Solar Photovoltaic.SUN | solar PV | TRUE | 10451 | Kotzebue Electric Assn Inc | 6304 | Kotzebue Hybrid | AK | NORTHWEST ARCTIC | PV7 | Solar Photovoltaic | PV |  | S | 0.1 | 0.1 | 0.1 | N | 2020 | 7 | 2040 | N | Electric Utility | 1 | X | SUN
Solar Photovoltaic.SUN | solar PV | TRUE | 10451 | Kotzebue Electric Assn Inc | 6304 | Kotzebue Hybrid | AK | NORTHWEST ARCTIC | PV8 | Solar Photovoltaic | PV |  | S | 0.1 | 0.1 | 0.1 | N | 2020 | 7 | 2040 | N | Electric Utility | 1 | X | SUN
Solar Photovoltaic.SUN | solar PV | TRUE | 10451 | Kotzebue Electric Assn Inc | 6304 | Kotzebue Hybrid | AK | NORTHWEST ARCTIC | PV9 | Solar Photovoltaic | PV |  | S | 0.1 | 0.1 | 0.1 | N | 2023 |  |  | N | Electric Utility | 1 | X | SUN
Petroleum Liquids.DFO | petroleum | TRUE | 4329 | Copper Valley Elec Assn, Inc | 6305 | Glennallen | AK | Valdez Cordova | 6 | Petroleum Liquids | IC |  | S | 2.5 | 2.5 | 0.5 | N | 1976 |  |  | N | Electric Utility | 1 | X | DFO
Petroleum Liquids.DFO | petroleum | TRUE | 4329 | Copper Valley Elec Assn, Inc | 6305 | Glennallen | AK | Valdez Cordova | 7 | Petroleum Liquids | IC |  | S | 2.5 | 2.5 | 0.5 | N | 1976 |  |  | N | Electric Utility | 1 | X | DFO
Petroleum Liquids.DFO | petroleum | TRUE | 4329 | Copper Valley Elec Assn, Inc | 6305 | Glennallen | AK | Valdez Cordova | 8 | Petroleum Liquids | IC |  | S | 1.2 | 1.2 | 0.2 | N | 1999 |  |  | N | Electric Utility | 1 | X | DFO
Petroleum Liquids.DFO | petroleum | TRUE | 4329 | Copper Valley Elec Assn, Inc | 6305 | Glennallen | AK | Valdez Cordova | 9 | Petroleum Liquids | IC |  | S | 2.8 | 2.8 | 0.5 | N | 2010 |  |  | N | Electric Utility | 1 | X | DFO
Petroleum Liquids.DFO | petroleum | TRUE | 4329 | Copper Valley Elec Assn, Inc | 6306 | Valdez | AK | Valdez Cordova | 11 | Petroleum Liquids | IC |  | S | 1.6 | 1.6 | 0.1 | N | 2017 |  |  | N | Electric Utility | 1 | X | DFO
Petroleum Liquids.DFO | petroleum | TRUE | 4329 | Copper Valley Elec Assn, Inc | 6306 | Valdez | AK | Valdez Cordova | 12 | Petroleum Liquids | IC |  | S | 1.6 | 1.6 | 0.1 | N | 2017 |  |  | N | Electric Utility | 1 | X | DFO
Petroleum Liquids.DFO | petroleum | TRUE | 4329 | Copper Valley Elec Assn, Inc | 6306 | Valdez | AK | Valdez Cordova | 4 | Petroleum Liquids | IC |  | S | 1.5 | 1.5 | 0.2 | N | 1972 |  |  | N | Electric Utility | 1 | X | DFO
Petroleum Liquids.DFO | petroleum | TRUE | 4329 | Copper Valley Elec Assn, Inc | 6306 | Valdez | AK | Valdez Cordova | 5 | Petroleum Liquids | IC |  | S | 2 | 2 | 0.5 | N | 1975 |  |  | N | Electric Utility | 1 | X | DFO
Petroleum Liquids.DFO | petroleum | TRUE | 4329 | Copper Valley Elec Assn, Inc | 6306 | Valdez | AK | Valdez Cordova | 6 | Petroleum Liquids | IC |  | S | 0.8 | 0.8 | 0.1 | N | 1974 |  |  | N | Electric Utility | 1 | X | DFO
Petroleum Liquids.DFO | petroleum | TRUE | 221 | Alaska Village Elec Coop, Inc | 6311 | Chevak | AK | Bethel | 1A | Petroleum Liquids | IC |  | S | 0.5 | 0.5 | 0.1 | N | 2009 |  |  | N | Electric Utility | 1 | X | DFO
Petroleum Liquids.DFO | petroleum | TRUE | 221 | Alaska Village Elec Coop, Inc | 6311 | Chevak | AK | Bethel | 2A | Petroleum Liquids | IC |  | S | 0.5 | 0.5 | 0.1 | N | 2009 |  |  | N | Electric Utility | 1 | X | DFO
Petroleum Liquids.DFO | petroleum | TRUE | 221 | Alaska Village Elec Coop, Inc | 6311 | Chevak | AK | Bethel | 3A | Petroleum Liquids | IC |  | S | 0.8 | 0.8 | 0.1 | N | 2009 |  |  | N | Electric Utility | 1 | X | DFO
Petroleum Liquids.DFO | petroleum | TRUE | 221 | Alaska Village Elec Coop, Inc | 6314 | Emmonak | AK | Kusilvak | 2A | Petroleum Liquids | IC |  | S | 0.5 | 0.5 | 0.1 | N | 2012 |  |  | N | Electric Utility | 1 | X | DFO
Petroleum Liquids.DFO | petroleum | TRUE | 221 | Alaska Village Elec Coop, Inc | 6314 | Emmonak | AK | Kusilvak | 4a | Petroleum Liquids | IC |  | S | 0.5 | 0.5 | 0.1 | N | 2005 |  |  | N | Electric Utility | 1 | X | DFO
Petroleum Liquids.DFO | petroleum | TRUE | 221 | Alaska Village Elec Coop, Inc | 6314 | Emmonak | AK | Kusilvak | 5B | Petroleum Liquids | IC |  | S | 1.3 | 1.3 | 0.3 | N | 2016 |  |  | N | Electric Utility | 1 | X | DFO
Petroleum Liquids.DFO | petroleum | TRUE | 221 | Alaska Village Elec Coop, Inc | 6314 | Emmonak | AK | Kusilvak | 6 | Petroleum Liquids | IC |  | S | 0.9 | 0.9 | 0.2 | N | 1995 |  |  | N | Electric Utility | 1 | X | DFO
Petroleum Liquids.DFO | petroleum | TRUE | 221 | Alaska Village Elec Coop, Inc | 6319 | Hooper Bay | AK | Bethel | 3B | Petroleum Liquids | IC |  | S | 0.4 | 0.4 | 0.1 | N | 2018 |  |  | N | Electric Utility | 1 | X | DFO
Petroleum Liquids.DFO | petroleum | TRUE | 221 | Alaska Village Elec Coop, Inc | 6319 | Hooper Bay | AK | Bethel | 4B | Petroleum Liquids | IC |  | S | 0.5 | 0.5 | 0.1 | N | 2013 |  |  | N | Electric Utility | 1 | X | DFO
Petroleum Liquids.DFO | petroleum | TRUE | 221 | Alaska Village Elec Coop, Inc | 6319 | Hooper Bay | AK | Bethel | 5A | Petroleum Liquids | IC |  | S | 0.8 | 0.8 | 0.2 | N | 2016 |  |  | N | Electric Utility | 1 | X | DFO
Petroleum Liquids.DFO | petroleum | TRUE | 221 | Alaska Village Elec Coop, Inc | 6319 | Hooper Bay | AK | Bethel | 6 | Petroleum Liquids | IC |  | S | 0.5 | 0.5 | 0.2 | N | 1997 |  |  | N | Electric Utility | 1 | X | DFO
Petroleum Liquids.DFO | petroleum | TRUE | 221 | Alaska Village Elec Coop, Inc | 6323 | Kiana | AK | Northwest Arctic | 1B | Petroleum Liquids | IC |  | S | 0.3 | 0.3 | 0.1 | N | 2001 |  |  | N | Electric Utility | 1 | X | DFO
Petroleum Liquids.DFO | petroleum | TRUE | 221 | Alaska Village Elec Coop, Inc | 6323 | Kiana | AK | Northwest Arctic | 3B | Petroleum Liquids | IC |  | S | 0.4 | 0.4 | 0.1 | N | 2019 |  |  | N | Electric Utility | 1 | X | DFO
Petroleum Liquids.DFO | petroleum | TRUE | 221 | Alaska Village Elec Coop, Inc | 6323 | Kiana | AK | Northwest Arctic | 4 | Petroleum Liquids | IC |  | S | 0.5 | 0.5 | 0.1 | N | 1984 |  |  | N | Electric Utility | 1 | X | DFO
Petroleum Liquids.DFO | petroleum | TRUE | 221 | Alaska Village Elec Coop, Inc | 6329 | Mountain Village | AK | Bethel | 1 | Petroleum Liquids | IC |  | S | 0.3 | 0.3 | 0.1 | N | 1984 |  |  | N | Electric Utility | 1 | X | DFO
Petroleum Liquids.DFO | petroleum | TRUE | 221 | Alaska Village Elec Coop, Inc | 6329 | Mountain Village | AK | Bethel | 4A | Petroleum Liquids | IC |  | S | 0.8 | 0.8 | 0.2 | N | 2015 |  |  | N | Electric Utility | 1 | X | DFO
Petroleum Liquids.DFO | petroleum | TRUE | 221 | Alaska Village Elec Coop, Inc | 6329 | Mountain Village | AK | Bethel | 5A | Petroleum Liquids | IC |  | S | 0.7 | 0.7 | 0.2 | N | 2010 |  |  | N | Electric Utility | 1 | X | DFO
Petroleum Liquids.DFO | petroleum | TRUE | 221 | Alaska Village Elec Coop, Inc | 6330 | Noorvik | AK | Northwest Arctic | 1A | Petroleum Liquids | IC |  | S | 0.3 | 0.3 | 0.1 | N | 1997 |  |  | N | Electric Utility | 1 | X | DFO
Petroleum Liquids.DFO | petroleum | TRUE | 221 | Alaska Village Elec Coop, Inc | 6330 | Noorvik | AK | Northwest Arctic | 2B | Petroleum Liquids | IC |  | S | 0.5 | 0.5 | 0.1 | N | 2017 |  |  | N | Electric Utility | 1 | X | DFO
Petroleum Liquids.DFO | petroleum | TRUE | 221 | Alaska Village Elec Coop, Inc | 6330 | Noorvik | AK | Northwest Arctic | 3A | Petroleum Liquids | IC |  | S | 0.7 | 0.7 | 0.2 | N | 2003 |  |  | N | Electric Utility | 1 | X | DFO
Petroleum Liquids.DFO | petroleum | TRUE | 221 | Alaska Village Elec Coop, Inc | 6333 | Nunapitchuk | AK | Bethel | 1A | Petroleum Liquids | IC |  | S | 0.5 | 0.5 | 0.1 | N | 2006 |  |  | N | Electric Utility | 1 | X | DFO
Petroleum Liquids.DFO | petroleum | TRUE | 221 | Alaska Village Elec Coop, Inc | 6338 | St Marys IC | AK | Bethel | 1C | Petroleum Liquids | IC |  | S | 0.5 | 0.5 | 0.1 | N | 2022 |  |  | Y | Electric Utility | 1 | T | DFO
Petroleum Liquids.DFO | petroleum | TRUE | 221 | Alaska Village Elec Coop, Inc | 6338 | St Marys IC | AK | Bethel | 2A | Petroleum Liquids | IC |  | S | 0.5 | 0.5 | 0.1 | N | 2022 |  |  | Y | Electric Utility | 1 | T | DFO
Petroleum Liquids.DFO | petroleum | TRUE | 221 | Alaska Village Elec Coop, Inc | 6338 | St Marys IC | AK | Bethel | 3A | Petroleum Liquids | IC |  | S | 1.8 | 1.8 | 0.2 | N | 2022 |  |  | Y | Electric Utility | 1 | T | DFO
Petroleum Liquids.DFO | petroleum | TRUE | 221 | Alaska Village Elec Coop, Inc | 6338 | St Marys IC | AK | Bethel | 4 | Petroleum Liquids | IC |  | S | 1.8 | 1.8 | 0.2 | N | 2022 |  |  | Y | Electric Utility | 1 | T | DFO
Petroleum Liquids.DFO | petroleum | TRUE | 221 | Alaska Village Elec Coop, Inc | 6341 | Selawik | AK | Northwest Arctic | 1B | Petroleum Liquids | IC |  | S | 0.8 | 0.8 | 0.2 | N | 2020 |  |  | N | Electric Utility | 1 | X | DFO
Petroleum Liquids.DFO | petroleum | TRUE | 221 | Alaska Village Elec Coop, Inc | 6341 | Selawik | AK | Northwest Arctic | 2B | Petroleum Liquids | IC |  | S | 0.5 | 0.5 | 0.1 | N | 2013 |  |  | N | Electric Utility | 1 | X | DFO
Petroleum Liquids.DFO | petroleum | TRUE | 221 | Alaska Village Elec Coop, Inc | 6341 | Selawik | AK | Northwest Arctic | 3B | Petroleum Liquids | IC |  | S | 0.5 | 0.5 | 0.2 | N | 2014 |  |  | N | Electric Utility | 1 | X | DFO
Petroleum Liquids.DFO | petroleum | TRUE | 221 | Alaska Village Elec Coop, Inc | 6345 | Shishmaref | AK | Nome | 1 | Petroleum Liquids | IC |  | S | 0.3 | 0.3 | 0.1 | N | 2004 |  |  | N | Electric Utility | 1 | X | DFO
Petroleum Liquids.DFO | petroleum | TRUE | 221 | Alaska Village Elec Coop, Inc | 6345 | Shishmaref | AK | Nome | 2 | Petroleum Liquids | IC |  | S | 0.3 | 0.3 | 0.1 | N | 1976 |  |  | N | Electric Utility | 1 | X | DFO
Petroleum Liquids.DFO | petroleum | TRUE | 221 | Alaska Village Elec Coop, Inc | 6345 | Shishmaref | AK | Nome | 3A | Petroleum Liquids | IC |  | S | 0.4 | 0.4 | 0.1 | N | 2002 |  |  | N | Electric Utility | 1 | X | DFO
Petroleum Liquids.DFO | petroleum | TRUE | 221 | Alaska Village Elec Coop, Inc | 6345 | Shishmaref | AK | Nome | 4A | Petroleum Liquids | IC |  | S | 0.5 | 0.5 | 0.1 | N | 2006 |  |  | N | Electric Utility | 1 | X | DFO
Petroleum Liquids.DFO | petroleum | TRUE | 221 | Alaska Village Elec Coop, Inc | 6348 | Togiak | AK | Dillingham | 1 | Petroleum Liquids | IC |  | S | 0.6 | 0.6 | 0.1 | N | 2019 |  |  | N | Electric Utility | 1 | X | DFO
Petroleum Liquids.DFO | petroleum | TRUE | 221 | Alaska Village Elec Coop, Inc | 6348 | Togiak | AK | Dillingham | 2B | Petroleum Liquids | IC |  | S | 0.6 | 0.6 | 0.1 | N | 2019 |  |  | N | Electric Utility | 1 | X | DFO
Petroleum Liquids.DFO | petroleum | TRUE | 221 | Alaska Village Elec Coop, Inc | 6348 | Togiak | AK | Dillingham | 3 | Petroleum Liquids | IC |  | S | 1.1 | 1.1 | 0.2 | N | 2019 |  |  | N | Electric Utility | 1 | X | DFO
Petroleum Liquids.DFO | petroleum | TRUE | 221 | Alaska Village Elec Coop, Inc | 6348 | Togiak | AK | Dillingham | 4C | Petroleum Liquids | IC |  | S | 0.5 | 0.5 | 0.1 | N | 2019 |  |  | N | Electric Utility | 1 | X | DFO
Natural Gas Fired Combined Cycle.NG | natural gas combined cycle | TRUE | 9130 | Hutchinson Utilities Comm | 6358 | Hutchinson Plant #2 | MN | McLeod | 2 | Natural Gas Fired Combined Cycle | CT | CC1 | S | 41 | 41 | 10 | N | 1994 |  |  | N | Electric Utility | 1 | X | NG
Natural Gas Fired Combined Cycle.NG | natural gas combined cycle | TRUE | 9130 | Hutchinson Utilities Comm | 6358 | Hutchinson Plant #2 | MN | McLeod | 3 | Natural Gas Fired Combined Cycle | CA | CC1 | S | 10 | 10 | 2.5 | N | 1994 |  |  | N | Electric Utility | 1 | X | NG
Natural Gas Fired Combustion Turbine.NG | natural gas peaker | TRUE | 9130 | Hutchinson Utilities Comm | 6358 | Hutchinson Plant #2 | MN | McLeod | 9 | Natural Gas Fired Combustion Turbine | GT |  | S | 22 | 24.3 | 5 | N | 2001 |  |  | N | Electric Utility | 1 | X | NG
Conventional Hydroelectric.WAT | hydro | TRUE | 6169 | Fall River Rural Elec Coop Inc | 6359 | Felt | ID | Teton | 1 | Conventional Hydroelectric | HY |  | S | 2.3 | 2.3 | 1 | N | 1986 |  |  | N | Electric Utility | 1 | X | WAT
Conventional Hydroelectric.WAT | hydro | TRUE | 6169 | Fall River Rural Elec Coop Inc | 6359 | Felt | ID | Teton | 2 | Conventional Hydroelectric | HY |  | S | 2.3 | 2.3 | 1 | N | 1986 |  |  | N | Electric Utility | 1 | X | WAT
Conventional Hydroelectric.WAT | hydro | TRUE | 6169 | Fall River Rural Elec Coop Inc | 6359 | Felt | ID | Teton | 4 | Conventional Hydroelectric | HY |  | S | 0.5 | 0.5 | 0.1 | N | 1946 |  |  | N | Electric Utility | 1 | X | WAT
Conventional Hydroelectric.WAT | hydro | TRUE | 6169 | Fall River Rural Elec Coop Inc | 6359 | Felt | ID | Teton | 5 | Conventional Hydroelectric | HY |  | S | 0.8 | 0.8 | 0.7 | N | 1947 |  |  | N | Electric Utility | 1 | X | WAT
Petroleum Liquids.DFO | petroleum | TRUE | 3828 | Cloverland Electric Co-op | 6369 | Detour | MI | Chippewa | 6 | Petroleum Liquids | IC |  | S | 2.5 | 2.5 | 2.5 | N | 1973 |  |  | N | Electric Utility | 1 | X | DFO
Petroleum Liquids.DFO | petroleum | TRUE | 3828 | Cloverland Electric Co-op | 6369 | Detour | MI | Chippewa | 7 | Petroleum Liquids | IC |  | S | 2.5 | 2.5 | 2.5 | N | 1976 |  |  | N | Electric Utility | 1 | X | DFO
Natural Gas Fired Combustion Turbine.NG | natural gas peaker | TRUE | 11018 | Lincoln Electric System | 6373 | Rokeby | NE | Lancaster | 1 | Natural Gas Fired Combustion Turbine | GT |  | S | 70.5 | 72 | 10 | N | 1975 |  |  | N | Electric Utility | 1 | X | NG | DFO
Natural Gas Fired Combustion Turbine.NG | natural gas peaker | TRUE | 11018 | Lincoln Electric System | 6373 | Rokeby | NE | Lancaster | 2 | Natural Gas Fired Combustion Turbine | GT |  | S | 90.4 | 91 | 20 | N | 1997 |  |  | N | Electric Utility | 1 | X | NG | DFO
Natural Gas Fired Combustion Turbine.NG | natural gas peaker | TRUE | 11018 | Lincoln Electric System | 6373 | Rokeby | NE | Lancaster | 3 | Natural Gas Fired Combustion Turbine | GT |  | S | 94.2 | 96 | 50 | N | 2001 |  |  | N | Electric Utility | 1 | X | NG | DFO
Petroleum Liquids.DFO | petroleum | TRUE | 11018 | Lincoln Electric System | 6373 | Rokeby | NE | Lancaster | BSU | Petroleum Liquids | IC |  | S | 3.2 | 3.2 | 0 | N | 1997 |  |  | N | Electric Utility | 1 | X | DFO
Petroleum Liquids.DFO | petroleum | TRUE | 13683 | North Carolina El Member Corp | 6377 | Ocracoke Hybrid | NC | Hyde | 1 | Petroleum Liquids | IC |  | S | 3 | 3 | 3 | N | 1991 |  |  | N | Electric Utility | 1 | X | DFO
Batteries.MWH | battery storage | TRUE | 13683 | North Carolina El Member Corp | 6377 | Ocracoke Hybrid | NC | Hyde | BAT | Batteries | BA |  | S | 1 | 1 | 0 | N | 2017 |  |  | N | Electric Utility | 1 | X | MWH
Conventional Hydroelectric.WAT | hydro | TRUE | 61350 | Central Rivers Power MA, LLC | 6378 | Dwight | MA | Hampden | DW2 | Conventional Hydroelectric | HY |  | S | 0.4 | 0.4 | 0.4 | N | 1920 |  |  | N | IPP Non-CHP | 2 | X | WAT
Conventional Hydroelectric.WAT | hydro | TRUE | 61350 | Central Rivers Power MA, LLC | 6378 | Dwight | MA | Hampden | DW3 | Conventional Hydroelectric | HY |  | S | 0.4 | 0.4 | 0.4 | N | 1920 |  |  | N | IPP Non-CHP | 2 | X | WAT
Conventional Hydroelectric.WAT | hydro | TRUE | 61350 | Central Rivers Power MA, LLC | 6378 | Dwight | MA | Hampden | DW4 | Conventional Hydroelectric | HY |  | S | 0.4 | 0.4 | 0.4 | N | 1920 |  |  | N | IPP Non-CHP | 2 | X | WAT
Conventional Hydroelectric.WAT | hydro | TRUE | 61350 | Central Rivers Power MA, LLC | 6379 | Indian Orchard | MA | Hampden | IO3 | Conventional Hydroelectric | HY |  | S | 1.5 | 1.5 | 1.5 | N | 1928 |  |  | N | IPP Non-CHP | 2 | X | WAT
Conventional Hydroelectric.WAT | hydro | TRUE | 61350 | Central Rivers Power MA, LLC | 6379 | Indian Orchard | MA | Hampden | IO4 | Conventional Hydroelectric | HY |  | S | 2.2 | 2.2 | 2.2 | N | 1928 |  |  | N | IPP Non-CHP | 2 | X | WAT
Conventional Hydroelectric.WAT | hydro | TRUE | 58185 | FirstLight Power Resources, Inc. - MA | 6388 | Turners Falls | MA | Franklin | 1 | Conventional Hydroelectric | HY |  | S | 1.9 | 1.9 | 0.9 | N | 1913 |  |  | N | IPP Non-CHP | 2 | X | WAT
Conventional Hydroelectric.WAT | hydro | TRUE | 58185 | FirstLight Power Resources, Inc. - MA | 6388 | Turners Falls | MA | Franklin | 2 | Conventional Hydroelectric | HY |  | S | 0.4 | 0.4 | 0.4 | N | 1913 |  |  | N | IPP Non-CHP | 2 | X | WAT
Conventional Hydroelectric.WAT | hydro | TRUE | 58185 | FirstLight Power Resources, Inc. - MA | 6388 | Turners Falls | MA | Franklin | 3 | Conventional Hydroelectric | HY |  | S | 1.3 | 1.3 | 1.3 | N | 1910 |  |  | N | IPP Non-CHP | 2 | X | WAT
Conventional Hydroelectric.WAT | hydro | TRUE | 58185 | FirstLight Power Resources, Inc. - MA | 6388 | Turners Falls | MA | Franklin | 5 | Conventional Hydroelectric | HY |  | S | 1.4 | 1.4 | 1.3 | N | 1905 |  |  | N | IPP Non-CHP | 2 | X | WAT
Conventional Hydroelectric.WAT | hydro | TRUE | 58185 | FirstLight Power Resources, Inc. - MA | 6388 | Turners Falls | MA | Franklin | 7 | Conventional Hydroelectric | HY |  | S | 1.4 | 1.4 | 1.3 | N | 1910 |  |  | N | IPP Non-CHP | 2 | X | WAT
Petroleum Liquids.DFO | petroleum | TRUE | 84 | A & N Electric Coop | 6390 | Tangier | VA | Accomack | 5 | Petroleum Liquids | IC |  | S | 1.2 | 1.2 | 0.1 | N | 1993 |  |  | N | Electric Utility | 1 | X | DFO
Petroleum Liquids.DFO | petroleum | TRUE | 84 | A & N Electric Coop | 6390 | Tangier | VA | Accomack | 6 | Petroleum Liquids | IC |  | S | 1.2 | 1.2 | 0.1 | N | 1993 |  |  | N | Electric Utility | 1 | X | DFO
Petroleum Liquids.DFO | petroleum | TRUE | 84 | A & N Electric Coop | 6391 | Smith Island | MD | Somerset | 2 | Petroleum Liquids | IC |  | S | 0.4 | 0.4 | 0.1 | N | 1994 |  |  | N | Electric Utility | 1 | X | DFO
Petroleum Liquids.DFO | petroleum | TRUE | 84 | A & N Electric Coop | 6391 | Smith Island | MD | Somerset | 4 | Petroleum Liquids | IC |  | S | 1 | 1 | 0.1 | N | 2021 |  |  | N | Electric Utility | 1 | X | DFO
Conventional Hydroelectric.WAT | hydro | TRUE | 11273 | Lower Valley Energy Inc | 6393 | Strawberry Creek | WY | Lincoln | 1 | Conventional Hydroelectric | HY |  | S | 0.5 | 0.5 | 0.1 | N | 1940 |  |  | N | Electric Utility | 1 | X | WAT
Conventional Hydroelectric.WAT | hydro | TRUE | 11273 | Lower Valley Energy Inc | 6393 | Strawberry Creek | WY | Lincoln | 2 | Conventional Hydroelectric | HY |  | S | 0.5 | 0.5 | 0.1 | N | 1940 |  |  | N | Electric Utility | 1 | X | WAT
Conventional Hydroelectric.WAT | hydro | TRUE | 11273 | Lower Valley Energy Inc | 6393 | Strawberry Creek | WY | Lincoln | 3 | Conventional Hydroelectric | HY |  | S | 0.5 | 0.5 | 0.1 | N | 1951 |  |  | N | Electric Utility | 1 | X | WAT
Conventional Hydroelectric.WAT | hydro | TRUE | 11273 | Lower Valley Energy Inc | 6394 | Swift Creek | WY | Lincoln | 3 | Conventional Hydroelectric | HY |  | S | 0.8 | 0.8 | 0.1 | N | 2009 |  |  | N | Electric Utility | 1 | X | WAT
Conventional Hydroelectric.WAT | hydro | TRUE | 11273 | Lower Valley Energy Inc | 6394 | Swift Creek | WY | Lincoln | 4 | Conventional Hydroelectric | HY |  | S | 0.6 | 0.6 | 0.1 | N | 2010 |  |  | N | Electric Utility | 1 | X | WAT
Conventional Hydroelectric.WAT | hydro | TRUE | 11273 | Lower Valley Energy Inc | 6394 | Swift Creek | WY | Lincoln | 5 | Conventional Hydroelectric | HY |  | S | 0.3 | 0.3 | 0.1 | N | 2010 |  |  | N | Electric Utility | 1 | X | WAT
Conventional Hydroelectric.WAT | hydro | TRUE | 2518 | U S Bureau of Reclamation | 6395 | Anderson Ranch | ID | Elmore | 1 | Conventional Hydroelectric | HY |  | S | 20 | 20 | 0 | N | 1950 |  |  | N | Electric Utility | 1 | X | WAT
Conventional Hydroelectric.WAT | hydro | TRUE | 2518 | U S Bureau of Reclamation | 6395 | Anderson Ranch | ID | Elmore | 2 | Conventional Hydroelectric | HY |  | S | 20 | 20 | 0 | N | 1951 |  |  | N | Electric Utility | 1 | X | WAT
Conventional Hydroelectric.WAT | hydro | TRUE | 2518 | U S Bureau of Reclamation | 6396 | Black Canyon | ID | Gem | 1 | Conventional Hydroelectric | HY |  | S | 5.1 | 5.1 | 0 | N | 1925 |  |  | N | Electric Utility | 1 | X | WAT
Conventional Hydroelectric.WAT | hydro | TRUE | 2518 | U S Bureau of Reclamation | 6396 | Black Canyon | ID | Gem | 2 | Conventional Hydroelectric | HY |  | S | 5.1 | 5.1 | 0 | N | 1925 |  |  | N | Electric Utility | 1 | X | WAT
Conventional Hydroelectric.WAT | hydro | TRUE | 2518 | U S Bureau of Reclamation | 6397 | Boise R Diversion | ID | Ada | 1A | Conventional Hydroelectric | HY |  | S | 1.1 | 1.1 | 0 | N | 2004 |  |  | N | Electric Utility | 1 | X | WAT
Conventional Hydroelectric.WAT | hydro | TRUE | 2518 | U S Bureau of Reclamation | 6397 | Boise R Diversion | ID | Ada | 2A | Conventional Hydroelectric | HY |  | S | 1.1 | 1.1 | 0 | N | 2004 |  |  | N | Electric Utility | 1 | X | WAT
Conventional Hydroelectric.WAT | hydro | TRUE | 2518 | U S Bureau of Reclamation | 6397 | Boise R Diversion | ID | Ada | 3A | Conventional Hydroelectric | HY |  | S | 1.1 | 1.1 | 0 | N | 2004 |  |  | N | Electric Utility | 1 | X | WAT
Conventional Hydroelectric.WAT | hydro | TRUE | 2518 | U S Bureau of Reclamation | 6398 | Minidoka | ID | Minidoka | 6 | Conventional Hydroelectric | HY |  | S | 2.7 | 2.7 | 0 | N | 1927 |  |  | N | Electric Utility | 1 | X | WAT
Conventional Hydroelectric.WAT | hydro | TRUE | 2518 | U S Bureau of Reclamation | 6398 | Minidoka | ID | Minidoka | 7 | Conventional Hydroelectric | HY |  | S | 5 | 5 | 0 | N | 1942 |  |  | N | Electric Utility | 1 | X | WAT
Conventional Hydroelectric.WAT | hydro | TRUE | 2518 | U S Bureau of Reclamation | 6398 | Minidoka | ID | Minidoka | 8 | Conventional Hydroelectric | HY |  | S | 10 | 10 | 0 | N | 1997 |  |  | N | Electric Utility | 1 | X | WAT
Conventional Hydroelectric.WAT | hydro | TRUE | 2518 | U S Bureau of Reclamation | 6398 | Minidoka | ID | Minidoka | 9 | Conventional Hydroelectric | HY |  | S | 10 | 10 | 0 | N | 1997 |  |  | N | Electric Utility | 1 | X | WAT
Conventional Hydroelectric.WAT | hydro | TRUE | 2518 | U S Bureau of Reclamation | 6400 | Canyon Ferry | MT | Lewis and Clark | 1 | Conventional Hydroelectric | HY |  | S | 19.2 | 19.2 | 0 | Y | 1953 |  |  | N | Electric Utility | 1 | X | WAT
Conventional Hydroelectric.WAT | hydro | TRUE | 2518 | U S Bureau of Reclamation | 6400 | Canyon Ferry | MT | Lewis and Clark | 2 | Conventional Hydroelectric | HY |  | S | 19.2 | 19.2 | 0 | N | 1954 |  |  | N | Electric Utility | 1 | X | WAT
Conventional Hydroelectric.WAT | hydro | TRUE | 2518 | U S Bureau of Reclamation | 6400 | Canyon Ferry | MT | Lewis and Clark | 3 | Conventional Hydroelectric | HY |  | S | 19.2 | 19.2 | 0 | N | 1954 |  |  | N | Electric Utility | 1 | X | WAT
Conventional Hydroelectric.WAT | hydro | TRUE | 2518 | U S Bureau of Reclamation | 6402 | Elephant Butte | NM | Sierra | 1 | Conventional Hydroelectric | HY |  | S | 9.3 | 9.3 | 0 | N | 1940 |  |  | N | Electric Utility | 1 | X | WAT
Conventional Hydroelectric.WAT | hydro | TRUE | 2518 | U S Bureau of Reclamation | 6402 | Elephant Butte | NM | Sierra | 2 | Conventional Hydroelectric | HY |  | S | 9.3 | 9.3 | 0 | N | 1940 |  |  | N | Electric Utility | 1 | X | WAT
Conventional Hydroelectric.WAT | hydro | TRUE | 2518 | U S Bureau of Reclamation | 6402 | Elephant Butte | NM | Sierra | 3 | Conventional Hydroelectric | HY |  | S | 9.3 | 9.3 | 0 | N | 1940 |  |  | N | Electric Utility | 1 | X | WAT
Conventional Hydroelectric.WAT | hydro | TRUE | 2518 | U S Bureau of Reclamation | 6403 | Green Springs | OR | Jackson | 1 | Conventional Hydroelectric | HY |  | S | 17.2 | 17.2 | 0 | N | 1960 |  |  | N | Electric Utility | 1 | X | WAT
Conventional Hydroelectric.WAT | hydro | TRUE | 2518 | U S Bureau of Reclamation | 6404 | Deer Creek (UT) | UT | Wasatch | 1 | Conventional Hydroelectric | HY |  | S | 2.7 | 2.7 | 0 | N | 1958 |  |  | N | Electric Utility | 1 | X | WAT
Conventional Hydroelectric.WAT | hydro | TRUE | 2518 | U S Bureau of Reclamation | 6404 | Deer Creek (UT) | UT | Wasatch | 2 | Conventional Hydroelectric | HY |  | S | 2.7 | 2.7 | 0 | N | 1958 |  |  | N | Electric Utility | 1 | X | WAT
Conventional Hydroelectric.WAT | hydro | TRUE | 2518 | U S Bureau of Reclamation | 6405 | Flaming Gorge | UT | Daggett | 1 | Conventional Hydroelectric | HY |  | S | 50.6 | 50.6 | 0 | N | 1963 |  |  | N | Electric Utility | 1 | X | WAT
Conventional Hydroelectric.WAT | hydro | TRUE | 2518 | U S Bureau of Reclamation | 6405 | Flaming Gorge | UT | Daggett | 2 | Conventional Hydroelectric | HY |  | S | 50.6 | 50.6 | 0 | N | 1963 |  |  | N | Electric Utility | 1 | X | WAT
Conventional Hydroelectric.WAT | hydro | TRUE | 2518 | U S Bureau of Reclamation | 6405 | Flaming Gorge | UT | Daggett | 3 | Conventional Hydroelectric | HY |  | S | 50.6 | 50.6 | 0 | N | 1964 |  |  | N | Electric Utility | 1 | X | WAT
Conventional Hydroelectric.WAT | hydro | TRUE | 2518 | U S Bureau of Reclamation | 6406 | Chandler | WA | Benton | 1 | Conventional Hydroelectric | HY |  | S | 6 | 6 | 0 | N | 1956 |  |  | N | Electric Utility | 1 | X | WAT
Conventional Hydroelectric.WAT | hydro | TRUE | 2518 | U S Bureau of Reclamation | 6406 | Chandler | WA | Benton | 2 | Conventional Hydroelectric | HY |  | S | 6 | 6 | 0 | N | 1956 |  |  | N | Electric Utility | 1 | X | WAT
Conventional Hydroelectric.WAT | hydro | TRUE | 2518 | U S Bureau of Reclamation | 6407 | Roza | WA | Yakima | 1 | Conventional Hydroelectric | HY |  | S | 12.9 | 12.9 | 0 | N | 1958 |  |  | N | Electric Utility | 1 | X | WAT
Conventional Hydroelectric.WAT | hydro | TRUE | 2518 | U S Bureau of Reclamation | 6408 | Heart Mountain | WY | Park | 1 | Conventional Hydroelectric | HY |  | S | 5 | 4.6 | 0 | N | 1948 |  |  | N | Electric Utility | 1 | X | WAT
Conventional Hydroelectric.WAT | hydro | TRUE | 2518 | U S Bureau of Reclamation | 6409 | Alcova | WY | Natrona | 1 | Conventional Hydroelectric | HY |  | S | 20.7 | 20.7 | 0 | N | 1955 |  |  | N | Electric Utility | 1 | X | WAT
Conventional Hydroelectric.WAT | hydro | TRUE | 2518 | U S Bureau of Reclamation | 6409 | Alcova | WY | Natrona | 2 | Conventional Hydroelectric | HY |  | S | 20.7 | 20.7 | 0 | N | 1955 |  |  | N | Electric Utility | 1 | X | WAT
Conventional Hydroelectric.WAT | hydro | TRUE | 9339 | International Bound & Wtr Comm | 6410 | Falcon Dam & Power | TX | Starr | 1 | Conventional Hydroelectric | HY |  | S | 10.5 | 10.5 | 3 | N | 1954 |  |  | N | Electric Utility | 1 | X | WAT
Conventional Hydroelectric.WAT | hydro | TRUE | 9339 | International Bound & Wtr Comm | 6410 | Falcon Dam & Power | TX | Starr | 2 | Conventional Hydroelectric | HY |  | S | 10 | 10 | 3 | N | 1954 |  |  | N | Electric Utility | 1 | X | WAT
Conventional Hydroelectric.WAT | hydro | TRUE | 9339 | International Bound & Wtr Comm | 6410 | Falcon Dam & Power | TX | Starr | 3 | Conventional Hydroelectric | HY |  | S | 10 | 10 | 3 | N | 1954 |  |  | N | Electric Utility | 1 | X | WAT
Conventional Hydroelectric.WAT | hydro | TRUE | 19449 | USACE-Fort Worth District | 6413 | Sam Rayburn Dam | TX | Jasper | 1 | Conventional Hydroelectric | HY |  | S | 26 | 26 | 10 | N | 1965 |  |  | N | Electric Utility | 1 | X | WAT
Conventional Hydroelectric.WAT | hydro | TRUE | 19449 | USACE-Fort Worth District | 6413 | Sam Rayburn Dam | TX | Jasper | 2 | Conventional Hydroelectric | HY |  | S | 26 | 26 | 10 | N | 1965 |  |  | N | Electric Utility | 1 | X | WAT
Conventional Hydroelectric.WAT | hydro | TRUE | 19449 | USACE-Fort Worth District | 6414 | Whitney | TX | Bosque | 1 | Conventional Hydroelectric | HY |  | S | 21 | 21 | 1 | N | 1953 |  |  | N | Electric Utility | 1 | X | WAT
Conventional Hydroelectric.WAT | hydro | TRUE | 19449 | USACE-Fort Worth District | 6414 | Whitney | TX | Bosque | 2 | Conventional Hydroelectric | HY |  | S | 21 | 21 | 1 | N | 1953 |  |  | N | Electric Utility | 1 | X | WAT
Conventional Hydroelectric.WAT | hydro | TRUE | 27470 | USCE-Tulsa District | 6415 | Broken Bow Dam | OK | McCurtain | 1 | Conventional Hydroelectric | HY |  | S | 57.5 | 57.5 | 18 | N | 1970 |  |  | N | Electric Utility | 1 | X | WAT
Conventional Hydroelectric.WAT | hydro | TRUE | 27470 | USCE-Tulsa District | 6415 | Broken Bow Dam | OK | McCurtain | 2 | Conventional Hydroelectric | HY |  | S | 57.5 | 57.5 | 18 | N | 1970 |  |  | N | Electric Utility | 1 | X | WAT
Conventional Hydroelectric.WAT | hydro | TRUE | 27470 | USCE-Tulsa District | 6416 | Denison | TX | Grayson | 1 | Conventional Hydroelectric | HY |  | S | 50 | 50 | 25 | N | 1945 |  |  | N | Electric Utility | 1 | X | WAT
Conventional Hydroelectric.WAT | hydro | TRUE | 27470 | USCE-Tulsa District | 6416 | Denison | TX | Grayson | 2 | Conventional Hydroelectric | HY |  | S | 50 | 50 | 25 | N | 1949 |  |  | N | Electric Utility | 1 | X | WAT
Conventional Hydroelectric.WAT | hydro | TRUE | 19462 | USCE-Nashville District | 6417 | Center Hill | TN | DeKalb | 1 | Conventional Hydroelectric | HY |  | S | 52 | 52 | 45 | N | 1950 |  |  | N | Electric Utility | 1 | X | WAT
Conventional Hydroelectric.WAT | hydro | TRUE | 19462 | USCE-Nashville District | 6417 | Center Hill | TN | DeKalb | 2 | Conventional Hydroelectric | HY |  | S | 50 | 50 | 45 | N | 1951 |  |  | N | Electric Utility | 1 | X | WAT
Conventional Hydroelectric.WAT | hydro | TRUE | 19462 | USCE-Nashville District | 6417 | Center Hill | TN | DeKalb | 3 | Conventional Hydroelectric | HY |  | S | 52 | 52 | 45 | N | 1951 |  |  | N | Electric Utility | 1 | X | WAT
Conventional Hydroelectric.WAT | hydro | TRUE | 19462 | USCE-Nashville District | 6418 | Cheatham | TN | Dickson | 1 | Conventional Hydroelectric | HY |  | S | 13.8 | 13.8 | 12 | N | 1958 |  |  | N | Electric Utility | 1 | X | WAT
Conventional Hydroelectric.WAT | hydro | TRUE | 19462 | USCE-Nashville District | 6418 | Cheatham | TN | Dickson | 2 | Conventional Hydroelectric | HY |  | S | 13.8 | 13.8 | 12 | N | 1958 |  |  | N | Electric Utility | 1 | X | WAT
Conventional Hydroelectric.WAT | hydro | TRUE | 19462 | USCE-Nashville District | 6418 | Cheatham | TN | Dickson | 3 | Conventional Hydroelectric | HY |  | S | 13.8 | 13.8 | 12 | N | 1958 |  |  | N | Electric Utility | 1 | X | WAT
Conventional Hydroelectric.WAT | hydro | TRUE | 27470 | USCE-Tulsa District | 6419 | Eufaula Dam | OK | Haskell | 1 | Conventional Hydroelectric | HY |  | S | 34.5 | 34.5 | 10 | N | 1964 |  |  | N | Electric Utility | 1 | X | WAT
Conventional Hydroelectric.WAT | hydro | TRUE | 27470 | USCE-Tulsa District | 6419 | Eufaula Dam | OK | Haskell | 2 | Conventional Hydroelectric | HY |  | S | 34.5 | 34.5 | 10 | N | 1964 |  |  | N | Electric Utility | 1 | X | WAT
Conventional Hydroelectric.WAT | hydro | TRUE | 27470 | USCE-Tulsa District | 6419 | Eufaula Dam | OK | Haskell | 3 | Conventional Hydroelectric | HY |  | S | 34.5 | 34.5 | 10 | N | 1964 |  |  | N | Electric Utility | 1 | X | WAT
Conventional Hydroelectric.WAT | hydro | TRUE | 14354 | PacifiCorp | 6421 | Lemolo 2 | OR | Douglas | 1 | Conventional Hydroelectric | HY |  | S | 38.5 | 38.5 | 0 | N | 1956 |  |  | N | Electric Utility | 1 | X | WAT
Conventional Hydroelectric.WAT | hydro | TRUE | 13902 | NorthWestern Energy (MT Hydro) | 6422 | Madison Dam | MT | Madison | MAD5 | Conventional Hydroelectric | HY |  | S | 4.1 | 4.1 | 0.5 | N | 2021 |  |  | N | Electric Utility | 1 | X | WAT
Conventional Hydroelectric.WAT | hydro | TRUE | 13902 | NorthWestern Energy (MT Hydro) | 6422 | Madison Dam | MT | Madison | MAD6 | Conventional Hydroelectric | HY |  | S | 4.1 | 4.1 | 0.5 | N | 2021 |  |  | N | Electric Utility | 1 | X | WAT
Conventional Hydroelectric.WAT | hydro | TRUE | 13902 | NorthWestern Energy (MT Hydro) | 6422 | Madison Dam | MT | Madison | MAD7 | Conventional Hydroelectric | HY |  | S | 4.1 | 4.1 | 0.5 | N | 2022 |  |  | N | Electric Utility | 1 | X | WAT
Conventional Hydroelectric.WAT | hydro | TRUE | 13902 | NorthWestern Energy (MT Hydro) | 6422 | Madison Dam | MT | Madison | MAD8 | Conventional Hydroelectric | HY |  | S | 4.1 | 4.1 | 0.5 | N | 2022 |  |  | N | Electric Utility | 1 | X | WAT
Conventional Hydroelectric.WAT | hydro | TRUE | 3413 | PUD No 1 of Chelan County | 6424 | Chelan | WA | Chelan | A-1 | Conventional Hydroelectric | HY |  | S | 31.4 | 31.4 | 23 | N | 1927 |  |  | N | Electric Utility | 1 | X | WAT
Conventional Hydroelectric.WAT | hydro | TRUE | 3413 | PUD No 1 of Chelan County | 6424 | Chelan | WA | Chelan | A-2 | Conventional Hydroelectric | HY |  | S | 30.7 | 30.7 | 23 | N | 1928 |  |  | N | Electric Utility | 1 | X | WAT
Conventional Hydroelectric.WAT | hydro | TRUE | 16868 | City of Seattle - (WA) | 6430 | Cedar Falls (WA) | WA | King | 5 | Conventional Hydroelectric | HY |  | S | 15 | 15 | 0.2 | N | 1921 |  |  | N | Electric Utility | 1 | X | WAT
Conventional Hydroelectric.WAT | hydro | TRUE | 16868 | City of Seattle - (WA) | 6430 | Cedar Falls (WA) | WA | King | 6 | Conventional Hydroelectric | HY |  | S | 15 | 15 | 0.2 | N | 1929 |  |  | N | Electric Utility | 1 | X | WAT
Conventional Hydroelectric.WAT | hydro | TRUE | 16868 | City of Seattle - (WA) | 6431 | Gorge | WA | Whatcom | 21 | Conventional Hydroelectric | HY |  | S | 32 | 32 | 0 | N | 1924 |  |  | N | Electric Utility | 1 | X | WAT
Conventional Hydroelectric.WAT | hydro | TRUE | 16868 | City of Seattle - (WA) | 6431 | Gorge | WA | Whatcom | 22 | Conventional Hydroelectric | HY |  | S | 32 | 32 | 0 | N | 1924 |  |  | N | Electric Utility | 1 | X | WAT
Conventional Hydroelectric.WAT | hydro | TRUE | 16868 | City of Seattle - (WA) | 6431 | Gorge | WA | Whatcom | 23 | Conventional Hydroelectric | HY |  | S | 32 | 32 | 0 | N | 1929 |  |  | N | Electric Utility | 1 | X | WAT
Conventional Hydroelectric.WAT | hydro | TRUE | 16868 | City of Seattle - (WA) | 6431 | Gorge | WA | Whatcom | 24 | Conventional Hydroelectric | HY |  | S | 97 | 97 | 0 | N | 1951 |  |  | N | Electric Utility | 1 | X | WAT
Conventional Hydroelectric.WAT | hydro | TRUE | 16868 | City of Seattle - (WA) | 6432 | Diablo | WA | Whatcom | 31 | Conventional Hydroelectric | HY |  | S | 90 | 90 | 0 | N | 1937 |  |  | N | Electric Utility | 1 | X | WAT
Conventional Hydroelectric.WAT | hydro | TRUE | 16868 | City of Seattle - (WA) | 6432 | Diablo | WA | Whatcom | 32 | Conventional Hydroelectric | HY |  | S | 90 | 90 | 0 | N | 1936 |  |  | N | Electric Utility | 1 | X | WAT
Conventional Hydroelectric.WAT | hydro | TRUE | 16868 | City of Seattle - (WA) | 6432 | Diablo | WA | Whatcom | 35 | Conventional Hydroelectric | HY |  | S | 1.2 | 1.2 | 0 | N | 1936 |  |  | N | Electric Utility | 1 | X | WAT
Conventional Hydroelectric.WAT | hydro | TRUE | 16868 | City of Seattle - (WA) | 6432 | Diablo | WA | Whatcom | 36 | Conventional Hydroelectric | HY |  | S | 1.2 | 1.2 | 0 | N | 1936 |  |  | N | Electric Utility | 1 | X | WAT
Conventional Hydroelectric.WAT | hydro | TRUE | 16868 | City of Seattle - (WA) | 6433 | Boundary | WA | Pend Oreille | 51 | Conventional Hydroelectric | HY |  | S | 180.5 | 180.5 | 0 | N | 1967 |  |  | N | Electric Utility | 1 | X | WAT
Conventional Hydroelectric.WAT | hydro | TRUE | 16868 | City of Seattle - (WA) | 6433 | Boundary | WA | Pend Oreille | 52 | Conventional Hydroelectric | HY |  | S | 161.5 | 161.5 | 0 | N | 1967 |  |  | N | Electric Utility | 1 | X | WAT
Conventional Hydroelectric.WAT | hydro | TRUE | 16868 | City of Seattle - (WA) | 6433 | Boundary | WA | Pend Oreille | 53 | Conventional Hydroelectric | HY |  | S | 158.4 | 158.4 | 0 | N | 1967 |  |  | N | Electric Utility | 1 | X | WAT
Conventional Hydroelectric.WAT | hydro | TRUE | 16868 | City of Seattle - (WA) | 6433 | Boundary | WA | Pend Oreille | 54 | Conventional Hydroelectric | HY |  | S | 180.5 | 180.5 | 0 | Y | 1967 |  |  | N | Electric Utility | 1 | X | WAT
Conventional Hydroelectric.WAT | hydro | TRUE | 16868 | City of Seattle - (WA) | 6433 | Boundary | WA | Pend Oreille | 55 | Conventional Hydroelectric | HY |  | S | 232 | 232 | 0 | N | 1985 |  |  | N | Electric Utility | 1 | X | WAT
Conventional Hydroelectric.WAT | hydro | TRUE | 16868 | City of Seattle - (WA) | 6433 | Boundary | WA | Pend Oreille | 56 | Conventional Hydroelectric | HY |  | S | 232 | 232 | 0 | N | 1986 |  |  | N | Electric Utility | 1 | X | WAT
Conventional Hydroelectric.WAT | hydro | TRUE | 5416 | Duke Energy Carolinas, LLC | 6438 | Queens Creek | NC | Macon | 1 | Conventional Hydroelectric | HY |  | S | 1.4 | 1.4 | 1.4 | N | 1949 |  |  | N | Electric Utility | 1 | X | WAT
Conventional Hydroelectric.WAT | hydro | TRUE | 18642 | Tennessee Valley Authority | 6440 | Wilson Dam | AL | Lauderdale | 1 | Conventional Hydroelectric | HY |  | S | 22 | 21.8 | 21 | N | 1925 |  |  | N | Electric Utility | 1 | X | WAT
Conventional Hydroelectric.WAT | hydro | TRUE | 18642 | Tennessee Valley Authority | 6440 | Wilson Dam | AL | Lauderdale | 10 | Conventional Hydroelectric | HY |  | S | 29.5 | 29.2 | 18 | N | 1942 |  |  | N | Electric Utility | 1 | X | WAT
Conventional Hydroelectric.WAT | hydro | TRUE | 18642 | Tennessee Valley Authority | 6440 | Wilson Dam | AL | Lauderdale | 11 | Conventional Hydroelectric | HY |  | S | 29.2 | 29 | 18 | N | 1942 |  |  | N | Electric Utility | 1 | X | WAT
Conventional Hydroelectric.WAT | hydro | TRUE | 18642 | Tennessee Valley Authority | 6440 | Wilson Dam | AL | Lauderdale | 12 | Conventional Hydroelectric | HY |  | S | 29.2 | 29 | 22 | N | 1942 |  |  | N | Electric Utility | 1 | X | WAT
Conventional Hydroelectric.WAT | hydro | TRUE | 18642 | Tennessee Valley Authority | 6440 | Wilson Dam | AL | Lauderdale | 13 | Conventional Hydroelectric | HY |  | S | 29.4 | 29.1 | 18 | N | 1943 |  |  | N | Electric Utility | 1 | X | WAT
Conventional Hydroelectric.WAT | hydro | TRUE | 18642 | Tennessee Valley Authority | 6440 | Wilson Dam | AL | Lauderdale | 14 | Conventional Hydroelectric | HY |  | S | 29.4 | 29.1 | 22 | N | 1943 |  |  | N | Electric Utility | 1 | X | WAT
Conventional Hydroelectric.WAT | hydro | TRUE | 18642 | Tennessee Valley Authority | 6440 | Wilson Dam | AL | Lauderdale | 15 | Conventional Hydroelectric | HY |  | S | 29.2 | 29 | 18 | N | 1949 |  |  | N | Electric Utility | 1 | X | WAT
Conventional Hydroelectric.WAT | hydro | TRUE | 18642 | Tennessee Valley Authority | 6440 | Wilson Dam | AL | Lauderdale | 16 | Conventional Hydroelectric | HY |  | S | 29.2 | 29 | 18 | N | 1950 |  |  | N | Electric Utility | 1 | X | WAT
Conventional Hydroelectric.WAT | hydro | TRUE | 18642 | Tennessee Valley Authority | 6440 | Wilson Dam | AL | Lauderdale | 17 | Conventional Hydroelectric | HY |  | S | 29 | 28.8 | 18 | N | 1950 |  |  | N | Electric Utility | 1 | X | WAT
Conventional Hydroelectric.WAT | hydro | TRUE | 18642 | Tennessee Valley Authority | 6440 | Wilson Dam | AL | Lauderdale | 18 | Conventional Hydroelectric | HY |  | S | 29 | 28.7 | 18 | N | 1950 |  |  | N | Electric Utility | 1 | X | WAT
Conventional Hydroelectric.WAT | hydro | TRUE | 18642 | Tennessee Valley Authority | 6440 | Wilson Dam | AL | Lauderdale | 19 | Conventional Hydroelectric | HY |  | S | 55 | 54.9 | 50 | N | 1961 |  |  | N | Electric Utility | 1 | X | WAT
Conventional Hydroelectric.WAT | hydro | TRUE | 18642 | Tennessee Valley Authority | 6440 | Wilson Dam | AL | Lauderdale | 2 | Conventional Hydroelectric | HY |  | S | 22.3 | 22.1 | 21 | N | 1925 |  |  | N | Electric Utility | 1 | X | WAT
Conventional Hydroelectric.WAT | hydro | TRUE | 18642 | Tennessee Valley Authority | 6440 | Wilson Dam | AL | Lauderdale | 20 | Conventional Hydroelectric | HY |  | S | 55 | 55 | 50 | N | 1962 |  |  | N | Electric Utility | 1 | X | WAT
Conventional Hydroelectric.WAT | hydro | TRUE | 18642 | Tennessee Valley Authority | 6440 | Wilson Dam | AL | Lauderdale | 21 | Conventional Hydroelectric | HY |  | S | 55 | 55 | 51.2 | N | 1962 |  |  | N | Electric Utility | 1 | X | WAT
Conventional Hydroelectric.WAT | hydro | TRUE | 18642 | Tennessee Valley Authority | 6440 | Wilson Dam | AL | Lauderdale | 3 | Conventional Hydroelectric | HY |  | S | 23 | 22.7 | 21 | N | 1925 |  |  | N | Electric Utility | 1 | X | WAT
Conventional Hydroelectric.WAT | hydro | TRUE | 18642 | Tennessee Valley Authority | 6440 | Wilson Dam | AL | Lauderdale | 4 | Conventional Hydroelectric | HY |  | S | 22 | 21.8 | 21 | N | 1925 |  |  | N | Electric Utility | 1 | X | WAT
Conventional Hydroelectric.WAT | hydro | TRUE | 18642 | Tennessee Valley Authority | 6440 | Wilson Dam | AL | Lauderdale | 5 | Conventional Hydroelectric | HY |  | S | 30.3 | 30 | 20 | N | 1925 |  |  | N | Electric Utility | 1 | X | WAT
Conventional Hydroelectric.WAT | hydro | TRUE | 18642 | Tennessee Valley Authority | 6440 | Wilson Dam | AL | Lauderdale | 6 | Conventional Hydroelectric | HY |  | S | 30.4 | 30.1 | 20 | N | 1925 |  |  | N | Electric Utility | 1 | X | WAT
Conventional Hydroelectric.WAT | hydro | TRUE | 18642 | Tennessee Valley Authority | 6440 | Wilson Dam | AL | Lauderdale | 7 | Conventional Hydroelectric | HY |  | S | 29.1 | 28.8 | 20 | N | 1925 |  |  | N | Electric Utility | 1 | X | WAT
Conventional Hydroelectric.WAT | hydro | TRUE | 18642 | Tennessee Valley Authority | 6440 | Wilson Dam | AL | Lauderdale | 8 | Conventional Hydroelectric | HY |  | S | 30.7 | 30.4 | 20 | N | 1925 |  |  | N | Electric Utility | 1 | X | WAT
Conventional Hydroelectric.WAT | hydro | TRUE | 18642 | Tennessee Valley Authority | 6440 | Wilson Dam | AL | Lauderdale | 9 | Conventional Hydroelectric | HY |  | S | 29.6 | 29.3 | 18 | N | 1942 |  |  | N | Electric Utility | 1 | X | WAT
Conventional Hydroelectric.WAT | hydro | TRUE | 14534 | City of Pasadena - (CA) | 6449 | Azusa | CA | Los Angeles | 1 | Conventional Hydroelectric | HY |  | S | 2 | 2 | 2 | N | 1949 |  |  | N | Electric Utility | 1 | X | WAT
Conventional Hydroelectric.WAT | hydro | TRUE | 7601 | Green Mountain Power Corp | 6450 | Proctor | VT | Rutland | 1 | Conventional Hydroelectric | HY |  | S | 1.6 | 1.6 | 0.2 | N | 1927 |  |  | N | Electric Utility | 1 | X | WAT
Conventional Hydroelectric.WAT | hydro | TRUE | 7601 | Green Mountain Power Corp | 6450 | Proctor | VT | Rutland | 2 | Conventional Hydroelectric | HY |  | S | 0.7 | 0.7 | 0.2 | N | 1905 |  |  | N | Electric Utility | 1 | X | WAT
Conventional Hydroelectric.WAT | hydro | TRUE | 7601 | Green Mountain Power Corp | 6450 | Proctor | VT | Rutland | 3 | Conventional Hydroelectric | HY |  | S | 0.7 | 0.7 | 0.2 | N | 1905 |  |  | N | Electric Utility | 1 | X | WAT
Conventional Hydroelectric.WAT | hydro | TRUE | 7601 | Green Mountain Power Corp | 6450 | Proctor | VT | Rutland | 4 | Conventional Hydroelectric | HY |  | S | 0.7 | 0.7 | 0.2 | N | 1905 |  |  | N | Electric Utility | 1 | X | WAT
Conventional Hydroelectric.WAT | hydro | TRUE | 7601 | Green Mountain Power Corp | 6450 | Proctor | VT | Rutland | 5 | Conventional Hydroelectric | HY |  | S | 2.8 | 2.9 | 0.2 | N | 1984 |  |  | N | Electric Utility | 1 | X | WAT
Conventional Hydroelectric.WAT | hydro | TRUE | 7601 | Green Mountain Power Corp | 6451 | Beldens | VT | Addison | 1 | Conventional Hydroelectric | HY |  | S | 0.6 | 0.8 | 0.2 | N | 1913 |  |  | N | Electric Utility | 1 | X | WAT
Conventional Hydroelectric.WAT | hydro | TRUE | 7601 | Green Mountain Power Corp | 6451 | Beldens | VT | Addison | 2 | Conventional Hydroelectric | HY |  | S | 0.6 | 0.8 | 0.2 | N | 1913 |  |  | N | Electric Utility | 1 | X | WAT
Conventional Hydroelectric.WAT | hydro | TRUE | 7601 | Green Mountain Power Corp | 6451 | Beldens | VT | Addison | HC3 | Conventional Hydroelectric | HY |  | S | 3.2 | 4.1 | 0.2 | N | 1988 |  |  | N | Electric Utility | 1 | X | WAT
Conventional Hydroelectric.WAT | hydro | TRUE | 7601 | Green Mountain Power Corp | 6456 | Carver Falls | NY | Washington | 1 | Conventional Hydroelectric | HY |  | S | 1.3 | 1.3 | 0.2 | N | 1922 |  |  | N | Electric Utility | 1 | X | WAT
Conventional Hydroelectric.WAT | hydro | TRUE | 7601 | Green Mountain Power Corp | 6456 | Carver Falls | NY | Washington | 2 | Conventional Hydroelectric | HY |  | S | 0.6 | 0.6 | 0.2 | N | 1922 |  |  | N | Electric Utility | 1 | X | WAT
Conventional Hydroelectric.WAT | hydro | TRUE | 14354 | PacifiCorp | 6459 | Big Fork | MT | Flathead | 1 | Conventional Hydroelectric | HY |  | S | 1.9 | 1.9 | 0 | N | 1927 |  |  | N | Electric Utility | 1 | X | WAT
Conventional Hydroelectric.WAT | hydro | TRUE | 14354 | PacifiCorp | 6459 | Big Fork | MT | Flathead | 2 | Conventional Hydroelectric | HY |  | S | 1.9 | 1.9 | 0 | N | 1928 |  |  | N | Electric Utility | 1 | X | WAT
Conventional Hydroelectric.WAT | hydro | TRUE | 14354 | PacifiCorp | 6459 | Big Fork | MT | Flathead | 3 | Conventional Hydroelectric | HY |  | S | 0.8 | 0.8 | 0 | N | 1910 |  |  | N | Electric Utility | 1 | X | WAT
Nuclear.NUC | nuclear | TRUE | 11241 | Entergy Louisiana LLC | 6462 | River Bend | LA | West Feliciana | 1 | Nuclear | ST |  | S | 972.3 | 989.7 | 103.6 | N | 1986 |  |  | N | Electric Utility | 1 | X | NUC
Petroleum Liquids.DFO | petroleum | TRUE | 554 | City of Ames - (IA) | 6463 | Ames GT | IA | Story | GT1 | Petroleum Liquids | GT |  | S | 16 | 22.1 | 1 | N | 1972 |  |  | N | Electric Utility | 1 | X | DFO
Petroleum Liquids.DFO | petroleum | TRUE | 554 | City of Ames - (IA) | 6463 | Ames GT | IA | Story | GT2 | Petroleum Liquids | GT |  | S | 25.7 |  | 15 | N | 2005 |  |  | N | Electric Utility | 1 | X | DFO
Conventional Steam Coal.LIG | lignite | TRUE | 1307 | Basin Electric Power Coop | 6469 | Antelope Valley | ND | Mercer | 1 | Conventional Steam Coal | ST |  | S | 450 | 450 | 180 | N | 1984 |  |  | N | Electric Utility | 1 | X | LIG
Conventional Steam Coal.LIG | lignite | TRUE | 1307 | Basin Electric Power Coop | 6469 | Antelope Valley | ND | Mercer | 2 | Conventional Steam Coal | ST |  | S | 450 | 450 | 180 | N | 1986 |  |  | N | Electric Utility | 1 | X | LIG
Petroleum Liquids.DFO | petroleum | TRUE | 10071 | Kauai Island Utility Cooperative | 6474 | Port Allen (HI) | HI | Kauai | 3 | Petroleum Liquids | IC |  | S | 2.5 | 2.5 | 0.5 | N | 1968 |  |  | N | Electric Utility | 1 | X | DFO
Petroleum Liquids.DFO | petroleum | TRUE | 10071 | Kauai Island Utility Cooperative | 6474 | Port Allen (HI) | HI | Kauai | 4 | Petroleum Liquids | IC |  | S | 1.2 | 1.2 | 0.5 | N | 1968 |  |  | N | Electric Utility | 1 | X | DFO
Petroleum Liquids.DFO | petroleum | TRUE | 10071 | Kauai Island Utility Cooperative | 6474 | Port Allen (HI) | HI | Kauai | 5 | Petroleum Liquids | IC |  | S | 2.5 | 2.5 | 0.5 | N | 1968 |  |  | N | Electric Utility | 1 | X | DFO
Petroleum Liquids.DFO | petroleum | TRUE | 10071 | Kauai Island Utility Cooperative | 6474 | Port Allen (HI) | HI | Kauai | 8 | Petroleum Liquids | IC |  | S | 7.6 | 7.6 | 1 | N | 1991 |  |  | N | Electric Utility | 1 | X | DFO | WO
Petroleum Liquids.DFO | petroleum | TRUE | 10071 | Kauai Island Utility Cooperative | 6474 | Port Allen (HI) | HI | Kauai | 9 | Petroleum Liquids | IC |  | S | 7.6 | 7.6 | 1 | N | 1991 |  |  | N | Electric Utility | 1 | X | DFO
Petroleum Liquids.DFO | petroleum | TRUE | 10071 | Kauai Island Utility Cooperative | 6474 | Port Allen (HI) | HI | Kauai | D6 | Petroleum Liquids | IC |  | S | 7.6 | 7.6 | 1 | N | 1990 |  |  | N | Electric Utility | 1 | X | DFO
Petroleum Liquids.DFO | petroleum | TRUE | 10071 | Kauai Island Utility Cooperative | 6474 | Port Allen (HI) | HI | Kauai | D7 | Petroleum Liquids | IC |  | S | 7.6 | 7.6 | 1 | N | 1990 |  |  | N | Electric Utility | 1 | X | DFO
Petroleum Liquids.DFO | petroleum | TRUE | 10071 | Kauai Island Utility Cooperative | 6474 | Port Allen (HI) | HI | Kauai | GT1 | Petroleum Liquids | GT | CC1 | S | 19 | 19 | 1 | N | 1973 |  |  | N | Electric Utility | 1 | X | DFO
Petroleum Liquids.DFO | petroleum | TRUE | 10071 | Kauai Island Utility Cooperative | 6474 | Port Allen (HI) | HI | Kauai | GT2 | Petroleum Liquids | GT | CC1 | S | 21.5 | 21.5 | 1 | N | 1977 |  |  | N | Electric Utility | 1 | X | DFO
Petroleum Liquids.DFO | petroleum | TRUE | 10071 | Kauai Island Utility Cooperative | 6474 | Port Allen (HI) | HI | Kauai | IC1 | Petroleum Liquids | IC |  | S | 1.5 | 1.5 | 0.5 | N | 1964 |  |  | N | Electric Utility | 1 | X | DFO
Petroleum Liquids.DFO | petroleum | TRUE | 10071 | Kauai Island Utility Cooperative | 6474 | Port Allen (HI) | HI | Kauai | IC2 | Petroleum Liquids | IC |  | S | 1.5 | 1.5 | 0.5 | N | 1964 |  |  | N | Electric Utility | 1 | X | DFO
Conventional Hydroelectric.WAT | hydro | TRUE | 7601 | Green Mountain Power Corp | 6475 | Gorge 18 | VT | Chittenden | 1 | Conventional Hydroelectric | HY |  | S | 3 | 3 | 0.3 | N | 1928 |  |  | N | Electric Utility | 1 | X | WAT
Conventional Hydroelectric.WAT | hydro | TRUE | 11208 | Los Angeles Department of Water & Power | 6479 | San Francisquito 1 | CA | Los Angeles | 1A | Conventional Hydroelectric | HY |  | S | 27 | 27 | 0.1 | N | 1983 |  |  | N | Electric Utility | 1 | X | WAT
Conventional Hydroelectric.WAT | hydro | TRUE | 11208 | Los Angeles Department of Water & Power | 6479 | San Francisquito 1 | CA | Los Angeles | 3 | Conventional Hydroelectric | HY |  | S | 11 | 11 | 0.1 | N | 1917 |  |  | N | Electric Utility | 1 | X | WAT
Conventional Hydroelectric.WAT | hydro | TRUE | 11208 | Los Angeles Department of Water & Power | 6479 | San Francisquito 1 | CA | Los Angeles | 4 | Conventional Hydroelectric | HY |  | S | 12 | 12 | 0.1 | N | 1923 |  |  | N | Electric Utility | 1 | X | WAT
Conventional Hydroelectric.WAT | hydro | TRUE | 11208 | Los Angeles Department of Water & Power | 6479 | San Francisquito 1 | CA | Los Angeles | 6 | Conventional Hydroelectric | HY |  | S | 27 | 27 | 0.1 | N | 1987 |  |  | N | Electric Utility | 1 | X | WAT
Conventional Hydroelectric.WAT | hydro | TRUE | 11208 | Los Angeles Department of Water & Power | 6480 | San Francisquito 2 | CA | Los Angeles | 1 | Conventional Hydroelectric | HY |  | S | 14.5 | 14.5 | 0.1 | N | 1920 |  |  | N | Electric Utility | 1 | X | WAT
Conventional Hydroelectric.WAT | hydro | TRUE | 11208 | Los Angeles Department of Water & Power | 6480 | San Francisquito 2 | CA | Los Angeles | 2 | Conventional Hydroelectric | HY |  | S | 14.4 | 14.4 | 0.1 | N | 1920 |  |  | N | Electric Utility | 1 | X | WAT
Conventional Hydroelectric.WAT | hydro | TRUE | 11208 | Los Angeles Department of Water & Power | 6480 | San Francisquito 2 | CA | Los Angeles | 3 | Conventional Hydroelectric | HY |  | S | 16 | 16 | 0.1 | N | 1932 |  |  | N | Electric Utility | 1 | X | WAT
Conventional Steam Coal.BIT | hard coal | TRUE | 11208 | Los Angeles Department of Water & Power | 6481 | Intermountain Power Project | UT | Millard | 1 | Conventional Steam Coal | ST |  | W | 900 | 900 | 270 | N | 1986 | 7 | 2025 | N | Electric Utility | 1 | X | BIT | SUB
Conventional Steam Coal.BIT | hard coal | TRUE | 11208 | Los Angeles Department of Water & Power | 6481 | Intermountain Power Project | UT | Millard | 2 | Conventional Steam Coal | ST |  | W | 900 | 900 | 270 | N | 1987 | 7 | 2025 | N | Electric Utility | 1 | X | BIT | SUB
Conventional Hydroelectric.WAT | hydro | TRUE | 61122 | Great River Hydro, LLC | 6483 | Mcindoes | VT | Caledonia | GEN1 | Conventional Hydroelectric | HY |  | S | 2.3 | 2.4 | 2.3 | N | 1931 |  |  | N | IPP Non-CHP | 2 | X | WAT
Conventional Hydroelectric.WAT | hydro | TRUE | 61122 | Great River Hydro, LLC | 6483 | Mcindoes | VT | Caledonia | GEN2 | Conventional Hydroelectric | HY |  | S | 2.3 | 2.4 | 2.3 | N | 1931 |  |  | N | IPP Non-CHP | 2 | X | WAT
Conventional Hydroelectric.WAT | hydro | TRUE | 61122 | Great River Hydro, LLC | 6483 | Mcindoes | VT | Caledonia | GEN3 | Conventional Hydroelectric | HY |  | S | 2.8 | 3 | 2.5 | N | 1931 |  |  | N | IPP Non-CHP | 2 | X | WAT
Conventional Hydroelectric.WAT | hydro | TRUE | 61122 | Great River Hydro, LLC | 6483 | Mcindoes | VT | Caledonia | GEN4 | Conventional Hydroelectric | HY |  | S | 2.8 | 3 | 2.5 | N | 1931 |  |  | N | IPP Non-CHP | 2 | X | WAT
Conventional Hydroelectric.WAT | hydro | TRUE | 14354 | PacifiCorp | 6484 | Bend | OR | Deschutes | 1 | Conventional Hydroelectric | HY |  | S | 0.2 | 0.2 | 0 | N | 1913 |  |  | N | Electric Utility | 1 | X | WAT
Conventional Hydroelectric.WAT | hydro | TRUE | 14354 | PacifiCorp | 6484 | Bend | OR | Deschutes | 2 | Conventional Hydroelectric | HY |  | S | 0.3 | 0.3 | 0 | N | 1916 |  |  | N | Electric Utility | 1 | X | WAT
Conventional Hydroelectric.WAT | hydro | TRUE | 14354 | PacifiCorp | 6484 | Bend | OR | Deschutes | 3 | Conventional Hydroelectric | HY |  | S | 0.5 | 0.5 | 0 | N | 1917 |  |  | N | Electric Utility | 1 | X | WAT
Conventional Hydroelectric.WAT | hydro | TRUE | 13511 | New York State Elec & Gas Corp | 6486 | Mill C | NY | Clinton | 1 | Conventional Hydroelectric | HY |  | S | 1 | 1 | 0 | N | 1944 |  |  | N | Electric Utility | 1 | X | WAT
Conventional Hydroelectric.WAT | hydro | TRUE | 13511 | New York State Elec & Gas Corp | 6486 | Mill C | NY | Clinton | 2 | Conventional Hydroelectric | HY |  | S | 1.2 | 1.2 | 0 | N | 1943 |  |  | N | Electric Utility | 1 | X | WAT
Conventional Hydroelectric.WAT | hydro | TRUE | 13511 | New York State Elec & Gas Corp | 6486 | Mill C | NY | Clinton | 3 | Conventional Hydroelectric | HY |  | S | 3.8 | 3.8 | 0 | N | 1984 |  |  | N | Electric Utility | 1 | X | WAT
Petroleum Liquids.DFO | petroleum | TRUE | 11843 | Maui Electric Co Ltd | 6504 | Maalaea | HI | Maui | 1 | Petroleum Liquids | IC |  | S | 2.5 | 2.5 | 2.5 | N | 1971 |  |  | N | Electric Utility | 1 | X | DFO
Petroleum Liquids.DFO | petroleum | TRUE | 11843 | Maui Electric Co Ltd | 6504 | Maalaea | HI | Maui | 10 | Petroleum Liquids | IC |  | S | 12.3 | 12.3 | 8 | N | 1979 |  |  | N | Electric Utility | 1 | X | DFO
Petroleum Liquids.DFO | petroleum | TRUE | 11843 | Maui Electric Co Ltd | 6504 | Maalaea | HI | Maui | 11 | Petroleum Liquids | IC |  | S | 12.3 | 12.3 | 8 | N | 1980 |  |  | N | Electric Utility | 1 | X | DFO
Petroleum Liquids.DFO | petroleum | TRUE | 11843 | Maui Electric Co Ltd | 6504 | Maalaea | HI | Maui | 12 | Petroleum Liquids | IC |  | S | 12.3 | 12.3 | 8 | N | 1988 |  |  | N | Electric Utility | 1 | X | DFO
Petroleum Liquids.DFO | petroleum | TRUE | 11843 | Maui Electric Co Ltd | 6504 | Maalaea | HI | Maui | 13 | Petroleum Liquids | IC |  | S | 12.3 | 12.3 | 8 | N | 1989 |  |  | N | Electric Utility | 1 | X | DFO
Petroleum Liquids.DFO | petroleum | TRUE | 11843 | Maui Electric Co Ltd | 6504 | Maalaea | HI | Maui | 14 | Petroleum Liquids | CT | CC1 | S | 21.1 | 21.1 | 8 | N | 1992 |  |  | N | Electric Utility | 1 | X | DFO
Petroleum Liquids.DFO | petroleum | TRUE | 11843 | Maui Electric Co Ltd | 6504 | Maalaea | HI | Maui | 15 | Petroleum Liquids | CA | CC1 | S | 12 | 12 | 4 | N | 1993 |  |  | N | Electric Utility | 1 | X | DFO
Petroleum Liquids.DFO | petroleum | TRUE | 11843 | Maui Electric Co Ltd | 6504 | Maalaea | HI | Maui | 16 | Petroleum Liquids | CT | CC1 | S | 21.1 | 21.1 | 8 | N | 1993 |  |  | N | Electric Utility | 1 | X | DFO
Petroleum Liquids.DFO | petroleum | TRUE | 11843 | Maui Electric Co Ltd | 6504 | Maalaea | HI | Maui | 17 | Petroleum Liquids | CT | CC2 | S | 17.6 | 17.6 | 14 | N | 1998 |  |  | N | Electric Utility | 1 | X | DFO
Petroleum Liquids.DFO | petroleum | TRUE | 11843 | Maui Electric Co Ltd | 6504 | Maalaea | HI | Maui | 18 | Petroleum Liquids | CA | CC2 | S | 13.8 | 13.8 | 8.5 | N | 2006 |  |  | N | Electric Utility | 1 | X | DFO
Petroleum Liquids.DFO | petroleum | TRUE | 11843 | Maui Electric Co Ltd | 6504 | Maalaea | HI | Maui | 19 | Petroleum Liquids | CT | CC2 | S | 17.6 | 17.6 | 14 | N | 2000 |  |  | N | Electric Utility | 1 | X | DFO
Petroleum Liquids.DFO | petroleum | TRUE | 11843 | Maui Electric Co Ltd | 6504 | Maalaea | HI | Maui | 2 | Petroleum Liquids | IC |  | S | 2.5 | 2.5 | 2.5 | N | 1972 |  |  | N | Electric Utility | 1 | X | DFO
Petroleum Liquids.DFO | petroleum | TRUE | 11843 | Maui Electric Co Ltd | 6504 | Maalaea | HI | Maui | 3 | Petroleum Liquids | IC |  | S | 2.5 | 2.5 | 2.5 | N | 1972 |  |  | N | Electric Utility | 1 | X | DFO
Petroleum Liquids.DFO | petroleum | TRUE | 11843 | Maui Electric Co Ltd | 6504 | Maalaea | HI | Maui | 4 | Petroleum Liquids | IC |  | S | 5.5 | 5.5 | 3 | N | 1973 |  |  | N | Electric Utility | 1 | X | DFO
Petroleum Liquids.DFO | petroleum | TRUE | 11843 | Maui Electric Co Ltd | 6504 | Maalaea | HI | Maui | 5 | Petroleum Liquids | IC |  | S | 5.5 | 5.5 | 3 | N | 1973 |  |  | N | Electric Utility | 1 | X | DFO
Petroleum Liquids.DFO | hard coal | TRUE | 11843 | Maui Electric Co Ltd | 6504 | Maalaea | HI | Maui | 6 | Petroleum Liquids | IC |  | S | 5.5 | 5.5 | 3 | N | 1975 |  |  | N | Electric Utility | 1 | X | DFO
Petroleum Liquids.DFO | hard coal | TRUE | 11843 | Maui Electric Co Ltd | 6504 | Maalaea | HI | Maui | 7 | Petroleum Liquids | IC |  | S | 5.5 | 5.5 | 3 | N | 1975 |  |  | N | Electric Utility | 1 | X | DFO
Petroleum Liquids.DFO | petroleum | TRUE | 11843 | Maui Electric Co Ltd | 6504 | Maalaea | HI | Maui | 8 | Petroleum Liquids | IC |  | S | 5.5 | 5.5 | 3 | N | 1977 |  |  | N | Electric Utility | 1 | X | DFO
Petroleum Liquids.DFO | petroleum | TRUE | 11843 | Maui Electric Co Ltd | 6504 | Maalaea | HI | Maui | 9 | Petroleum Liquids | IC |  | S | 5.5 | 5.5 | 3 | N | 1978 |  |  | N | Electric Utility | 1 | X | DFO
Petroleum Liquids.DFO | petroleum | TRUE | 11843 | Maui Electric Co Ltd | 6504 | Maalaea | HI | Maui | X1 | Petroleum Liquids | IC |  | S | 2.5 | 2.5 | 2.5 | N | 1987 |  |  | N | Electric Utility | 1 | X | DFO
Petroleum Liquids.DFO | petroleum | TRUE | 11843 | Maui Electric Co Ltd | 6504 | Maalaea | HI | Maui | X2 | Petroleum Liquids | IC |  | S | 2.5 | 2.5 | 2.5 | N | 1987 |  |  | N | Electric Utility | 1 | X | DFO
Conventional Hydroelectric.WAT | hydro | TRUE | 15248 | Portland General Electric Co | 6505 | Oak Grove | OR | Clackamas | 1 | Conventional Hydroelectric | HY |  | S | 22 | 22 | 4 | N | 1924 |  |  | N | Electric Utility | 1 | X | WAT
Conventional Hydroelectric.WAT | hydro | TRUE | 15248 | Portland General Electric Co | 6505 | Oak Grove | OR | Clackamas | 2 | Conventional Hydroelectric | HY |  | S | 22 | 22 | 4 | N | 1931 |  |  | N | Electric Utility | 1 | X | WAT
Conventional Hydroelectric.WAT | hydro | TRUE | 1956 | City of Bonners Ferry | 6506 | Moyie Springs | ID | Boundary | 1 | Conventional Hydroelectric | HY |  | S | 1.1 | 1.1 | 0.7 | N | 1941 |  |  | N | Electric Utility | 1 | X | WAT
Conventional Hydroelectric.WAT | hydro | TRUE | 1956 | City of Bonners Ferry | 6506 | Moyie Springs | ID | Boundary | 2 | Conventional Hydroelectric | HY |  | S | 0.4 | 0.4 | 0.3 | N | 1921 |  |  | N | Electric Utility | 1 | X | WAT
Conventional Hydroelectric.WAT | hydro | TRUE | 1956 | City of Bonners Ferry | 6506 | Moyie Springs | ID | Boundary | 3 | Conventional Hydroelectric | HY |  | S | 1.1 | 1.1 | 0.7 | N | 1950 |  |  | N | Electric Utility | 1 | X | WAT
Conventional Hydroelectric.WAT | hydro | TRUE | 1956 | City of Bonners Ferry | 6506 | Moyie Springs | ID | Boundary | 4 | Conventional Hydroelectric | HY |  | S | 1.7 | 1.7 | 1.2 | N | 1982 |  |  | N | Electric Utility | 1 | X | WAT
Conventional Hydroelectric.WAT | hydro | TRUE | 56621 | Yakama Power | 6507 | Drop 2 (WA) | WA | Yakima | 1 | Conventional Hydroelectric | HY |  | S | 2.1 | 2.1 | 0.8 | N | 1942 |  |  | N | Electric Utility | 1 | X | WAT
Conventional Hydroelectric.WAT | hydro | TRUE | 56621 | Yakama Power | 6508 | Drop 3 (WA) | WA | Yakima | 1 | Conventional Hydroelectric | HY |  | S | 0.5 | 0.5 | 0.2 | N | 1932 |  |  | N | Electric Utility | 1 | X | WAT
Conventional Hydroelectric.WAT | hydro | TRUE | 56621 | Yakama Power | 6508 | Drop 3 (WA) | WA | Yakima | 2 | Conventional Hydroelectric | HY |  | S | 0.5 | 0.5 | 0.2 | N | 1932 |  |  | N | Electric Utility | 1 | X | WAT
Petroleum Liquids.DFO | petroleum | TRUE | 17166 | Sierra Pacific Power Co | 6510 | Brunswick | NV | Carson City | 1 | Petroleum Liquids | IC |  | S | 2 | 2 | 1.7 | N | 1960 | 9 | 2028 | N | Electric Utility | 1 | X | DFO
Petroleum Liquids.DFO | petroleum | TRUE | 17166 | Sierra Pacific Power Co | 6510 | Brunswick | NV | Carson City | 2 | Petroleum Liquids | IC |  | S | 2 | 2 | 1.7 | N | 1960 | 9 | 2028 | N | Electric Utility | 1 | X | DFO
Petroleum Liquids.DFO | petroleum | TRUE | 17166 | Sierra Pacific Power Co | 6510 | Brunswick | NV | Carson City | 3 | Petroleum Liquids | IC |  | S | 2 | 2 | 1.7 | N | 1960 | 9 | 2028 | N | Electric Utility | 1 | X | DFO
Conventional Hydroelectric.WAT | hydro | TRUE | 56369 | Truckee Meadows Water Authority | 6513 | Fleish | NV | Washoe | 1 | Conventional Hydroelectric | HY |  | S | 2.5 | 2.2 | 0.5 | N | 1914 |  |  | N | IPP Non-CHP | 2 | X | WAT
Natural Gas Fired Combustion Turbine.NG | natural gas peaker | TRUE | 19728 | UNS Electric, Inc | 6515 | Valencia | AZ | Santa Cruz | GT1 | Natural Gas Fired Combustion Turbine | GT |  | S | 13.5 | 14.8 | 8 | N | 1989 |  |  | N | Electric Utility | 1 | X | NG | DFO
Natural Gas Fired Combustion Turbine.NG | natural gas peaker | TRUE | 19728 | UNS Electric, Inc | 6515 | Valencia | AZ | Santa Cruz | GT2 | Natural Gas Fired Combustion Turbine | GT |  | S | 13.5 | 14.8 | 8 | N | 1989 |  |  | N | Electric Utility | 1 | X | NG | DFO
Natural Gas Fired Combustion Turbine.NG | natural gas peaker | TRUE | 19728 | UNS Electric, Inc | 6515 | Valencia | AZ | Santa Cruz | GT3 | Natural Gas Fired Combustion Turbine | GT |  | S | 13.5 | 14.8 | 8 | N | 1989 |  |  | N | Electric Utility | 1 | X | NG | DFO
Natural Gas Fired Combustion Turbine.NG | natural gas peaker | TRUE | 19728 | UNS Electric, Inc | 6515 | Valencia | AZ | Santa Cruz | GT4 | Natural Gas Fired Combustion Turbine | GT |  | S | 19.8 | 21.2 | 5 | N | 2006 |  |  | N | Electric Utility | 1 | X | NG | DFO
Petroleum Liquids.DFO | petroleum | TRUE | 56146 | Black Hills Colorado Electric, LLC | 6516 | Rocky Ford | CO | Otero | IC1A | Petroleum Liquids | IC |  | S | 2 | 2 | 2 | N | 1964 |  |  | N | Electric Utility | 1 | X | DFO
Petroleum Liquids.DFO | petroleum | TRUE | 56146 | Black Hills Colorado Electric, LLC | 6516 | Rocky Ford | CO | Otero | IC2 | Petroleum Liquids | IC |  | S | 2 | 2 | 2 | N | 1964 |  |  | N | Electric Utility | 1 | X | DFO
Petroleum Liquids.DFO | petroleum | TRUE | 56146 | Black Hills Colorado Electric, LLC | 6516 | Rocky Ford | CO | Otero | IC3 | Petroleum Liquids | IC |  | S | 2 | 2 | 2 | N | 1964 |  |  | N | Electric Utility | 1 | X | DFO
Petroleum Liquids.DFO | petroleum | TRUE | 56146 | Black Hills Colorado Electric, LLC | 6516 | Rocky Ford | CO | Otero | IC4 | Petroleum Liquids | IC |  | S | 2 | 2 | 2 | N | 1964 |  |  | N | Electric Utility | 1 | X | DFO
Petroleum Liquids.DFO | petroleum | TRUE | 56146 | Black Hills Colorado Electric, LLC | 6516 | Rocky Ford | CO | Otero | IC5 | Petroleum Liquids | IC |  | S | 2 | 2 | 2 | N | 1964 |  |  | N | Electric Utility | 1 | X | DFO
Conventional Hydroelectric.WAT | hydro | TRUE | 5416 | Duke Energy Carolinas, LLC | 6517 | Keowee | SC | Pickens | 1 | Conventional Hydroelectric | HY |  | S | 76 | 76 | 76 | N | 1971 |  |  | N | Electric Utility | 1 | X | WAT
Conventional Hydroelectric.WAT | hydro | TRUE | 5416 | Duke Energy Carolinas, LLC | 6517 | Keowee | SC | Pickens | 2 | Conventional Hydroelectric | HY |  | S | 76 | 76 | 76 | N | 1971 |  |  | N | Electric Utility | 1 | X | WAT
Petroleum Liquids.DFO | petroleum | TRUE | 57222 | Liberty Utilities (CalPeco Electric) LLC | 6518 | Kings Beach | CA | Placer | KB1 | Petroleum Liquids | IC |  | S | 2 | 2 | 0.6 | N | 2008 |  |  | N | Electric Utility | 1 | X | DFO
Petroleum Liquids.DFO | petroleum | TRUE | 57222 | Liberty Utilities (CalPeco Electric) LLC | 6518 | Kings Beach | CA | Placer | KB2 | Petroleum Liquids | IC |  | S | 2 | 2 | 0.6 | N | 2008 |  |  | N | Electric Utility | 1 | X | DFO
Petroleum Liquids.DFO | petroleum | TRUE | 57222 | Liberty Utilities (CalPeco Electric) LLC | 6518 | Kings Beach | CA | Placer | KB3 | Petroleum Liquids | IC |  | S | 2 | 2 | 0.6 | N | 2008 |  |  | N | Electric Utility | 1 | X | DFO
Petroleum Liquids.DFO | petroleum | TRUE | 57222 | Liberty Utilities (CalPeco Electric) LLC | 6518 | Kings Beach | CA | Placer | KB4 | Petroleum Liquids | IC |  | S | 2 | 2 | 0.6 | N | 2008 |  |  | N | Electric Utility | 1 | X | DFO
Petroleum Liquids.DFO | petroleum | TRUE | 57222 | Liberty Utilities (CalPeco Electric) LLC | 6518 | Kings Beach | CA | Placer | KB5 | Petroleum Liquids | IC |  | S | 2 | 2 | 0.6 | N | 2008 |  |  | N | Electric Utility | 1 | X | DFO
Petroleum Liquids.DFO | petroleum | TRUE | 57222 | Liberty Utilities (CalPeco Electric) LLC | 6518 | Kings Beach | CA | Placer | KB6 | Petroleum Liquids | IC |  | S | 2 | 2 | 0.6 | N | 2008 |  |  | N | Electric Utility | 1 | X | DFO
Conventional Hydroelectric.WAT | hydro | TRUE | 7601 | Green Mountain Power Corp | 6519 | Vergennes 9 | VT | Addison | 1 | Conventional Hydroelectric | HY |  | S | 0.7 | 0.7 | 0.2 | N | 1912 |  |  | N | Electric Utility | 1 | X | WAT
Conventional Hydroelectric.WAT | hydro | TRUE | 7601 | Green Mountain Power Corp | 6519 | Vergennes 9 | VT | Addison | 2 | Conventional Hydroelectric | HY |  | S | 0.7 | 0.7 | 0.2 | N | 1912 |  |  | N | Electric Utility | 1 | X | WAT
Conventional Hydroelectric.WAT | hydro | TRUE | 7601 | Green Mountain Power Corp | 6519 | Vergennes 9 | VT | Addison | 4 | Conventional Hydroelectric | HY |  | S | 1 | 1 | 0.2 | N | 1943 |  |  | N | Electric Utility | 1 | X | WAT
Conventional Hydroelectric.WAT | hydro | TRUE | 7601 | Green Mountain Power Corp | 6520 | Waterbury 22 | VT | Washington | 1 | Conventional Hydroelectric | HY |  | S | 5 | 5 | 2.5 | N | 1953 |  |  | N | Electric Utility | 1 | X | WAT
Conventional Hydroelectric.WAT | hydro | TRUE | 40444 | Truckee-Carson Irrigation District | 6521 | Lahontan | NV | Churchill | 1 | Conventional Hydroelectric | HY |  | W | 0.6 | 0.6 | 0.2 | N | 1911 |  |  | N | IPP Non-CHP | 2 | X | WAT
Conventional Hydroelectric.WAT | hydro | TRUE | 40444 | Truckee-Carson Irrigation District | 6521 | Lahontan | NV | Churchill | 2 | Conventional Hydroelectric | HY |  | W | 0.6 | 0.6 | 0.2 | N | 1911 |  |  | N | IPP Non-CHP | 2 | X | WAT
Conventional Hydroelectric.WAT | hydro | TRUE | 40444 | Truckee-Carson Irrigation District | 6521 | Lahontan | NV | Churchill | 3 | Conventional Hydroelectric | HY |  | W | 0.6 | 0.6 | 0.2 | N | 1911 |  |  | N | IPP Non-CHP | 2 | X | WAT
Hydroelectric Pumped Storage.WAT | other | TRUE | 64574 | Yards Creek Energy | 6522 | Yards Creek Energy | NJ | Warren | 1 | Hydroelectric Pumped Storage | PS |  | S | 138.1 | 138.1 | 70 | N | 1965 |  |  | N | IPP Non-CHP | 2 | X | WAT
Hydroelectric Pumped Storage.WAT | other | TRUE | 64574 | Yards Creek Energy | 6522 | Yards Creek Energy | NJ | Warren | 2 | Hydroelectric Pumped Storage | PS |  | S | 139 | 139 | 70 | N | 1965 |  |  | N | IPP Non-CHP | 2 | X | WAT
Hydroelectric Pumped Storage.WAT | other | TRUE | 64574 | Yards Creek Energy | 6522 | Yards Creek Energy | NJ | Warren | 3 | Hydroelectric Pumped Storage | PS |  | S | 138.3 | 138.3 | 70 | N | 1965 |  |  | N | IPP Non-CHP | 2 | X | WAT
Conventional Hydroelectric.WAT | hydro | TRUE | 13511 | New York State Elec & Gas Corp | 6526 | Rainbow Falls Auscble | NY | Clinton | 1 | Conventional Hydroelectric | HY |  | S | 1.3 | 1.3 | 0 | N | 1926 |  |  | N | Electric Utility | 1 | X | WAT
Conventional Hydroelectric.WAT | hydro | TRUE | 13511 | New York State Elec & Gas Corp | 6526 | Rainbow Falls Auscble | NY | Clinton | 2 | Conventional Hydroelectric | HY |  | S | 1.3 | 1.3 | 0 | N | 1927 |  |  | N | Electric Utility | 1 | X | WAT
Conventional Hydroelectric.WAT | hydro | TRUE | 5914 | Erie Boulevard Hydropower LP | 6527 | E J West | NY | Saratoga | 1 | Conventional Hydroelectric | HY |  | S | 10.2 | 11 | 1 | N | 1930 |  |  | N | IPP Non-CHP | 2 | X | WAT
Conventional Hydroelectric.WAT | hydro | TRUE | 5914 | Erie Boulevard Hydropower LP | 6527 | E J West | NY | Saratoga | 2 | Conventional Hydroelectric | HY |  | S | 10.4 | 11.1 | 1 | N | 1930 |  |  | N | IPP Non-CHP | 2 | X | WAT
Conventional Hydroelectric.WAT | hydro | TRUE | 61122 | Great River Hydro, LLC | 6529 | Searsburg | VT | Bennington | GEN1 | Conventional Hydroelectric | HY |  | S | 4.5 | 4.6 | 1 | N | 1922 |  |  | N | IPP Non-CHP | 2 | X | WAT
Conventional Hydroelectric.WAT | hydro | TRUE | 56369 | Truckee Meadows Water Authority | 6531 | Verdi | NV | Washoe | 1 | Conventional Hydroelectric | HY |  | S | 2.4 | 2.4 | 0.5 | N | 1911 |  |  | N | IPP Non-CHP | 2 | X | WAT
Conventional Hydroelectric.WAT | hydro | TRUE | 56369 | Truckee Meadows Water Authority | 6532 | Washoe | NV | Washoe | 1 | Conventional Hydroelectric | HY |  | S | 0.9 | 0.7 | 0.2 | N | 1904 |  |  | N | IPP Non-CHP | 2 | X | WAT
Conventional Hydroelectric.WAT | hydro | TRUE | 56369 | Truckee Meadows Water Authority | 6532 | Washoe | NV | Washoe | 2 | Conventional Hydroelectric | HY |  | S | 0.9 | 0.7 | 0.2 | N | 1904 |  |  | N | IPP Non-CHP | 2 | X | WAT
Conventional Hydroelectric.WAT | hydro | TRUE | 13137 | City of Murray - (UT) | 6537 | Little Cottonwood | UT | Salt Lake | 1 | Conventional Hydroelectric | HY |  | S | 2.4 | 2.4 | 0.1 | N | 1983 |  |  | N | Electric Utility | 1 | X | WAT
Conventional Hydroelectric.WAT | hydro | TRUE | 13137 | City of Murray - (UT) | 6537 | Little Cottonwood | UT | Salt Lake | 2 | Conventional Hydroelectric | HY |  | S | 2.4 | 2.4 | 0.1 | N | 1983 |  |  | N | Electric Utility | 1 | X | WAT
Conventional Hydroelectric.WAT | hydro | TRUE | 57280 | Eagle Creek Renewable Energy, LLC | 6543 | Dam No. 4 Hydro Station | WV | Jefferson | 1 | Conventional Hydroelectric | HY |  | W | 0.5 | 0.5 | 0.2 | N | 1909 |  |  | N | IPP Non-CHP | 2 | X | WAT
Conventional Hydroelectric.WAT | hydro | TRUE | 57280 | Eagle Creek Renewable Energy, LLC | 6543 | Dam No. 4 Hydro Station | WV | Jefferson | 2 | Conventional Hydroelectric | HY |  | W | 0.5 | 0.5 | 0.2 | N | 1909 |  |  | N | IPP Non-CHP | 2 | X | WAT
Conventional Hydroelectric.WAT | hydro | TRUE | 57280 | Eagle Creek Renewable Energy, LLC | 6543 | Dam No. 4 Hydro Station | WV | Jefferson | 3 | Conventional Hydroelectric | HY |  | W | 0.9 | 0.9 | 0.2 | N | 1991 |  |  | N | IPP Non-CHP | 2 | X | WAT
Conventional Hydroelectric.WAT | hydro | TRUE | 57280 | Eagle Creek Renewable Energy, LLC | 6544 | Dam No. 5 Hydro Station | WV | Berkeley | 1 | Conventional Hydroelectric | HY |  | W | 0.5 | 0.5 | 0.2 | N | 1919 |  |  | N | IPP Non-CHP | 2 | X | WAT
Conventional Hydroelectric.WAT | hydro | TRUE | 57280 | Eagle Creek Renewable Energy, LLC | 6544 | Dam No. 5 Hydro Station | WV | Berkeley | 2 | Conventional Hydroelectric | HY |  | W | 0.5 | 0.5 | 0.2 | N | 1919 |  |  | N | IPP Non-CHP | 2 | X | WAT
Conventional Hydroelectric.WAT | hydro | TRUE | 57280 | Eagle Creek Renewable Energy, LLC | 6546 | Millville Hydro Station | WV | Jefferson | 1 | Conventional Hydroelectric | HY |  | W | 0.6 | 0.8 | 0.2 | N | 1913 |  |  | N | IPP Non-CHP | 2 | X | WAT
Conventional Hydroelectric.WAT | hydro | TRUE | 57280 | Eagle Creek Renewable Energy, LLC | 6546 | Millville Hydro Station | WV | Jefferson | 2 | Conventional Hydroelectric | HY |  | W | 0.8 | 1 | 0.3 | N | 1939 |  |  | N | IPP Non-CHP | 2 | X | WAT
Conventional Hydroelectric.WAT | hydro | TRUE | 57280 | Eagle Creek Renewable Energy, LLC | 6546 | Millville Hydro Station | WV | Jefferson | 3 | Conventional Hydroelectric | HY |  | W | 1 | 1.2 | 0.3 | N | 1938 |  |  | N | IPP Non-CHP | 2 | X | WAT
Conventional Hydroelectric.WAT | hydro | TRUE | 19400 | USACE Northwestern Division | 6552 | Foster | OR | Linn | 1 | Conventional Hydroelectric | HY |  | S | 10 | 10 | 10 | N | 1968 |  |  | N | Electric Utility | 1 | X | WAT
Conventional Hydroelectric.WAT | hydro | TRUE | 19400 | USACE Northwestern Division | 6552 | Foster | OR | Linn | 2 | Conventional Hydroelectric | HY |  | S | 10 | 10 | 10 | N | 1968 |  |  | N | Electric Utility | 1 | X | WAT
Petroleum Liquids.DFO | petroleum | TRUE | 20214 | Waverly Municipal Elec Utility | 6554 | Waverly Municipal Electric North Plant | IA | Bremer | 10 | Petroleum Liquids | IC |  | S | 7 | 7 | 1.5 | N | 1993 |  |  | N | Electric Utility | 1 | X | DFO
Petroleum Liquids.DFO | petroleum | TRUE | 20214 | Waverly Municipal Elec Utility | 6554 | Waverly Municipal Electric North Plant | IA | Bremer | 17 | Petroleum Liquids | IC |  | S | 1.8 | 1.8 | 0.5 | N | 2015 |  |  | N | Electric Utility | 1 | X | DFO
Petroleum Liquids.DFO | petroleum | TRUE | 20214 | Waverly Municipal Elec Utility | 6554 | Waverly Municipal Electric North Plant | IA | Bremer | 18 | Petroleum Liquids | IC |  | S | 1.8 | 1.8 | 0.5 | N | 2015 |  |  | N | Electric Utility | 1 | X | DFO
Petroleum Liquids.DFO | petroleum | TRUE | 20214 | Waverly Municipal Elec Utility | 6554 | Waverly Municipal Electric North Plant | IA | Bremer | 19 | Petroleum Liquids | IC |  | S | 1.8 | 1.8 | 0.5 | N | 2015 |  |  | N | Electric Utility | 1 | X | DFO
Petroleum Liquids.DFO | petroleum | TRUE | 20214 | Waverly Municipal Elec Utility | 6554 | Waverly Municipal Electric North Plant | IA | Bremer | 20 | Petroleum Liquids | IC |  | S | 1.8 | 1.8 | 0.5 | N | 2015 |  |  | N | Electric Utility | 1 | X | DFO
Natural Gas Internal Combustion Engine.NG | natural gas peaker | TRUE | 20214 | Waverly Municipal Elec Utility | 6554 | Waverly Municipal Electric North Plant | IA | Bremer | 7 | Natural Gas Internal Combustion Engine | IC |  | S | 3.5 | 3.5 | 1.5 | N | 1958 |  |  | N | Electric Utility | 1 | X | NG | DFO
Natural Gas Internal Combustion Engine.NG | natural gas peaker | TRUE | 20214 | Waverly Municipal Elec Utility | 6554 | Waverly Municipal Electric North Plant | IA | Bremer | 8 | Natural Gas Internal Combustion Engine | IC |  | S | 3.7 | 3.7 | 1.5 | N | 1967 |  |  | N | Electric Utility | 1 | X | NG | DFO
Natural Gas Internal Combustion Engine.NG | natural gas peaker | TRUE | 20214 | Waverly Municipal Elec Utility | 6554 | Waverly Municipal Electric North Plant | IA | Bremer | 9 | Natural Gas Internal Combustion Engine | IC |  | S | 3.7 | 3.7 | 1.5 | N | 1967 |  |  | N | Electric Utility | 1 | X | NG | DFO
Petroleum Liquids.DFO | petroleum | TRUE | 12119 | McGrath Light & Power Co | 6555 | McGrath | AK | Yukon Koyukuk | 11 | Petroleum Liquids | IC |  | S | 0.4 | 0.4 | 0.1 | N | 2021 |  |  | N | Electric Utility | 1 | X | DFO
Petroleum Liquids.DFO | petroleum | TRUE | 12119 | McGrath Light & Power Co | 6555 | McGrath | AK | Yukon Koyukuk | 12 | Petroleum Liquids | IC |  | S | 0.4 | 0.4 | 0.1 | N | 2021 |  |  | N | Electric Utility | 1 | X | DFO
Petroleum Liquids.DFO | petroleum | TRUE | 12119 | McGrath Light & Power Co | 6555 | McGrath | AK | Yukon Koyukuk | 13 | Petroleum Liquids | IC |  | S | 0.4 | 0.4 | 0.1 | N | 2021 |  |  | N | Electric Utility | 1 | X | DFO
Petroleum Liquids.DFO | petroleum | TRUE | 12119 | McGrath Light & Power Co | 6555 | McGrath | AK | Yukon Koyukuk | 14 | Petroleum Liquids | IC |  | S | 0.4 | 0.4 | 0.1 | N | 2021 |  |  | N | Electric Utility | 1 | X | DFO
Natural Gas Internal Combustion Engine.NG | natural gas peaker | TRUE | 298 | City of Alexandria - (LA) | 6558 | D G Hunter | LA | Rapides | 10 | Natural Gas Internal Combustion Engine | IC |  | S | 8.6 | 8.6 | 3 | N | 2016 |  |  | N | Electric Utility | 1 | X | NG
Natural Gas Internal Combustion Engine.NG | natural gas peaker | TRUE | 298 | City of Alexandria - (LA) | 6558 | D G Hunter | LA | Rapides | 11 | Natural Gas Internal Combustion Engine | IC |  | S | 8.6 | 8.6 | 3 | N | 2016 |  |  | N | Electric Utility | 1 | X | NG
Natural Gas Internal Combustion Engine.NG | natural gas peaker | TRUE | 298 | City of Alexandria - (LA) | 6558 | D G Hunter | LA | Rapides | 5 | Natural Gas Internal Combustion Engine | IC |  | S | 8.6 | 8.6 | 3 | N | 2016 |  |  | N | Electric Utility | 1 | X | NG
Natural Gas Internal Combustion Engine.NG | natural gas peaker | TRUE | 298 | City of Alexandria - (LA) | 6558 | D G Hunter | LA | Rapides | 6 | Natural Gas Internal Combustion Engine | IC |  | S | 8.6 | 8.6 | 3 | N | 2016 |  |  | N | Electric Utility | 1 | X | NG
Natural Gas Internal Combustion Engine.NG | natural gas peaker | TRUE | 298 | City of Alexandria - (LA) | 6558 | D G Hunter | LA | Rapides | 7 | Natural Gas Internal Combustion Engine | IC |  | S | 8.6 | 8.6 | 3 | N | 2016 |  |  | N | Electric Utility | 1 | X | NG
Natural Gas Internal Combustion Engine.NG | natural gas peaker | TRUE | 298 | City of Alexandria - (LA) | 6558 | D G Hunter | LA | Rapides | 8 | Natural Gas Internal Combustion Engine | IC |  | S | 8.6 | 8.6 | 3 | N | 2016 |  |  | N | Electric Utility | 1 | X | NG
Natural Gas Internal Combustion Engine.NG | natural gas peaker | TRUE | 298 | City of Alexandria - (LA) | 6558 | D G Hunter | LA | Rapides | 9 | Natural Gas Internal Combustion Engine | IC |  | S | 8.6 | 8.6 | 3 | N | 2016 |  |  | N | Electric Utility | 1 | X | NG
Natural Gas Fired Combined Cycle.NG | natural gas combined cycle | TRUE | 3522 | Chugach Electric Assn Inc | 6559 | George M Sullivan Generation Plant 2 | AK | Anchorage | 10 | Natural Gas Fired Combined Cycle | CT | CC2 | S | 50 | 50 | 5 | N | 2017 |  |  | N | Electric Utility | 1 | X | NG
Natural Gas Fired Combined Cycle.NG | natural gas combined cycle | TRUE | 3522 | Chugach Electric Assn Inc | 6559 | George M Sullivan Generation Plant 2 | AK | Anchorage | 11 | Natural Gas Fired Combined Cycle | CA | CC2 | S | 29 | 29 | 3 | N | 2017 |  |  | N | Electric Utility | 1 | X | NG
Natural Gas Fired Combustion Turbine.NG | natural gas peaker | TRUE | 3522 | Chugach Electric Assn Inc | 6559 | George M Sullivan Generation Plant 2 | AK | Anchorage | 7 | Natural Gas Fired Combustion Turbine | GT |  | S | 102.6 | 81.8 | 8 | N | 1979 |  |  | N | Electric Utility | 1 | X | NG | DFO
Natural Gas Fired Combined Cycle.NG | natural gas combined cycle | TRUE | 3522 | Chugach Electric Assn Inc | 6559 | George M Sullivan Generation Plant 2 | AK | Anchorage | 9 | Natural Gas Fired Combined Cycle | CT | CC2 | S | 50 | 50 | 5 | N | 2017 |  |  | N | Electric Utility | 1 | X | NG
Natural Gas Fired Combustion Turbine.NG | natural gas peaker | TRUE | 3522 | Chugach Electric Assn Inc | 6559 | George M Sullivan Generation Plant 2 | AK | Anchorage | GT8 | Natural Gas Fired Combustion Turbine | GT |  | S | 77.7 | 86.5 | 5 | N | 1984 |  |  | N | Electric Utility | 1 | X | NG
Conventional Hydroelectric.WAT | hydro | TRUE | 733 | Appalachian Power Co | 6560 | London | WV | Kanawha | 1 | Conventional Hydroelectric | HY |  | S | 4.8 | 4.8 | 1 | N | 1935 |  |  | N | Electric Utility | 1 | X | WAT
Conventional Hydroelectric.WAT | hydro | TRUE | 733 | Appalachian Power Co | 6560 | London | WV | Kanawha | 2 | Conventional Hydroelectric | HY |  | S | 4.8 | 4.8 | 1 | N | 1935 |  |  | N | Electric Utility | 1 | X | WAT
Conventional Hydroelectric.WAT | hydro | TRUE | 733 | Appalachian Power Co | 6560 | London | WV | Kanawha | 3 | Conventional Hydroelectric | HY |  | S | 4.8 | 4.8 | 1 | N | 1935 |  |  | N | Electric Utility | 1 | X | WAT
Conventional Hydroelectric.WAT | hydro | TRUE | 733 | Appalachian Power Co | 6561 | Marmet | WV | Kanawha | 1 | Conventional Hydroelectric | HY |  | S | 4.8 | 4.8 | 1 | N | 1935 |  |  | N | Electric Utility | 1 | X | WAT
Conventional Hydroelectric.WAT | hydro | TRUE | 733 | Appalachian Power Co | 6561 | Marmet | WV | Kanawha | 2 | Conventional Hydroelectric | HY |  | S | 4.8 | 4.8 | 1 | N | 1935 |  |  | N | Electric Utility | 1 | X | WAT
Conventional Hydroelectric.WAT | hydro | TRUE | 733 | Appalachian Power Co | 6561 | Marmet | WV | Kanawha | 3 | Conventional Hydroelectric | HY |  | S | 4.8 | 4.8 | 1 | N | 1935 |  |  | N | Electric Utility | 1 | X | WAT
Conventional Hydroelectric.WAT | hydro | TRUE | 733 | Appalachian Power Co | 6562 | Winfield | WV | Putnam | 1 | Conventional Hydroelectric | HY |  | S | 8.9 | 14.5 | 1 | N | 1938 |  |  | N | Electric Utility | 1 | X | WAT
Conventional Hydroelectric.WAT | hydro | TRUE | 733 | Appalachian Power Co | 6562 | Winfield | WV | Putnam | 2 | Conventional Hydroelectric | HY |  | S | 4.9 | 4.9 | 1 | N | 1938 |  |  | N | Electric Utility | 1 | X | WAT
Conventional Hydroelectric.WAT | hydro | TRUE | 733 | Appalachian Power Co | 6562 | Winfield | WV | Putnam | 3 | Conventional Hydroelectric | HY |  | S | 4.9 | 4.9 | 1 | N | 1938 |  |  | N | Electric Utility | 1 | X | WAT
Petroleum Liquids.DFO | petroleum | TRUE | 924 | Associated Electric Coop, Inc | 6563 | Unionville | MO | Putnam | 1 | Petroleum Liquids | GT |  | S | 22 | 22 | 22 | N | 1976 |  |  | N | Electric Utility | 1 | X | DFO
Petroleum Liquids.DFO | petroleum | TRUE | 924 | Associated Electric Coop, Inc | 6563 | Unionville | MO | Putnam | 2 | Petroleum Liquids | GT |  | S | 22 | 22 | 22 | N | 1976 |  |  | N | Electric Utility | 1 | X | DFO
Petroleum Liquids.DFO | petroleum | TRUE | 1615 | Town of Berlin - (MD) | 6565 | Berlin | MD | Worcester | 1A | Petroleum Liquids | IC |  | S | 1.1 | 1.1 | 0.8 | N | 1961 |  |  | N | Electric Utility | 1 | X | DFO
Petroleum Liquids.DFO | petroleum | TRUE | 1615 | Town of Berlin - (MD) | 6565 | Berlin | MD | Worcester | 5A | Petroleum Liquids | IC |  | S | 2.5 | 2.5 | 1.2 | N | 1989 |  |  | N | Electric Utility | 1 | X | DFO
Natural Gas Internal Combustion Engine.NG | natural gas peaker | TRUE | 1615 | Town of Berlin - (MD) | 6565 | Berlin | MD | Worcester | 8A | Natural Gas Internal Combustion Engine | IC |  | S | 2 | 2 | 1 | N | 2020 |  |  | N | Electric Utility | 1 | X | NG
Petroleum Liquids.DFO | petroleum | TRUE | 221 | Alaska Village Elec Coop, Inc | 6566 | Bethel | AK | Bethel | 1 | Petroleum Liquids | IC |  | S | 2.1 | 2.1 | 1.4 | N | 1976 |  |  | N | Electric Utility | 1 | X | DFO
Petroleum Liquids.DFO | petroleum | TRUE | 221 | Alaska Village Elec Coop, Inc | 6566 | Bethel | AK | Bethel | 2 | Petroleum Liquids | IC |  | S | 2.1 | 2.1 | 1.4 | N | 1976 |  |  | N | Electric Utility | 1 | X | DFO
Petroleum Liquids.DFO | petroleum | TRUE | 221 | Alaska Village Elec Coop, Inc | 6566 | Bethel | AK | Bethel | 3 | Petroleum Liquids | IC |  | S | 2.1 | 2.1 | 1.4 | N | 1976 |  |  | N | Electric Utility | 1 | X | DFO
Petroleum Liquids.DFO | petroleum | TRUE | 221 | Alaska Village Elec Coop, Inc | 6566 | Bethel | AK | Bethel | 4 | Petroleum Liquids | IC |  | S | 2.1 | 2.1 | 1.4 | N | 1976 |  |  | N | Electric Utility | 1 | X | DFO
Petroleum Liquids.DFO | petroleum | TRUE | 221 | Alaska Village Elec Coop, Inc | 6566 | Bethel | AK | Bethel | 6 | Petroleum Liquids | IC |  | S | 2.1 | 2.1 | 1.4 | N | 1989 | 5 | 2024 | N | Electric Utility | 1 | X | DFO
Petroleum Liquids.DFO | petroleum | TRUE | 221 | Alaska Village Elec Coop, Inc | 6566 | Bethel | AK | Bethel | 7 | Petroleum Liquids | IC |  | S | 2.1 | 2.1 | 1.4 | N | 1992 |  |  | N | Electric Utility | 1 | X | DFO
Petroleum Liquids.DFO | petroleum | TRUE | 1857 | Block Island Utility District | 6567 | Block Island | RI | Washington | 23 | Petroleum Liquids | IC |  | S | 1.2 | 1.2 | 1.2 | N | 2001 |  |  | N | Electric Utility | 1 | X | DFO
Petroleum Liquids.DFO | petroleum | TRUE | 1857 | Block Island Utility District | 6567 | Block Island | RI | Washington | 24 | Petroleum Liquids | IC |  | S | 1.6 | 1.6 | 1.6 | N | 2002 |  |  | N | Electric Utility | 1 | X | DFO
Petroleum Liquids.DFO | petroleum | TRUE | 1857 | Block Island Utility District | 6567 | Block Island | RI | Washington | 25 | Petroleum Liquids | IC |  | S | 1.8 | 1.8 | 1.8 | N | 2006 |  |  | N | Electric Utility | 1 | X | DFO
Petroleum Liquids.DFO | petroleum | TRUE | 1857 | Block Island Utility District | 6567 | Block Island | RI | Washington | 27 | Petroleum Liquids | IC |  | S | 2.5 | 2.5 | 0.3 | N | 2018 |  |  | N | Electric Utility | 1 | X | DFO
Petroleum Liquids.DFO | petroleum | TRUE | 9776 | City of Johnson - (KS) | 6579 | Johnson | KS | Stanton | CAT8 | Petroleum Liquids | IC |  | S | 3 | 3 | 0.5 | N | 2017 |  |  | N | Electric Utility | 1 | X | DFO
Petroleum Liquids.DFO | petroleum | TRUE | 9776 | City of Johnson - (KS) | 6579 | Johnson | KS | Stanton | CAT9 | Petroleum Liquids | IC |  | S | 3 | 3 | 0.5 | N | 2017 |  |  | N | Electric Utility | 1 | X | DFO
Conventional Hydroelectric.WAT | hydro | TRUE | 10210 | Ketchikan Public Utilities | 6580 | Beaver Falls | AK | Ketchikan Gateway | 1 | Conventional Hydroelectric | HY |  | S | 1 | 1 | 0.3 | N | 1947 |  |  | N | Electric Utility | 1 | X | WAT
Conventional Hydroelectric.WAT | hydro | TRUE | 10210 | Ketchikan Public Utilities | 6580 | Beaver Falls | AK | Ketchikan Gateway | 3 | Conventional Hydroelectric | HY |  | S | 2.2 | 1.8 | 0.3 | N | 1954 |  |  | N | Electric Utility | 1 | X | WAT
Conventional Hydroelectric.WAT | hydro | TRUE | 10210 | Ketchikan Public Utilities | 6580 | Beaver Falls | AK | Ketchikan Gateway | 4 | Conventional Hydroelectric | HY |  | S | 2.2 | 1.8 | 0.3 | N | 1954 |  |  | N | Electric Utility | 1 | X | WAT
Conventional Hydroelectric.WAT | hydro | TRUE | 10210 | Ketchikan Public Utilities | 6581 | Silvis | AK | Ketchikan Gateway | 1 | Conventional Hydroelectric | HY |  | S | 2.1 | 2.1 | 0.1 | N | 1968 |  |  | N | Electric Utility | 1 | X | WAT
Petroleum Liquids.DFO | petroleum | TRUE | 50079 | Utility Board of Key West City | 6584 | Stock Island | FL | Monroe | EP2 | Petroleum Liquids | IC |  | W | 2.5 | 2.5 | 1 | N | 2012 |  |  | N | Electric Utility | 1 | X | DFO
Petroleum Liquids.DFO | petroleum | TRUE | 50079 | Utility Board of Key West City | 6584 | Stock Island | FL | Monroe | GT1 | Petroleum Liquids | GT |  | W | 19 | 19 | 5 | N | 1978 |  |  | N | Electric Utility | 1 | X | DFO
Petroleum Liquids.DFO | petroleum | TRUE | 50079 | Utility Board of Key West City | 6584 | Stock Island | FL | Monroe | GT2 | Petroleum Liquids | GT |  | W | 17 | 17 | 5 | N | 1999 |  |  | N | Electric Utility | 1 | X | DFO
Petroleum Liquids.DFO | petroleum | TRUE | 50079 | Utility Board of Key West City | 6584 | Stock Island | FL | Monroe | GT3 | Petroleum Liquids | GT |  | W | 17 | 17 | 5 | N | 1999 |  |  | N | Electric Utility | 1 | X | DFO
Petroleum Liquids.DFO | petroleum | TRUE | 50079 | Utility Board of Key West City | 6584 | Stock Island | FL | Monroe | GT4 | Petroleum Liquids | GT |  | W | 44 | 44 | 10 | N | 2006 |  |  | N | Electric Utility | 1 | X | DFO
Petroleum Liquids.DFO | petroleum | TRUE | 50079 | Utility Board of Key West City | 6584 | Stock Island | FL | Monroe | MSD1 | Petroleum Liquids | IC |  | W | 7.5 | 7.5 | 4 | N | 1991 |  |  | N | Electric Utility | 1 | X | DFO
Petroleum Liquids.DFO | petroleum | TRUE | 50079 | Utility Board of Key West City | 6584 | Stock Island | FL | Monroe | MSD2 | Petroleum Liquids | IC |  | W | 7.5 | 7.5 | 4 | N | 1991 |  |  | N | Electric Utility | 1 | X | DFO
Petroleum Liquids.DFO | petroleum | TRUE | 11624 | Town of Marblehead - (MA) | 6586 | Wilkins Station | MA | Essex | 1 | Petroleum Liquids | IC |  | S | 2.5 | 2.5 | 2.5 | N | 1975 |  |  | N | Electric Utility | 1 | X | DFO
Petroleum Liquids.DFO | petroleum | TRUE | 11624 | Town of Marblehead - (MA) | 6586 | Wilkins Station | MA | Essex | 2 | Petroleum Liquids | IC |  | S | 2.5 | 2.5 | 2.5 | N | 1975 |  |  | N | Electric Utility | 1 | X | DFO
Conventional Hydroelectric.WAT | hydro | TRUE | 55937 | Entergy Texas Inc. | 6595 | Toledo Bend | TX | Newton | 1 | Conventional Hydroelectric | HY |  | J | 40 | 40 | 32 | N | 1969 |  |  | N | Electric Utility | 1 | X | WAT
Conventional Hydroelectric.WAT | hydro | TRUE | 55937 | Entergy Texas Inc. | 6595 | Toledo Bend | TX | Newton | 2 | Conventional Hydroelectric | HY |  | J | 40 | 40 | 32 | N | 1969 |  |  | N | Electric Utility | 1 | X | WAT
Conventional Hydroelectric.WAT | hydro | TRUE | 16534 | Sacramento Municipal Util Dist | 6612 | Union Valley | CA | El Dorado | 1 | Conventional Hydroelectric | HY |  | S | 38.6 | 38.6 | 1 | N | 1963 |  |  | N | Electric Utility | 1 | X | WAT
Conventional Hydroelectric.WAT | hydro | TRUE | 18371 | Village of Swanton - (VT) | 6618 | Highgate Falls | VT | Franklin | 1 | Conventional Hydroelectric | HY |  | S | 1 | 1 | 0.1 | N | 1930 |  |  | N | Electric Utility | 1 | X | WAT
Conventional Hydroelectric.WAT | hydro | TRUE | 18371 | Village of Swanton - (VT) | 6618 | Highgate Falls | VT | Franklin | 2 | Conventional Hydroelectric | HY |  | S | 1 | 1 | 0.1 | N | 1923 |  |  | N | Electric Utility | 1 | X | WAT
Conventional Hydroelectric.WAT | hydro | TRUE | 18371 | Village of Swanton - (VT) | 6618 | Highgate Falls | VT | Franklin | 3 | Conventional Hydroelectric | HY |  | S | 2.9 | 2.9 | 0.1 | N | 1954 |  |  | N | Electric Utility | 1 | X | WAT
Conventional Hydroelectric.WAT | hydro | TRUE | 18371 | Village of Swanton - (VT) | 6618 | Highgate Falls | VT | Franklin | 4 | Conventional Hydroelectric | HY |  | S | 4.8 | 4.8 | 0.1 | N | 1990 |  |  | N | Electric Utility | 1 | X | WAT
Conventional Hydroelectric.WAT | hydro | TRUE | 18371 | Village of Swanton - (VT) | 6618 | Highgate Falls | VT | Franklin | 5 | Conventional Hydroelectric | HY |  | S | 0.1 | 0.1 | 0.1 | N | 2012 |  |  | N | Electric Utility | 1 | X | WAT
Petroleum Liquids.DFO | petroleum | TRUE | 30151 | Tri-State G & T Assn, Inc | 6619 | Burlington (CO) | CO | Kit Carson | 1 | Petroleum Liquids | GT |  | S | 50 | 60 | 25 | N | 1977 |  |  | N | Electric Utility | 1 | X | DFO
Petroleum Liquids.DFO | petroleum | TRUE | 30151 | Tri-State G & T Assn, Inc | 6619 | Burlington (CO) | CO | Kit Carson | 2 | Petroleum Liquids | GT |  | S | 50 | 60 | 25 | N | 1977 |  |  | N | Electric Utility | 1 | X | DFO
Conventional Hydroelectric.WAT | hydro | TRUE | 19635 | USACE-Omaha | 6623 | Fort Peck | MT | McCone | 1 | Conventional Hydroelectric | HY |  | S | 50 | 50 | 0 | N | 1943 |  |  | N | Electric Utility | 1 | X | WAT
Conventional Hydroelectric.WAT | hydro | TRUE | 19635 | USACE-Omaha | 6623 | Fort Peck | MT | McCone | 2 | Conventional Hydroelectric | HY |  | S | 20 | 20 | 0 | N | 1948 |  |  | N | Electric Utility | 1 | X | WAT
Conventional Hydroelectric.WAT | hydro | TRUE | 19635 | USACE-Omaha | 6623 | Fort Peck | MT | McCone | 3 | Conventional Hydroelectric | HY |  | S | 50 | 50 | 0 | N | 1951 |  |  | N | Electric Utility | 1 | X | WAT
Conventional Hydroelectric.WAT | hydro | TRUE | 19635 | USACE-Omaha | 6623 | Fort Peck | MT | McCone | 4 | Conventional Hydroelectric | HY |  | S | 49 | 49 | 0 | N | 1961 |  |  | N | Electric Utility | 1 | X | WAT
Conventional Hydroelectric.WAT | hydro | TRUE | 19635 | USACE-Omaha | 6623 | Fort Peck | MT | McCone | 5 | Conventional Hydroelectric | HY |  | S | 49 | 49 | 0 | N | 1961 |  |  | N | Electric Utility | 1 | X | WAT
Conventional Hydroelectric.WAT | hydro | TRUE | 19635 | USACE-Omaha | 6624 | Gavins Point | NE | Cedar | 1 | Conventional Hydroelectric | HY |  | S | 34 | 34 | 0 | N | 1956 |  |  | N | Electric Utility | 1 | X | WAT
Conventional Hydroelectric.WAT | hydro | TRUE | 19635 | USACE-Omaha | 6624 | Gavins Point | NE | Cedar | 2 | Conventional Hydroelectric | HY |  | S | 34 | 34 | 0 | N | 1956 |  |  | N | Electric Utility | 1 | X | WAT
Conventional Hydroelectric.WAT | hydro | TRUE | 19635 | USACE-Omaha | 6624 | Gavins Point | NE | Cedar | 3 | Conventional Hydroelectric | HY |  | S | 34 | 34 | 0 | N | 1957 |  |  | N | Electric Utility | 1 | X | WAT
Natural Gas Fired Combustion Turbine.NG | natural gas peaker | TRUE | 4180 | Connecticut Mun Elec Engy Coop | 6635 | A L Pierce | CT | New Haven | 4 | Natural Gas Fired Combustion Turbine | GT |  | S | 74.1 | 94.6 | 40 | N | 2007 |  |  | N | Electric Utility | 1 | X | NG | DFO | LFG
Conventional Hydroelectric.WAT | hydro | TRUE | 57280 | Eagle Creek Renewable Energy, LLC | 6636 | Lake Lynn Hydro Station | PA | Fayette | 1 | Conventional Hydroelectric | HY |  | W | 13 | 13 | 3 | N | 1926 |  |  | N | IPP Non-CHP | 2 | X | WAT
Conventional Hydroelectric.WAT | hydro | TRUE | 57280 | Eagle Creek Renewable Energy, LLC | 6636 | Lake Lynn Hydro Station | PA | Fayette | 2 | Conventional Hydroelectric | HY |  | W | 13 | 13 | 3 | N | 1929 |  |  | N | IPP Non-CHP | 2 | X | WAT
Conventional Hydroelectric.WAT | hydro | TRUE | 57280 | Eagle Creek Renewable Energy, LLC | 6636 | Lake Lynn Hydro Station | PA | Fayette | 3 | Conventional Hydroelectric | HY |  | W | 13 | 13 | 3 | N | 1926 |  |  | N | IPP Non-CHP | 2 | X | WAT
Conventional Hydroelectric.WAT | hydro | TRUE | 57280 | Eagle Creek Renewable Energy, LLC | 6636 | Lake Lynn Hydro Station | PA | Fayette | 4 | Conventional Hydroelectric | HY |  | W | 13 | 13 | 3 | N | 1926 |  |  | N | IPP Non-CHP | 2 | X | WAT
Petroleum Liquids.DFO | petroleum | TRUE | 221 | Alaska Village Elec Coop, Inc | 6637 | Yakutat | AK | Yakutat | 2B | Petroleum Liquids | IC |  | S | 0.8 | 0.8 | 0 | N | 1999 |  |  | N | Electric Utility | 1 | X | DFO
Petroleum Liquids.DFO | petroleum | TRUE | 221 | Alaska Village Elec Coop, Inc | 6637 | Yakutat | AK | Yakutat | 3A | Petroleum Liquids | IC |  | S | 0.6 | 0.6 | 0 | N | 1999 |  |  | N | Electric Utility | 1 | X | DFO
Petroleum Liquids.DFO | petroleum | TRUE | 221 | Alaska Village Elec Coop, Inc | 6637 | Yakutat | AK | Yakutat | 6 | Petroleum Liquids | IC |  | S | 1.2 | 1.2 | 0 | N | 2007 |  |  | N | Electric Utility | 1 | X | DFO
Petroleum Liquids.DFO | petroleum | TRUE | 221 | Alaska Village Elec Coop, Inc | 6637 | Yakutat | AK | Yakutat | 7 | Petroleum Liquids | IC |  | S | 1.2 | 1.2 | 0 | N | 2012 |  |  | N | Electric Utility | 1 | X | DFO
Conventional Steam Coal.BIT | hard coal | TRUE | 1692 | Big Rivers Electric Corp | 6639 | R D Green | KY | Webster | 1 | Conventional Steam Coal | ST |  | S | 231 | 231 | 105 | N | 1979 |  |  | N | Electric Utility | 1 | X | BIT | NG | PC | DFO
Natural Gas Steam Turbine.NG | natural gas steam turbine | TRUE | 1692 | Big Rivers Electric Corp | 6639 | R D Green | KY | Webster | 2 | Natural Gas Steam Turbine | ST |  | S | 223 | 223 | 110 | N | 1981 |  |  | N | Electric Utility | 1 | X | NG | BIT | PC | DFO
Conventional Steam Coal.SUB | hard coal | TRUE | 814 | Entergy Arkansas LLC | 6641 | Independence Steam Electric Station | AR | Independence | 1 | Conventional Steam Coal | ST |  | J | 824.4 | 836 | 220 | N | 1983 |  |  | N | Electric Utility | 1 | X | SUB
Conventional Steam Coal.SUB | hard coal | TRUE | 814 | Entergy Arkansas LLC | 6641 | Independence Steam Electric Station | AR | Independence | 2 | Conventional Steam Coal | ST |  | J | 842 | 842 | 220 | N | 1984 |  |  | N | Electric Utility | 1 | X | SUB
Conventional Hydroelectric.WAT | hydro | TRUE | 12397 | Metropolitan Water District of S CA | 6644 | Lake Mathews | CA | Riverside | 1 | Conventional Hydroelectric | HY |  | S | 4.9 | 4.9 | 2 | N | 1980 |  |  | N | Electric Utility | 1 | X | WAT
Conventional Hydroelectric.WAT | hydro | TRUE | 12397 | Metropolitan Water District of S CA | 6645 | Foothill Feeder | CA | Los Angeles | 1 | Conventional Hydroelectric | HY | A184 | S | 7.1 | 6.7 | 2 | N | 1981 |  |  | N | Electric Utility | 1 | X | WAT
Conventional Hydroelectric.WAT | hydro | TRUE | 12397 | Metropolitan Water District of S CA | 6645 | Foothill Feeder | CA | Los Angeles | 2 | Conventional Hydroelectric | HY | A184 | S |  |  | 2 | N | 1981 |  |  | N | Electric Utility | 1 | X | WAT
Conventional Hydroelectric.WAT | hydro | TRUE | 12397 | Metropolitan Water District of S CA | 6646 | San Dimas | CA | Los Angeles | 1 | Conventional Hydroelectric | HY |  | S | 9.9 | 9.9 | 1 | N | 1981 |  |  | N | Electric Utility | 1 | X | WAT
Conventional Hydroelectric.WAT | hydro | TRUE | 12397 | Metropolitan Water District of S CA | 6647 | Yorba Linda | CA | Orange | 1 | Conventional Hydroelectric | HY |  | S | 5.1 | 5.1 | 1 | N | 1981 |  |  | N | Electric Utility | 1 | X | WAT
Petroleum Liquids.DFO | petroleum | TRUE | 19436 | Union Electric Co - (MO) | 6650 | Mexico | MO | Audrain | 1 | Petroleum Liquids | GT |  | S | 54 | 69 | 6 | N | 1978 |  |  | N | Electric Utility | 1 | X | DFO
Petroleum Liquids.DFO | petroleum | TRUE | 19436 | Union Electric Co - (MO) | 6651 | Moberly | MO | Randolph | 1 | Petroleum Liquids | GT |  | S | 54 | 69 | 6 | N | 1978 |  |  | N | Electric Utility | 1 | X | DFO
Petroleum Liquids.DFO | petroleum | TRUE | 19436 | Union Electric Co - (MO) | 6652 | Moreau | MO | Cole | 1 | Petroleum Liquids | GT |  | S | 54 | 69 | 6 | N | 1978 |  |  | N | Electric Utility | 1 | X | DFO
Conventional Steam Coal.SUB | hard coal | TRUE | 12341 | MidAmerican Energy Co | 6664 | Louisa | IA | Louisa | 1 | Conventional Steam Coal | ST |  | J | 745.6 | 755 | 175 | N | 1983 |  |  | N | Electric Utility | 1 | X | SUB | NG | DFO
Conventional Hydroelectric.WAT | hydro | TRUE | 29297 | Pelican Utility | 6702 | Pelican | AK | Skagway Hoonah Angoon | HC1 | Conventional Hydroelectric | HY |  | W | 0.5 | 0.5 | 0.1 | N | 1984 |  |  | N | Electric Utility | 1 | X | WAT
Conventional Hydroelectric.WAT | hydro | TRUE | 29297 | Pelican Utility | 6702 | Pelican | AK | Skagway Hoonah Angoon | HC2 | Conventional Hydroelectric | HY |  | W | 0.1 | 0.1 | 0.1 | N | 1984 |  |  | N | Electric Utility | 1 | X | WAT
Petroleum Liquids.DFO | petroleum | TRUE | 29297 | Pelican Utility | 6702 | Pelican | AK | Skagway Hoonah Angoon | IC6 | Petroleum Liquids | IC |  | W | 0.4 | 0.4 | 0.2 | N | 2008 |  |  | N | Electric Utility | 1 | X | DFO
Petroleum Liquids.DFO | petroleum | TRUE | 29297 | Pelican Utility | 6702 | Pelican | AK | Skagway Hoonah Angoon | IC7 | Petroleum Liquids | IC |  | W | 0.4 | 0.4 | 0.2 | N | 2008 |  |  | N | Electric Utility | 1 | X | DFO
Petroleum Liquids.DFO | petroleum | TRUE | 29297 | Pelican Utility | 6702 | Pelican | AK | Skagway Hoonah Angoon | IC8 | Petroleum Liquids | IC |  | W | 0.2 | 0.2 | 0.1 | N | 2008 | 5 | 2024 | N | Electric Utility | 1 | X | DFO
Petroleum Liquids.DFO | petroleum | TRUE | 17609 | Southern California Edison Co | 6704 | Pebbly Beach Generating Station Hybrid | CA | Los Angeles | 10 | Petroleum Liquids | IC |  | S | 1.1 | 1.1 | 0.9 | N | 1966 |  |  | N | Electric Utility | 1 | X | DFO
Petroleum Liquids.DFO | petroleum | TRUE | 17609 | Southern California Edison Co | 6704 | Pebbly Beach Generating Station Hybrid | CA | Los Angeles | 12 | Petroleum Liquids | IC |  | S | 1.6 | 1.6 | 1.3 | N | 1976 |  |  | N | Electric Utility | 1 | X | DFO
Petroleum Liquids.DFO | petroleum | TRUE | 17609 | Southern California Edison Co | 6704 | Pebbly Beach Generating Station Hybrid | CA | Los Angeles | 14 | Petroleum Liquids | IC |  | S | 1.4 | 1.4 | 1.1 | N | 1986 |  |  | N | Electric Utility | 1 | X | DFO
Petroleum Liquids.DFO | petroleum | TRUE | 17609 | Southern California Edison Co | 6704 | Pebbly Beach Generating Station Hybrid | CA | Los Angeles | 15 | Petroleum Liquids | IC |  | S | 2.8 | 2.8 | 2.2 | N | 1995 |  |  | N | Electric Utility | 1 | X | DFO
Petroleum Liquids.DFO | petroleum | TRUE | 17609 | Southern California Edison Co | 6704 | Pebbly Beach Generating Station Hybrid | CA | Los Angeles | 7 | Petroleum Liquids | IC |  | S | 1 | 1 | 0.8 | N | 1958 |  |  | N | Electric Utility | 1 | X | DFO
Petroleum Liquids.DFO | petroleum | TRUE | 17609 | Southern California Edison Co | 6704 | Pebbly Beach Generating Station Hybrid | CA | Los Angeles | 8 | Petroleum Liquids | IC |  | S | 1.5 | 1.5 | 1.2 | N | 1963 |  |  | N | Electric Utility | 1 | X | DFO
Petroleum Liquids.PG | petroleum | TRUE | 17609 | Southern California Edison Co | 6704 | Pebbly Beach Generating Station Hybrid | CA | Los Angeles | MT01 | Petroleum Liquids | GT |  | S | 0.1 | 0.1 | 0.1 | N | 2011 |  |  | N | Electric Utility | 1 | X | PG
Petroleum Liquids.PG | petroleum | TRUE | 17609 | Southern California Edison Co | 6704 | Pebbly Beach Generating Station Hybrid | CA | Los Angeles | MT02 | Petroleum Liquids | GT |  | S | 0.1 | 0.1 | 0.1 | N | 2011 |  |  | N | Electric Utility | 1 | X | PG
Petroleum Liquids.PG | petroleum | TRUE | 17609 | Southern California Edison Co | 6704 | Pebbly Beach Generating Station Hybrid | CA | Los Angeles | MT03 | Petroleum Liquids | GT |  | S | 0.1 | 0.1 | 0.1 | N | 2011 |  |  | N | Electric Utility | 1 | X | PG
Petroleum Liquids.PG | petroleum | TRUE | 17609 | Southern California Edison Co | 6704 | Pebbly Beach Generating Station Hybrid | CA | Los Angeles | MT04 | Petroleum Liquids | GT |  | S | 0.1 | 0.1 | 0.1 | N | 2011 |  |  | N | Electric Utility | 1 | X | PG
Petroleum Liquids.PG | petroleum | TRUE | 17609 | Southern California Edison Co | 6704 | Pebbly Beach Generating Station Hybrid | CA | Los Angeles | MT05 | Petroleum Liquids | GT |  | S | 0.1 | 0.1 | 0.1 | N | 2011 |  |  | N | Electric Utility | 1 | X | PG
Petroleum Liquids.PG | petroleum | TRUE | 17609 | Southern California Edison Co | 6704 | Pebbly Beach Generating Station Hybrid | CA | Los Angeles | MT06 | Petroleum Liquids | GT |  | S | 0.1 | 0.1 | 0.1 | N | 2011 |  |  | N | Electric Utility | 1 | X | PG
Petroleum Liquids.PG | petroleum | TRUE | 17609 | Southern California Edison Co | 6704 | Pebbly Beach Generating Station Hybrid | CA | Los Angeles | MT07 | Petroleum Liquids | GT |  | S | 0.1 | 0.1 | 0.1 | N | 2011 |  |  | N | Electric Utility | 1 | X | PG
Petroleum Liquids.PG | petroleum | TRUE | 17609 | Southern California Edison Co | 6704 | Pebbly Beach Generating Station Hybrid | CA | Los Angeles | MT08 | Petroleum Liquids | GT |  | S | 0.1 | 0.1 | 0.1 | N | 2011 |  |  | N | Electric Utility | 1 | X | PG
Petroleum Liquids.PG | petroleum | TRUE | 17609 | Southern California Edison Co | 6704 | Pebbly Beach Generating Station Hybrid | CA | Los Angeles | MT09 | Petroleum Liquids | GT |  | S | 0.1 | 0.1 | 0.1 | N | 2011 |  |  | N | Electric Utility | 1 | X | PG
Petroleum Liquids.PG | petroleum | TRUE | 17609 | Southern California Edison Co | 6704 | Pebbly Beach Generating Station Hybrid | CA | Los Angeles | MT10 | Petroleum Liquids | GT |  | S | 0.1 | 0.1 | 0.1 | N | 2011 |  |  | N | Electric Utility | 1 | X | PG
Petroleum Liquids.PG | petroleum | TRUE | 17609 | Southern California Edison Co | 6704 | Pebbly Beach Generating Station Hybrid | CA | Los Angeles | MT11 | Petroleum Liquids | GT |  | S | 0.1 | 0.1 | 0.1 | N | 2011 |  |  | N | Electric Utility | 1 | X | PG
Petroleum Liquids.PG | petroleum | TRUE | 17609 | Southern California Edison Co | 6704 | Pebbly Beach Generating Station Hybrid | CA | Los Angeles | MT14 | Petroleum Liquids | GT |  | S | 0.1 | 0.1 | 0.1 | N | 2011 |  |  | N | Electric Utility | 1 | X | PG
Petroleum Liquids.PG | petroleum | TRUE | 17609 | Southern California Edison Co | 6704 | Pebbly Beach Generating Station Hybrid | CA | Los Angeles | MT15 | Petroleum Liquids | GT |  | S | 0.1 | 0.1 | 0.1 | N | 2011 |  |  | N | Electric Utility | 1 | X | PG
Petroleum Liquids.PG | petroleum | TRUE | 17609 | Southern California Edison Co | 6704 | Pebbly Beach Generating Station Hybrid | CA | Los Angeles | MT16 | Petroleum Liquids | GT |  | S | 0.1 | 0.1 | 0.1 | N | 2011 |  |  | N | Electric Utility | 1 | X | PG
Petroleum Liquids.PG | petroleum | TRUE | 17609 | Southern California Edison Co | 6704 | Pebbly Beach Generating Station Hybrid | CA | Los Angeles | MT17 | Petroleum Liquids | GT |  | S | 0.1 | 0.1 | 0.1 | N | 2011 |  |  | N | Electric Utility | 1 | X | PG
Petroleum Liquids.PG | petroleum | TRUE | 17609 | Southern California Edison Co | 6704 | Pebbly Beach Generating Station Hybrid | CA | Los Angeles | MT18 | Petroleum Liquids | GT |  | S | 0.1 | 0.1 | 0.1 | N | 2011 |  |  | N | Electric Utility | 1 | X | PG
Petroleum Liquids.PG | petroleum | TRUE | 17609 | Southern California Edison Co | 6704 | Pebbly Beach Generating Station Hybrid | CA | Los Angeles | MT19 | Petroleum Liquids | GT |  | S | 0.1 | 0.1 | 0.1 | N | 2011 |  |  | N | Electric Utility | 1 | X | PG
Petroleum Liquids.PG | petroleum | TRUE | 17609 | Southern California Edison Co | 6704 | Pebbly Beach Generating Station Hybrid | CA | Los Angeles | MT20 | Petroleum Liquids | GT |  | S | 0.1 | 0.1 | 0.1 | N | 2011 |  |  | N | Electric Utility | 1 | X | PG
Petroleum Liquids.PG | petroleum | TRUE | 17609 | Southern California Edison Co | 6704 | Pebbly Beach Generating Station Hybrid | CA | Los Angeles | MT21 | Petroleum Liquids | GT |  | S | 0.1 | 0.1 | 0.1 | N | 2011 |  |  | N | Electric Utility | 1 | X | PG
Petroleum Liquids.PG | petroleum | TRUE | 17609 | Southern California Edison Co | 6704 | Pebbly Beach Generating Station Hybrid | CA | Los Angeles | MT22 | Petroleum Liquids | GT |  | S | 0.1 | 0.1 | 0.1 | N | 2011 |  |  | N | Electric Utility | 1 | X | PG
Petroleum Liquids.PG | petroleum | TRUE | 17609 | Southern California Edison Co | 6704 | Pebbly Beach Generating Station Hybrid | CA | Los Angeles | MT23 | Petroleum Liquids | GT |  | S | 0.1 | 0.1 | 0.1 | N | 2011 |  |  | N | Electric Utility | 1 | X | PG
Petroleum Liquids.PG | petroleum | TRUE | 17609 | Southern California Edison Co | 6704 | Pebbly Beach Generating Station Hybrid | CA | Los Angeles | MT24 | Petroleum Liquids | GT |  | S | 0.1 | 0.1 | 0.1 | N | 2011 |  |  | N | Electric Utility | 1 | X | PG
Petroleum Liquids.PG | petroleum | TRUE | 17609 | Southern California Edison Co | 6704 | Pebbly Beach Generating Station Hybrid | CA | Los Angeles | MT25 | Petroleum Liquids | GT |  | S | 0.1 | 0.1 | 0.1 | N | 2011 |  |  | N | Electric Utility | 1 | X | PG
Batteries.MWH | battery storage | TRUE | 17609 | Southern California Edison Co | 6704 | Pebbly Beach Generating Station Hybrid | CA | Los Angeles | NASB1 | Batteries | BA |  | S | 1 | 1 | 0.1 | N | 2012 |  |  | N | Electric Utility | 1 | X | MWH
Conventional Steam Coal.BIT | hard coal | TRUE | 261 | AGC Division of APGI Inc | 6705 | Warrick | IN | Warrick | 1 | Conventional Steam Coal | ST |  | S | 155.4 | 153.2 | 40 | N | 1960 |  |  | Y | IPP CHP | 3 | T | BIT | NG
Conventional Steam Coal.BIT | hard coal | TRUE | 261 | AGC Division of APGI Inc | 6705 | Warrick | IN | Warrick | 2 | Conventional Steam Coal | ST |  | S | 126.4 | 157.5 | 40 | N | 1964 |  |  | Y | IPP CHP | 3 | T | BIT | NG
Conventional Steam Coal.BIT | hard coal | TRUE | 261 | AGC Division of APGI Inc | 6705 | Warrick | IN | Warrick | 3 | Conventional Steam Coal | ST |  | S | 141.6 | 151.6 | 40 | N | 1965 |  |  | Y | IPP CHP | 3 | T | BIT | NG
Conventional Steam Coal.BIT | hard coal | TRUE | 261 | AGC Division of APGI Inc | 6705 | Warrick | IN | Warrick | 4 | Conventional Steam Coal | ST |  | J | 296.9 | 310.7 | 80 | N | 1970 |  |  | N | IPP CHP | 3 | X | BIT | NG
Petroleum Liquids.DFO | petroleum | TRUE | 7570 | Great River Energy | 6741 | Rock Lake CT | MN | Pine | 1 | Petroleum Liquids | GT |  | S | 20.7 | 29.4 | 15 | N | 1978 |  |  | N | Electric Utility | 1 | X | DFO
Conventional Steam Coal.SUB | hard coal | TRUE | 15143 | Platte River Power Authority | 6761 | Rawhide | CO | Larimer | 1 | Conventional Steam Coal | ST |  | S | 280 | 280 | 80 | N | 1984 | 12 | 2029 | N | Electric Utility | 1 | X | SUB
Natural Gas Fired Combustion Turbine.NG | natural gas peaker | TRUE | 15143 | Platte River Power Authority | 6761 | Rawhide | CO | Larimer | A | Natural Gas Fired Combustion Turbine | GT |  | S | 65 | 65 | 40 | N | 2002 |  |  | N | Electric Utility | 1 | X | NG
Natural Gas Fired Combustion Turbine.NG | natural gas peaker | TRUE | 15143 | Platte River Power Authority | 6761 | Rawhide | CO | Larimer | B | Natural Gas Fired Combustion Turbine | GT |  | S | 65 | 65 | 40 | N | 2002 |  |  | N | Electric Utility | 1 | X | NG
Natural Gas Fired Combustion Turbine.NG | natural gas peaker | TRUE | 15143 | Platte River Power Authority | 6761 | Rawhide | CO | Larimer | C | Natural Gas Fired Combustion Turbine | GT |  | S | 65 | 65 | 40 | N | 2002 |  |  | N | Electric Utility | 1 | X | NG
Natural Gas Fired Combustion Turbine.NG | natural gas peaker | TRUE | 15143 | Platte River Power Authority | 6761 | Rawhide | CO | Larimer | D | Natural Gas Fired Combustion Turbine | GT |  | S | 65 | 65 | 27 | N | 2004 |  |  | N | Electric Utility | 1 | X | NG
Natural Gas Fired Combustion Turbine.NG | natural gas peaker | TRUE | 15143 | Platte River Power Authority | 6761 | Rawhide | CO | Larimer | F | Natural Gas Fired Combustion Turbine | GT |  | S | 128 | 128 | 65 | N | 2008 |  |  | N | Electric Utility | 1 | X | NG
Conventional Steam Coal.SUB | hard coal | TRUE | 17177 | City of Sikeston - (MO) | 6768 | Sikeston Power Station | MO | Scott | 1 | Conventional Steam Coal | ST |  | S | 240 | 240 | 70 | N | 1981 |  |  | N | Electric Utility | 1 | X | SUB
Conventional Steam Coal.SUB | hard coal | TRUE | 20447 | Western Farmers Elec Coop, Inc | 6772 | Hugo | OK | Choctaw | 1 | Conventional Steam Coal | ST |  | S | 440 | 440 | 180 | N | 1982 |  |  | N | Electric Utility | 1 | X | SUB
Conventional Hydroelectric.WAT | hydro | TRUE | 50118 | US Army Corps of Engineers | 6789 | St Stephen | SC | Berkeley | 1 | Conventional Hydroelectric | HY |  | S | 28 | 28 | 28 | N | 1985 |  |  | N | Electric Utility | 1 | X | WAT
Conventional Hydroelectric.WAT | hydro | TRUE | 50118 | US Army Corps of Engineers | 6789 | St Stephen | SC | Berkeley | 2 | Conventional Hydroelectric | HY |  | S | 28 | 28 | 28 | N | 1985 |  |  | N | Electric Utility | 1 | X | WAT
Conventional Hydroelectric.WAT | hydro | TRUE | 50118 | US Army Corps of Engineers | 6789 | St Stephen | SC | Berkeley | 3 | Conventional Hydroelectric | HY |  | S | 28 | 28 | 28 | N | 1985 |  |  | N | Electric Utility | 1 | X | WAT
Natural Gas Internal Combustion Engine.NG | natural gas peaker | TRUE | 998 | City of Augusta - (KS) | 6791 | Augusta Electric Plant No 2 | KS | Butler | 1 | Natural Gas Internal Combustion Engine | IC |  | S | 4 | 4 | 3.6 | N | 1968 |  |  | N | Electric Utility | 1 | X | NG | DFO
Natural Gas Internal Combustion Engine.NG | natural gas peaker | TRUE | 998 | City of Augusta - (KS) | 6791 | Augusta Electric Plant No 2 | KS | Butler | 2 | Natural Gas Internal Combustion Engine | IC |  | S | 4 | 4 | 3.6 | N | 1968 |  |  | N | Electric Utility | 1 | X | NG | DFO
Natural Gas Internal Combustion Engine.NG | natural gas peaker | TRUE | 998 | City of Augusta - (KS) | 6791 | Augusta Electric Plant No 2 | KS | Butler | 3 | Natural Gas Internal Combustion Engine | IC |  | S | 6 | 6 | 5.3 | N | 1981 |  |  | N | Electric Utility | 1 | X | NG | DFO
Natural Gas Internal Combustion Engine.NG | natural gas peaker | TRUE | 998 | City of Augusta - (KS) | 6791 | Augusta Electric Plant No 2 | KS | Butler | 4 | Natural Gas Internal Combustion Engine | IC |  | S | 6.1 | 6.1 | 5 | N | 2005 |  |  | N | Electric Utility | 1 | X | NG | DFO
Petroleum Liquids.DFO | petroleum | TRUE | 17271 | City & Borough of Sitka - (AK) | 6801 | Jarvis Street | AK | Sitka | 1 | Petroleum Liquids | IC |  | S | 2 | 2 | 1 | N | 1979 |  |  | N | Electric Utility | 1 | X | DFO
Petroleum Liquids.DFO | petroleum | TRUE | 17271 | City & Borough of Sitka - (AK) | 6801 | Jarvis Street | AK | Sitka | 2 | Petroleum Liquids | IC |  | S | 2.8 | 2.8 | 1 | N | 1979 |  |  | N | Electric Utility | 1 | X | DFO
Petroleum Liquids.DFO | petroleum | TRUE | 17271 | City & Borough of Sitka - (AK) | 6801 | Jarvis Street | AK | Sitka | 3 | Petroleum Liquids | IC |  | S | 2.8 | 2.8 | 1 | N | 1979 |  |  | N | Electric Utility | 1 | X | DFO
Petroleum Liquids.DFO | petroleum | TRUE | 17271 | City & Borough of Sitka - (AK) | 6801 | Jarvis Street | AK | Sitka | 4 | Petroleum Liquids | IC |  | S | 4 | 4 | 2.5 | N | 2002 |  |  | N | Electric Utility | 1 | X | DFO
Petroleum Liquids.DFO | petroleum | TRUE | 17271 | City & Borough of Sitka - (AK) | 6801 | Jarvis Street | AK | Sitka | 5 | Petroleum Liquids | IC |  | S | 13.5 | 13.5 | 10 | N | 2014 |  |  | N | Electric Utility | 1 | X | DFO
Conventional Steam Coal.BIT | hard coal | TRUE | 1692 | Big Rivers Electric Corp | 6823 | D B Wilson | KY | Ohio | 1 | Conventional Steam Coal | ST |  | S | 417 | 417 | 300 | N | 1984 |  |  | N | Electric Utility | 1 | X | BIT | DFO | PC
Petroleum Liquids.DFO | petroleum | TRUE | 7570 | Great River Energy | 6824 | St Bonifacius | MN | Carver | 1 | Petroleum Liquids | GT |  | S | 60.2 | 66 | 10 | N | 1978 |  |  | N | Electric Utility | 1 | X | DFO
Petroleum Liquids.DFO | petroleum | TRUE | 9011 | City of Hugoton - (KS) | 7011 | Hugoton 2 | KS | Stevens | 10 | Petroleum Liquids | IC |  | S | 4 | 4 | 2.6 | N | 1983 |  |  | N | Electric Utility | 1 | X | DFO | NG
Petroleum Liquids.DFO | petroleum | TRUE | 9011 | City of Hugoton - (KS) | 7011 | Hugoton 2 | KS | Stevens | 11 | Petroleum Liquids | IC |  | S | 2.2 | 2.2 | 1.5 | N | 1997 |  |  | N | Electric Utility | 1 | X | DFO | NG
Petroleum Liquids.DFO | petroleum | TRUE | 9011 | City of Hugoton - (KS) | 7011 | Hugoton 2 | KS | Stevens | 12 | Petroleum Liquids | IC |  | S | 2.8 | 2.8 | 1.8 | N | 1997 |  |  | N | Electric Utility | 1 | X | DFO | NG
Natural Gas Internal Combustion Engine.NG | natural gas peaker | TRUE | 9011 | City of Hugoton - (KS) | 7011 | Hugoton 2 | KS | Stevens | 13 | Natural Gas Internal Combustion Engine | IC |  | S | 0.5 | 0.5 | 0.2 | N | 1998 |  |  | N | Electric Utility | 1 | X | NG
Petroleum Liquids.DFO | petroleum | TRUE | 9011 | City of Hugoton - (KS) | 7011 | Hugoton 2 | KS | Stevens | 7 | Petroleum Liquids | IC |  | S | 2 | 2 | 1.5 | N | 1964 |  |  | N | Electric Utility | 1 | X | DFO | NG
Petroleum Liquids.DFO | petroleum | TRUE | 9011 | City of Hugoton - (KS) | 7011 | Hugoton 2 | KS | Stevens | 8 | Petroleum Liquids | IC |  | S | 1.8 | 1.8 | 0.9 | N | 1971 |  |  | N | Electric Utility | 1 | X | DFO | NG
Petroleum Liquids.DFO | petroleum | TRUE | 9011 | City of Hugoton - (KS) | 7011 | Hugoton 2 | KS | Stevens | 9A | Petroleum Liquids | IC |  | S | 4 | 4 | 3.2 | N | 1994 |  |  | N | Electric Utility | 1 | X | DFO | NG
Conventional Hydroelectric.WAT | hydro | TRUE | 9187 | City of Idaho Falls - (ID) | 7012 | Lower No 1 | ID | Bonneville | 2 | Conventional Hydroelectric | HY |  | S | 8 | 8 | 8 | N | 1982 |  |  | N | Electric Utility | 1 | X | WAT
Natural Gas Steam Turbine.NG | natural gas steam turbine | TRUE | 20813 | City of Winfield - (KS) | 7013 | East 12th Street | KS | Cowley | 4 | Natural Gas Steam Turbine | ST |  | S | 25.8 | 28.6 | 5 | N | 1970 |  |  | N | Electric Utility | 1 | X | NG
Petroleum Liquids.DFO | petroleum | TRUE | 20813 | City of Winfield - (KS) | 7013 | East 12th Street | KS | Cowley | 5 | Petroleum Liquids | IC |  | S | 1.6 | 1.6 | 0.5 | N | 2002 |  |  | N | Electric Utility | 1 | X | DFO
Conventional Hydroelectric.WAT | hydro | TRUE | 13037 | City of Mt Pleasant - (UT) | 7015 | Unit 4 | UT | Sanpete | 1 | Conventional Hydroelectric | HY |  | S | 1.3 | 0.3 | 0.2 | N | 1993 |  |  | N | Electric Utility | 1 | X | WAT
Natural Gas Internal Combustion Engine.NG | natural gas peaker | TRUE | 3355 | City of Chanute | 7018 | Chanute 3 | KS | Neosho | 10 | Natural Gas Internal Combustion Engine | IC |  | S | 6.9 | 6.9 | 4 | N | 1986 |  |  | N | Electric Utility | 1 | X | NG | DFO
Natural Gas Internal Combustion Engine.NG | natural gas peaker | TRUE | 3355 | City of Chanute | 7018 | Chanute 3 | KS | Neosho | 11 | Natural Gas Internal Combustion Engine | IC |  | S | 6.9 | 6.9 | 4 | N | 1986 |  |  | N | Electric Utility | 1 | X | NG | DFO
Petroleum Liquids.DFO | petroleum | TRUE | 3355 | City of Chanute | 7018 | Chanute 3 | KS | Neosho | 12 | Petroleum Liquids | IC |  | S | 5.5 | 5.5 | 2 | N | 1991 |  |  | N | Electric Utility | 1 | X | DFO
Petroleum Liquids.DFO | petroleum | TRUE | 3355 | City of Chanute | 7018 | Chanute 3 | KS | Neosho | 13 | Petroleum Liquids | IC |  | S | 5.9 | 5.9 | 2 | N | 1991 |  |  | N | Electric Utility | 1 | X | DFO
Natural Gas Internal Combustion Engine.NG | natural gas peaker | TRUE | 3355 | City of Chanute | 7018 | Chanute 3 | KS | Neosho | 9 | Natural Gas Internal Combustion Engine | IC |  | S | 6.9 | 6.9 | 4 | N | 1985 |  |  | N | Electric Utility | 1 | X | NG | DFO
Natural Gas Internal Combustion Engine.NG | natural gas peaker | TRUE | 17845 | City of Springville - (UT) | 7028 | Whitehead | UT | Utah | K1 | Natural Gas Internal Combustion Engine | IC |  | S | 5.9 | 6.3 | 5 | N | 1986 |  |  | N | Electric Utility | 1 | X | NG | DFO
Natural Gas Internal Combustion Engine.NG | natural gas peaker | TRUE | 17845 | City of Springville - (UT) | 7028 | Whitehead | UT | Utah | K2 | Natural Gas Internal Combustion Engine | IC |  | S | 6 | 6.2 | 5 | N | 1986 |  |  | N | Electric Utility | 1 | X | NG | DFO
Natural Gas Internal Combustion Engine.NG | natural gas peaker | TRUE | 17845 | City of Springville - (UT) | 7028 | Whitehead | UT | Utah | K6CAT | Natural Gas Internal Combustion Engine | IC |  | S | 2.5 | 2.5 | 0.5 | N | 2016 |  |  | Y | Electric Utility | 1 | T | NG
Natural Gas Internal Combustion Engine.NG | natural gas peaker | TRUE | 17845 | City of Springville - (UT) | 7028 | Whitehead | UT | Utah | K7CAT | Natural Gas Internal Combustion Engine | IC |  | S | 2.5 | 2.5 | 0.5 | N | 2016 |  |  | Y | Electric Utility | 1 | T | NG
Conventional Steam Coal.LIG | lignite | TRUE | 56598 | Major Oak Power, LLC | 7030 | Major Oak Power | TX | Robertson | 1 | Conventional Steam Coal | ST |  | S | 152 | 153 | 95 | N | 1990 |  |  | N | IPP Non-CHP | 2 | X | LIG | NG | SUB | PC
Conventional Steam Coal.LIG | lignite | TRUE | 56598 | Major Oak Power, LLC | 7030 | Major Oak Power | TX | Robertson | 2 | Conventional Steam Coal | ST |  | S | 153 | 154 | 95 | N | 1991 |  |  | N | IPP Non-CHP | 2 | X | LIG | NG | SUB | PC
Petroleum Liquids.DFO | petroleum | TRUE | 19876 | Virginia Electric & Power Co | 7032 | Gravel Neck | VA | Surry | 1 | Petroleum Liquids | GT |  | S | 12 | 17.6 | 0 | N | 1970 |  |  | N | Electric Utility | 1 | X | DFO
Petroleum Liquids.DFO | petroleum | TRUE | 19876 | Virginia Electric & Power Co | 7032 | Gravel Neck | VA | Surry | 2 | Petroleum Liquids | GT |  | S | 16 | 25.8 | 0 | N | 1970 |  |  | N | Electric Utility | 1 | X | DFO
Natural Gas Fired Combustion Turbine.NG | natural gas peaker | TRUE | 19876 | Virginia Electric & Power Co | 7032 | Gravel Neck | VA | Surry | 3 | Natural Gas Fired Combustion Turbine | GT |  | S | 85 | 92 | 40 | N | 1989 |  |  | N | Electric Utility | 1 | X | NG | DFO
Natural Gas Fired Combustion Turbine.NG | natural gas peaker | TRUE | 19876 | Virginia Electric & Power Co | 7032 | Gravel Neck | VA | Surry | 4 | Natural Gas Fired Combustion Turbine | GT |  | S | 85 | 92 | 40 | N | 1989 |  |  | N | Electric Utility | 1 | X | NG | DFO
Natural Gas Fired Combustion Turbine.NG | natural gas peaker | TRUE | 19876 | Virginia Electric & Power Co | 7032 | Gravel Neck | VA | Surry | 5 | Natural Gas Fired Combustion Turbine | GT |  | S | 85 | 92 | 40 | N | 1989 |  |  | N | Electric Utility | 1 | X | NG | DFO
Natural Gas Fired Combustion Turbine.NG | natural gas peaker | TRUE | 19876 | Virginia Electric & Power Co | 7032 | Gravel Neck | VA | Surry | 6 | Natural Gas Fired Combustion Turbine | GT |  | S | 85 | 92 | 40 | N | 1989 |  |  | N | Electric Utility | 1 | X | NG | DFO
Conventional Hydroelectric.WAT | hydro | TRUE | 11135 | City of Logan - (UT) | 7034 | Hydro II | UT | Cache | 1 | Conventional Hydroelectric | HY |  | S | 3.1 | 1.5 | 0.6 | N | 1986 |  |  | N | Electric Utility | 1 | X | WAT
Conventional Hydroelectric.WAT | hydro | TRUE | 11135 | City of Logan - (UT) | 7034 | Hydro II | UT | Cache | 2 | Conventional Hydroelectric | HY |  | S | 3.1 | 1.5 | 0.6 | N | 1986 |  |  | N | Electric Utility | 1 | X | WAT
Petroleum Liquids.DFO | petroleum | TRUE | 56815 | NorthWestern Energy (MT wind/thermal) | 7039 | Lake (WY) | WY | Teton | 1 | Petroleum Liquids | IC |  | S | 2.7 | 2.7 | 2.3 | N | 1967 |  |  | N | Electric Utility | 1 | X | DFO
Conventional Hydroelectric.WAT | hydro | TRUE | 807 | Arkansas Electric Coop Corp | 7040 | Ellis Hydro | AR | Crawford | 1 | Conventional Hydroelectric | HY |  | S | 5 | 5 | 1 | N | 1988 |  |  | N | Electric Utility | 1 | X | WAT
Conventional Hydroelectric.WAT | hydro | TRUE | 807 | Arkansas Electric Coop Corp | 7040 | Ellis Hydro | AR | Crawford | 2 | Conventional Hydroelectric | HY |  | S | 6 | 6 | 1 | N | 1988 |  |  | N | Electric Utility | 1 | X | WAT
Conventional Hydroelectric.WAT | hydro | TRUE | 807 | Arkansas Electric Coop Corp | 7040 | Ellis Hydro | AR | Crawford | 3 | Conventional Hydroelectric | HY |  | S | 6 | 6 | 1 | N | 1988 |  |  | N | Electric Utility | 1 | X | WAT
Conventional Hydroelectric.WAT | hydro | TRUE | 40215 | Cordova Electric Coop, Inc | 7042 | Humpback Creek | AK | Valdez Cordova | 1 | Conventional Hydroelectric | HY |  | S | 0.4 | 0.4 | 0.2 | N | 1991 |  |  | N | Electric Utility | 1 | X | WAT
Conventional Hydroelectric.WAT | hydro | TRUE | 40215 | Cordova Electric Coop, Inc | 7042 | Humpback Creek | AK | Valdez Cordova | 2 | Conventional Hydroelectric | HY |  | S | 0.4 | 0.4 | 0.2 | N | 1991 |  |  | N | Electric Utility | 1 | X | WAT
Conventional Hydroelectric.WAT | hydro | TRUE | 40215 | Cordova Electric Coop, Inc | 7042 | Humpback Creek | AK | Valdez Cordova | 3 | Conventional Hydroelectric | HY |  | S | 0.2 | 0.2 | 0.1 | N | 1991 |  |  | N | Electric Utility | 1 | X | WAT
Conventional Hydroelectric.WAT | hydro | TRUE | 20151 | Washington Electric Coop - (VT) | 7051 | Wrightsville Hydro Plant | VT | Washington | 1 | Conventional Hydroelectric | HY |  | S | 0.1 | 0.1 | 0.1 | N | 1985 |  |  | N | Electric Utility | 1 | X | WAT
Conventional Hydroelectric.WAT | hydro | TRUE | 20151 | Washington Electric Coop - (VT) | 7051 | Wrightsville Hydro Plant | VT | Washington | 2 | Conventional Hydroelectric | HY |  | S | 0.2 | 0.2 | 0.2 | N | 1985 |  |  | N | Electric Utility | 1 | X | WAT
Conventional Hydroelectric.WAT | hydro | TRUE | 20151 | Washington Electric Coop - (VT) | 7051 | Wrightsville Hydro Plant | VT | Washington | 3 | Conventional Hydroelectric | HY |  | S | 0.4 | 0.4 | 0.4 | N | 1985 |  |  | N | Electric Utility | 1 | X | WAT
Conventional Hydroelectric.WAT | hydro | TRUE | 7601 | Green Mountain Power Corp | 7056 | Bolton Falls | VT | Washington | 1 | Conventional Hydroelectric | HY |  | S | 3.9 | 3.9 | 0.9 | N | 1986 |  |  | N | Electric Utility | 1 | X | WAT
Conventional Hydroelectric.WAT | hydro | TRUE | 7601 | Green Mountain Power Corp | 7056 | Bolton Falls | VT | Washington | 2 | Conventional Hydroelectric | HY |  | S | 3.9 | 3.9 | 0.9 | N | 1986 |  |  | N | Electric Utility | 1 | X | WAT
Petroleum Liquids.DFO | petroleum | TRUE | 4715 | Dahlberg Light & Power Co | 7058 | Solon Diesel | WI | Douglas | 1 | Petroleum Liquids | IC |  | S | 0.8 | 0.8 | 0.8 | N | 1988 |  |  | N | Electric Utility | 1 | X | DFO
Petroleum Liquids.DFO | petroleum | TRUE | 4715 | Dahlberg Light & Power Co | 7058 | Solon Diesel | WI | Douglas | 2 | Petroleum Liquids | IC |  | S | 0.8 | 0.8 | 0.8 | N | 1988 |  |  | N | Electric Utility | 1 | X | DFO
Petroleum Liquids.DFO | petroleum | TRUE | 4715 | Dahlberg Light & Power Co | 7058 | Solon Diesel | WI | Douglas | 3 | Petroleum Liquids | IC |  | S | 0.8 | 0.8 | 0.8 | N | 1989 |  |  | N | Electric Utility | 1 | X | DFO
Petroleum Liquids.DFO | petroleum | TRUE | 4715 | Dahlberg Light & Power Co | 7058 | Solon Diesel | WI | Douglas | 4 | Petroleum Liquids | IC |  | S | 0.8 | 0.8 | 0.8 | N | 1989 |  |  | N | Electric Utility | 1 | X | DFO
Petroleum Liquids.DFO | petroleum | TRUE | 4715 | Dahlberg Light & Power Co | 7058 | Solon Diesel | WI | Douglas | 5 | Petroleum Liquids | IC |  | S | 0.8 | 0.8 | 0.8 | N | 1989 |  |  | N | Electric Utility | 1 | X | DFO
Petroleum Liquids.DFO | petroleum | TRUE | 4715 | Dahlberg Light & Power Co | 7058 | Solon Diesel | WI | Douglas | 6 | Petroleum Liquids | IC |  | S | 0.8 | 0.8 | 0.8 | N | 1995 |  |  | N | Electric Utility | 1 | X | DFO
Petroleum Liquids.DFO | petroleum | TRUE | 4715 | Dahlberg Light & Power Co | 7058 | Solon Diesel | WI | Douglas | 7 | Petroleum Liquids | IC |  | S | 0.8 | 0.8 | 0.8 | N | 1995 |  |  | N | Electric Utility | 1 | X | DFO
Petroleum Liquids.DFO | petroleum | TRUE | 4715 | Dahlberg Light & Power Co | 7058 | Solon Diesel | WI | Douglas | 8 | Petroleum Liquids | IC |  | S | 0.8 | 0.8 | 0.8 | N | 1995 |  |  | N | Electric Utility | 1 | X | DFO
Petroleum Liquids.DFO | petroleum | TRUE | 17141 | City of Sibley - (IA) | 7060 | Sibley No Two | IA | Osceola | 4 | Petroleum Liquids | IC |  | S | 1 | 1.1 | 1 | N | 1987 |  |  | N | Electric Utility | 1 | X | DFO | NG
Natural Gas with Compressed Air Storage.NG | natural gas combined cycle | TRUE | 189 | PowerSouth Energy Cooperative | 7063 | McIntosh (AL) | AL | Washington | 1 | Natural Gas with Compressed Air Storage | CE |  | S | 110 | 110 | 30 | N | 1991 |  |  | N | Electric Utility | 1 | X | NG
Natural Gas Fired Combustion Turbine.NG | natural gas peaker | TRUE | 189 | PowerSouth Energy Cooperative | 7063 | McIntosh (AL) | AL | Washington | 2 | Natural Gas Fired Combustion Turbine | GT |  | S | 114 | 120 | 65 | N | 1998 |  |  | N | Electric Utility | 1 | X | NG | DFO
Natural Gas Fired Combustion Turbine.NG | natural gas peaker | TRUE | 189 | PowerSouth Energy Cooperative | 7063 | McIntosh (AL) | AL | Washington | 3 | Natural Gas Fired Combustion Turbine | GT |  | S | 114 | 120 | 65 | N | 1998 |  |  | N | Electric Utility | 1 | X | NG | DFO
Natural Gas Fired Combustion Turbine.NG | natural gas peaker | TRUE | 189 | PowerSouth Energy Cooperative | 7063 | McIntosh (AL) | AL | Washington | 4 | Natural Gas Fired Combustion Turbine | GT |  | S | 175 | 224 | 111 | N | 2010 |  |  | N | Electric Utility | 1 | X | NG
Natural Gas Fired Combustion Turbine.NG | natural gas peaker | TRUE | 189 | PowerSouth Energy Cooperative | 7063 | McIntosh (AL) | AL | Washington | 5 | Natural Gas Fired Combustion Turbine | GT |  | S | 175 | 224 | 111 | N | 2010 |  |  | N | Electric Utility | 1 | X | NG
Conventional Hydroelectric.WAT | hydro | TRUE | 2518 | U S Bureau of Reclamation | 7066 | Stampede | CA | Sierra | 1 | Conventional Hydroelectric | HY |  | S | 3 | 3 | 0 | N | 1988 |  |  | N | Electric Utility | 1 | X | WAT
Conventional Hydroelectric.WAT | hydro | TRUE | 2518 | U S Bureau of Reclamation | 7066 | Stampede | CA | Sierra | 2 | Conventional Hydroelectric | HY |  | S | 0.6 | 0.6 | 0 | N | 1988 |  |  | N | Electric Utility | 1 | X | WAT
Conventional Hydroelectric.WAT | hydro | TRUE | 3255 | California Dept. of Water Resources | 7072 | Mojave Siphon | CA | San Bernardino | 1 | Conventional Hydroelectric | HY |  | S | 10.8 | 10.8 | 2 | N | 1996 |  |  | N | Electric Utility | 1 | X | WAT
Conventional Hydroelectric.WAT | hydro | TRUE | 3255 | California Dept. of Water Resources | 7072 | Mojave Siphon | CA | San Bernardino | 2 | Conventional Hydroelectric | HY |  | S | 10.8 | 10.8 | 2 | N | 1996 |  |  | N | Electric Utility | 1 | X | WAT
Conventional Hydroelectric.WAT | hydro | TRUE | 3255 | California Dept. of Water Resources | 7072 | Mojave Siphon | CA | San Bernardino | 3 | Conventional Hydroelectric | HY |  | S | 10.8 | 10.8 | 2 | N | 1996 |  |  | N | Electric Utility | 1 | X | WAT
Conventional Hydroelectric.WAT | hydro | TRUE | 9191 | Idaho Power Co | 7079 | Upper Salmon B | ID | Twin Falls | 1 | Conventional Hydroelectric | HY |  | S | 9.1 | 9.3 | 0 | N | 1947 |  |  | N | Electric Utility | 1 | X | WAT
Conventional Hydroelectric.WAT | hydro | TRUE | 9191 | Idaho Power Co | 7079 | Upper Salmon B | ID | Twin Falls | 2 | Conventional Hydroelectric | HY |  | S | 9.2 | 9.3 | 0 | N | 1947 |  |  | N | Electric Utility | 1 | X | WAT
Petroleum Liquids.DFO | petroleum | TRUE | 17874 | City of St George | 7080 | St George Red Rock | UT | Washington | 1 | Petroleum Liquids | IC |  | S | 7 | 7 | 1 | N | 1987 |  |  | N | Electric Utility | 1 | X | DFO
Petroleum Liquids.DFO | petroleum | TRUE | 17874 | City of St George | 7080 | St George Red Rock | UT | Washington | 2 | Petroleum Liquids | IC |  | S | 7 | 7 | 1 | N | 1987 |  |  | N | Electric Utility | 1 | X | DFO
Natural Gas Fired Combined Cycle.NG | natural gas combined cycle | TRUE | 13407 | Nevada Power Co | 7082 | Harry Allen | NV | Clark | 5 | Natural Gas Fired Combined Cycle | CT | PB1 | S | 151.6 | 164 | 90 | N | 2011 |  |  | N | Electric Utility | 1 | X | NG
Natural Gas Fired Combined Cycle.NG | natural gas combined cycle | TRUE | 13407 | Nevada Power Co | 7082 | Harry Allen | NV | Clark | 6 | Natural Gas Fired Combined Cycle | CT | PB1 | S | 151.6 | 164 | 90 | N | 2011 |  |  | N | Electric Utility | 1 | X | NG
Natural Gas Fired Combined Cycle.NG | natural gas combined cycle | TRUE | 13407 | Nevada Power Co | 7082 | Harry Allen | NV | Clark | 7 | Natural Gas Fired Combined Cycle | CA | PB1 | S | 206.8 | 196 | 45 | N | 2011 |  |  | N | Electric Utility | 1 | X | NG
Natural Gas Fired Combustion Turbine.NG | natural gas peaker | TRUE | 13407 | Nevada Power Co | 7082 | Harry Allen | NV | Clark | GT1 | Natural Gas Fired Combustion Turbine | GT |  | S | 72 | 76 | 30 | N | 1995 |  |  | N | Electric Utility | 1 | X | NG
Natural Gas Fired Combustion Turbine.NG | natural gas peaker | TRUE | 13407 | Nevada Power Co | 7082 | Harry Allen | NV | Clark | GT4 | Natural Gas Fired Combustion Turbine | GT |  | S | 72 | 76 | 30 | N | 2006 |  |  | N | Electric Utility | 1 | X | NG
Conventional Steam Coal.SUB | hard coal | TRUE | 16604 | City of San Antonio - (TX) | 7097 | J K Spruce | TX | Bexar | 1 | Conventional Steam Coal | ST |  | S | 560 | 560 | 130 | N | 1992 | 12 | 2028 | N | Electric Utility | 1 | X | SUB
Conventional Steam Coal.SUB | hard coal | TRUE | 16604 | City of San Antonio - (TX) | 7097 | J K Spruce | TX | Bexar | 2 | Conventional Steam Coal | ST |  | S | 785 | 785 | 300 | N | 2010 |  |  | N | Electric Utility | 1 | X | SUB
Natural Gas Internal Combustion Engine.NG | natural gas peaker | TRUE | 8366 | Heber Light & Power Company | 7111 | Heber City | UT | Wasatch | 1 | Natural Gas Internal Combustion Engine | IC |  | S | 1.4 | 1.4 | 1.4 | N | 2004 |  |  | N | Electric Utility | 1 | X | NG
Natural Gas Internal Combustion Engine.NG | natural gas peaker | TRUE | 8366 | Heber Light & Power Company | 7111 | Heber City | UT | Wasatch | 11 | Natural Gas Internal Combustion Engine | IC |  | S | 1.9 | 1.9 | 1.9 | N | 2015 |  |  | N | Electric Utility | 1 | X | NG
Natural Gas Internal Combustion Engine.NG | natural gas peaker | TRUE | 8366 | Heber Light & Power Company | 7111 | Heber City | UT | Wasatch | 12 | Natural Gas Internal Combustion Engine | IC |  | S | 2.3 | 2.3 | 2.3 | N | 2015 |  |  | N | Electric Utility | 1 | X | NG
Natural Gas Internal Combustion Engine.NG | natural gas peaker | TRUE | 8366 | Heber Light & Power Company | 7111 | Heber City | UT | Wasatch | 13 | Natural Gas Internal Combustion Engine | IC |  | S | 2.5 | 2.5 | 2.2 | N | 2022 |  |  | N | Electric Utility | 1 | X | NG
Natural Gas Internal Combustion Engine.NG | natural gas peaker | TRUE | 8366 | Heber Light & Power Company | 7111 | Heber City | UT | Wasatch | 15 | Natural Gas Internal Combustion Engine | IC |  | S | 1.5 | 1.5 |  | N | 2023 |  |  | N | Electric Utility | 1 | X | NG
Natural Gas Internal Combustion Engine.NG | natural gas peaker | TRUE | 8366 | Heber Light & Power Company | 7111 | Heber City | UT | Wasatch | 2 | Natural Gas Internal Combustion Engine | IC |  | S | 1.4 | 1.4 | 1.4 | N | 2004 |  |  | N | Electric Utility | 1 | X | NG
Natural Gas Internal Combustion Engine.NG | natural gas peaker | TRUE | 8366 | Heber Light & Power Company | 7111 | Heber City | UT | Wasatch | 4 | Natural Gas Internal Combustion Engine | IC |  | S | 1.9 | 1.9 | 1.9 | N | 2003 |  |  | N | Electric Utility | 1 | X | NG
Natural Gas Internal Combustion Engine.NG | natural gas peaker | TRUE | 8366 | Heber Light & Power Company | 7111 | Heber City | UT | Wasatch | NA10 | Natural Gas Internal Combustion Engine | IC |  | S | 1.9 | 1.9 | 1.9 | N | 2002 |  |  | N | Electric Utility | 1 | X | NG
Natural Gas Internal Combustion Engine.NG | natural gas peaker | TRUE | 8366 | Heber Light & Power Company | 7111 | Heber City | UT | Wasatch | NA9 | Natural Gas Internal Combustion Engine | IC |  | S | 1.9 | 1.9 | 1.9 | N | 2003 |  |  | N | Electric Utility | 1 | X | NG
Petroleum Liquids.DFO | petroleum | TRUE | 12385 | Metlakatla Power & Light | 7112 | Centennial | AK | Prince of Wales Ketchikan | IC7 | Petroleum Liquids | IC |  | S | 1.8 | 1.8 | 0.2 | N | 2017 |  |  | N | Electric Utility | 1 | X | DFO
Conventional Hydroelectric.WAT | hydro | TRUE | 14624 | PUD No 2 of Grant County | 7113 | PEC Headworks | WA | Grant | 1 | Conventional Hydroelectric | HY |  | J | 6.6 | 6.6 | 3 | N | 1990 |  |  | N | Electric Utility | 1 | X | WAT
Conventional Hydroelectric.WAT | hydro | TRUE | 19578 | Upper Peninsula Power Company | 7115 | Hoist | MI | Marquette | 2 | Conventional Hydroelectric | HY |  | S | 0.8 | 0.5 | 0 | N | 1988 |  |  | N | Electric Utility | 1 | X | WAT
Conventional Hydroelectric.WAT | hydro | TRUE | 19578 | Upper Peninsula Power Company | 7115 | Hoist | MI | Marquette | 3 | Conventional Hydroelectric | HY |  | S | 1.2 | 0.8 | 0 | N | 1988 |  |  | N | Electric Utility | 1 | X | WAT
Conventional Hydroelectric.WAT | hydro | TRUE | 19578 | Upper Peninsula Power Company | 7116 | McClure Dam | MI | Marquette | 1 | Conventional Hydroelectric | HY |  | S | 2.9 | 2.3 | 0 | N | 1988 |  |  | N | Electric Utility | 1 | X | WAT
Conventional Hydroelectric.WAT | hydro | TRUE | 19578 | Upper Peninsula Power Company | 7116 | McClure Dam | MI | Marquette | 2 | Conventional Hydroelectric | HY |  | S | 2.9 | 2.3 | 0 | N | 1988 |  |  | N | Electric Utility | 1 | X | WAT
Conventional Hydroelectric.WAT | hydro | TRUE | 65429 | Cataract Hydro, LLC | 7118 | Cataract (MI) | MI | Marquette | 1 | Conventional Hydroelectric | HY |  | S | 0.6 | 0.3 | 0 | N | 1988 |  |  | N | IPP Non-CHP | 2 | X | WAT
Petroleum Liquids.DFO | petroleum | TRUE | 19578 | Upper Peninsula Power Company | 7119 | Gladstone | MI | Delta | 1 | Petroleum Liquids | GT |  | S | 17 | 22.2 | 5 | N | 1975 |  |  | N | Electric Utility | 1 | X | DFO
Hydroelectric Pumped Storage.WAT | other | TRUE | 5416 | Duke Energy Carolinas, LLC | 7125 | Bad Creek | SC | Oconee | 1 | Hydroelectric Pumped Storage | PS |  | S | 420 | 420 | 250 | N | 1991 |  |  | N | Electric Utility | 1 | X | WAT
Hydroelectric Pumped Storage.WAT | other | TRUE | 5416 | Duke Energy Carolinas, LLC | 7125 | Bad Creek | SC | Oconee | 2 | Hydroelectric Pumped Storage | PS |  | S | 420 | 420 | 320 | N | 1991 |  |  | N | Electric Utility | 1 | X | WAT
Hydroelectric Pumped Storage.WAT | other | TRUE | 5416 | Duke Energy Carolinas, LLC | 7125 | Bad Creek | SC | Oconee | 3 | Hydroelectric Pumped Storage | PS |  | S | 420 | 420 | 250 | Y | 1991 |  |  | N | Electric Utility | 1 | X | WAT
Hydroelectric Pumped Storage.WAT | other | TRUE | 5416 | Duke Energy Carolinas, LLC | 7125 | Bad Creek | SC | Oconee | 4 | Hydroelectric Pumped Storage | PS |  | S | 340 | 340 | 250 | N | 1991 |  |  | N | Electric Utility | 1 | X | WAT
Conventional Hydroelectric.WAT | hydro | TRUE | 18429 | City of Tacoma - (WA) | 7127 | Wynoochee | WA | Grays Harbor | 1 | Conventional Hydroelectric | HY |  | S | 15.5 | 12.8 | 1 | N | 1994 |  |  | N | Electric Utility | 1 | X | WAT
Conventional Hydroelectric.WAT | hydro | TRUE | 332 | Allegheny Electric Coop Inc | 7128 | William F Matson Generating Station | PA | Huntingdon | 1 | Conventional Hydroelectric | HY |  | S | 2.4 | 7 | 2.4 | N | 1988 |  |  | N | Electric Utility | 1 | X | WAT
Conventional Hydroelectric.WAT | hydro | TRUE | 332 | Allegheny Electric Coop Inc | 7128 | William F Matson Generating Station | PA | Huntingdon | 2 | Conventional Hydroelectric | HY |  | S | 6 | 14.7 | 6 | N | 1988 |  |  | N | Electric Utility | 1 | X | WAT
Conventional Hydroelectric.WAT | hydro | TRUE | 3255 | California Dept. of Water Resources | 7129 | Thermalito Diverson Dam | CA | Butte | TD1 | Conventional Hydroelectric | HY |  | S | 3 | 3 | 0 | N | 1987 |  |  | N | Electric Utility | 1 | X | WAT
Petroleum Liquids.RFO | petroleum | TRUE | 8287 | Hawaii Electric Light Co Inc | 7130 | Puna | HI | Hawaii | 1 | Petroleum Liquids | ST |  | S | 14 | 14 | 6 | N | 1988 |  |  | N | Electric Utility | 1 | X | RFO | DFO
Petroleum Liquids.DFO | petroleum | TRUE | 8287 | Hawaii Electric Light Co Inc | 7130 | Puna | HI | Hawaii | 3 | Petroleum Liquids | GT |  | S | 20 | 20 | 7 | N | 1992 |  |  | N | Electric Utility | 1 | X | DFO
Natural Gas Fired Combustion Turbine.NG | natural gas peaker | TRUE | 11292 | City of Lubbock - (TX) | 7131 | Brandon Station | TX | Lubbock | 1 | Natural Gas Fired Combustion Turbine | GT |  | S | 20 | 21.5 | 20 | N | 1990 |  |  | Y | Electric Utility | 1 | T | NG
Conventional Hydroelectric.WAT | hydro | TRUE | 2010 | City of Bountiful | 7132 | Pine View Dam | UT | Weber | NA1 | Conventional Hydroelectric | HY |  | S | 1.8 | 1.8 | 0.5 | N | 1991 |  |  | N | Electric Utility | 1 | X | WAT
Conventional Hydroelectric.WAT | hydro | TRUE | 807 | Arkansas Electric Coop Corp | 7135 | Whillock | AR | Conway | 1 | Conventional Hydroelectric | HY |  | S | 6 | 6 | 1 | N | 1993 |  |  | N | Electric Utility | 1 | X | WAT
Conventional Hydroelectric.WAT | hydro | TRUE | 807 | Arkansas Electric Coop Corp | 7135 | Whillock | AR | Conway | 2 | Conventional Hydroelectric | HY |  | S | 6 | 6 | 1 | N | 1993 |  |  | N | Electric Utility | 1 | X | WAT
Conventional Hydroelectric.WAT | hydro | TRUE | 807 | Arkansas Electric Coop Corp | 7135 | Whillock | AR | Conway | 3 | Conventional Hydroelectric | HY |  | S | 5 | 5 | 1 | N | 1993 |  |  | N | Electric Utility | 1 | X | WAT
Natural Gas Fired Combustion Turbine.NG | natural gas peaker | TRUE | 61358 | Forked River Power, LLC | 7138 | Forked River | NJ | Ocean | 1 | Natural Gas Fired Combustion Turbine | GT |  | S | 34 | 44 | 34 | N | 1989 |  |  | N | IPP Non-CHP | 2 | X | NG | DFO
Natural Gas Fired Combustion Turbine.NG | natural gas peaker | TRUE | 61358 | Forked River Power, LLC | 7138 | Forked River | NJ | Ocean | 2 | Natural Gas Fired Combustion Turbine | GT |  | S | 31 | 41 | 31 | N | 1989 |  |  | N | IPP Non-CHP | 2 | X | NG | DFO
Natural Gas Fired Combustion Turbine.NG | natural gas peaker | TRUE | 12341 | MidAmerican Energy Co | 7145 | Pleasant Hill | IA | Polk | 1 | Natural Gas Fired Combustion Turbine | GT |  | S | 37.9 | 47 | 6 | N | 1990 |  |  | N | Electric Utility | 1 | X | NG | DFO
Natural Gas Fired Combustion Turbine.NG | natural gas peaker | TRUE | 12341 | MidAmerican Energy Co | 7145 | Pleasant Hill | IA | Polk | 2 | Natural Gas Fired Combustion Turbine | GT |  | S | 37.8 | 47 | 6 | N | 1990 |  |  | N | Electric Utility | 1 | X | NG | DFO
Natural Gas Fired Combustion Turbine.NG | natural gas peaker | TRUE | 12341 | MidAmerican Energy Co | 7145 | Pleasant Hill | IA | Polk | 3 | Natural Gas Fired Combustion Turbine | GT |  | S | 78.5 | 100 | 6 | N | 1994 |  |  | N | Electric Utility | 1 | X | NG | DFO
Petroleum Liquids.DFO | petroleum | TRUE | 56505 | National Grid Generation LLC | 7146 | Wading River | NY | Suffolk | 02 | Petroleum Liquids | GT |  | S | 76.9 | 96.2 | 66.4 | N | 1989 |  |  | N | Electric Utility | 1 | X | DFO
Petroleum Liquids.DFO | petroleum | TRUE | 56505 | National Grid Generation LLC | 7146 | Wading River | NY | Suffolk | 03 | Petroleum Liquids | GT |  | S | 81.7 | 99 | 65.9 | N | 1989 |  |  | N | Electric Utility | 1 | X | DFO
Petroleum Liquids.DFO | petroleum | TRUE | 56505 | National Grid Generation LLC | 7146 | Wading River | NY | Suffolk | 1 | Petroleum Liquids | GT |  | S | 82 | 101.3 | 68.1 | N | 1989 |  |  | N | Electric Utility | 1 | X | DFO
Conventional Hydroelectric.WAT | hydro | TRUE | 17609 | Southern California Edison Co | 7147 | Mill Creek 3 | CA | San Bernardino | 3 | Conventional Hydroelectric | HY |  | S | 1 | 1 | 0 | N | 1903 |  |  | N | Electric Utility | 1 | X | WAT
Conventional Hydroelectric.WAT | hydro | TRUE | 17609 | Southern California Edison Co | 7147 | Mill Creek 3 | CA | San Bernardino | 4 | Conventional Hydroelectric | HY |  | S | 1 | 1 | 0 | N | 1904 |  |  | N | Electric Utility | 1 | X | WAT
Conventional Hydroelectric.WAT | hydro | TRUE | 17609 | Southern California Edison Co | 7147 | Mill Creek 3 | CA | San Bernardino | 5 | Conventional Hydroelectric | HY |  | S | 1 | 1 | 0 | N | 1904 |  |  | N | Electric Utility | 1 | X | WAT
Conventional Hydroelectric.WAT | hydro | TRUE | 16655 | City of Santa Clara - (CA) | 7151 | Stony Gorge | CA | Glenn | 1 | Conventional Hydroelectric | HY |  | S | 2.5 | 2.5 | 0.3 | N | 1986 |  |  | N | Electric Utility | 1 | X | WAT
Conventional Hydroelectric.WAT | hydro | TRUE | 16655 | City of Santa Clara - (CA) | 7151 | Stony Gorge | CA | Glenn | 2 | Conventional Hydroelectric | HY |  | S | 2.5 | 2.5 | 0.3 | N | 1986 |  |  | N | Electric Utility | 1 | X | WAT
Natural Gas Fired Combined Cycle.NG | natural gas combined cycle | TRUE | 56609 | Calpine Mid-Atlantic Generation LLC | 7153 | Hay Road | DE | New Castle | HR1 | Natural Gas Fired Combined Cycle | CT | CC1 | S | 124 | 124 | 80 | N | 1989 |  |  | N | IPP Non-CHP | 2 | X | NG | DFO
Natural Gas Fired Combined Cycle.NG | natural gas combined cycle | TRUE | 56609 | Calpine Mid-Atlantic Generation LLC | 7153 | Hay Road | DE | New Castle | HR2 | Natural Gas Fired Combined Cycle | CT | CC1 | S | 124 | 124 | 80 | N | 1989 |  |  | N | IPP Non-CHP | 2 | X | NG | DFO
Natural Gas Fired Combined Cycle.NG | natural gas combined cycle | TRUE | 56609 | Calpine Mid-Atlantic Generation LLC | 7153 | Hay Road | DE | New Castle | HR3 | Natural Gas Fired Combined Cycle | CT | CC1 | S | 124 | 124 | 80 | N | 1991 |  |  | N | IPP Non-CHP | 2 | X | NG | DFO
Natural Gas Fired Combined Cycle.NG | natural gas combined cycle | TRUE | 56609 | Calpine Mid-Atlantic Generation LLC | 7153 | Hay Road | DE | New Castle | HR4 | Natural Gas Fired Combined Cycle | CA | CC1 | S | 192 | 192 | 45 | N | 1993 |  |  | N | IPP Non-CHP | 2 | X | NG | DFO
Natural Gas Fired Combined Cycle.NG | natural gas combined cycle | TRUE | 56609 | Calpine Mid-Atlantic Generation LLC | 7153 | Hay Road | DE | New Castle | HR5 | Natural Gas Fired Combined Cycle | CT | CC2 | S | 124 | 124 | 80 | N | 2001 |  |  | N | IPP Non-CHP | 2 | X | NG | DFO
Natural Gas Fired Combined Cycle.NG | natural gas combined cycle | TRUE | 56609 | Calpine Mid-Atlantic Generation LLC | 7153 | Hay Road | DE | New Castle | HR6 | Natural Gas Fired Combined Cycle | CT | CC2 | S | 124 | 124 | 80 | N | 2001 |  |  | N | IPP Non-CHP | 2 | X | NG | DFO
Natural Gas Fired Combined Cycle.NG | natural gas combined cycle | TRUE | 56609 | Calpine Mid-Atlantic Generation LLC | 7153 | Hay Road | DE | New Castle | HR7 | Natural Gas Fired Combined Cycle | CT | CC2 | S | 124 | 124 | 80 | N | 2001 |  |  | N | IPP Non-CHP | 2 | X | NG | DFO
Natural Gas Fired Combined Cycle.NG | natural gas combined cycle | TRUE | 56609 | Calpine Mid-Atlantic Generation LLC | 7153 | Hay Road | DE | New Castle | HR8 | Natural Gas Fired Combined Cycle | CA | CC2 | S | 192 | 192 | 45 | N | 2002 |  |  | N | IPP Non-CHP | 2 | X | NG | DFO
Petroleum Liquids.DFO | petroleum | TRUE | 9417 | Interstate Power and Light Co | 7155 | Lime Creek | IA | Cerro Gordo | 1 | Petroleum Liquids | GT |  | S | 35 | 49 | 13 | N | 1991 |  |  | N | Electric Utility | 1 | X | DFO
Petroleum Liquids.DFO | petroleum | TRUE | 9417 | Interstate Power and Light Co | 7155 | Lime Creek | IA | Cerro Gordo | 2 | Petroleum Liquids | GT |  | S | 35.3 | 49.4 | 13 | N | 1991 |  |  | N | Electric Utility | 1 | X | DFO
Natural Gas Fired Combustion Turbine.NG | natural gas peaker | TRUE | 55729 | Duke Energy Kentucky Inc | 7158 | Woodsdale | OH | Butler | GT1 | Natural Gas Fired Combustion Turbine | GT |  | S | 78 | 94 | 5 | N | 1993 |  |  | N | Electric Utility | 1 | X | NG | DFO
Natural Gas Fired Combustion Turbine.NG | natural gas peaker | TRUE | 55729 | Duke Energy Kentucky Inc | 7158 | Woodsdale | OH | Butler | GT2 | Natural Gas Fired Combustion Turbine | GT |  | S | 80 | 94 | 5 | N | 1992 |  |  | N | Electric Utility | 1 | X | NG | DFO
Natural Gas Fired Combustion Turbine.NG | natural gas peaker | TRUE | 55729 | Duke Energy Kentucky Inc | 7158 | Woodsdale | OH | Butler | GT3 | Natural Gas Fired Combustion Turbine | GT |  | S | 80 | 94 | 5 | N | 1992 |  |  | N | Electric Utility | 1 | X | NG | DFO
Natural Gas Fired Combustion Turbine.NG | natural gas peaker | TRUE | 55729 | Duke Energy Kentucky Inc | 7158 | Woodsdale | OH | Butler | GT4 | Natural Gas Fired Combustion Turbine | GT |  | S | 78 | 94 | 5 | N | 1992 |  |  | N | Electric Utility | 1 | X | NG | DFO
Natural Gas Fired Combustion Turbine.NG | natural gas peaker | TRUE | 55729 | Duke Energy Kentucky Inc | 7158 | Woodsdale | OH | Butler | GT5 | Natural Gas Fired Combustion Turbine | GT |  | S | 80 | 94 | 5 | N | 1992 |  |  | N | Electric Utility | 1 | X | NG | DFO
Natural Gas Fired Combustion Turbine.NG | natural gas peaker | TRUE | 55729 | Duke Energy Kentucky Inc | 7158 | Woodsdale | OH | Butler | GT6 | Natural Gas Fired Combustion Turbine | GT |  | S | 80 | 94 | 5 | N | 1992 |  |  | N | Electric Utility | 1 | X | NG | DFO
Natural Gas Fired Combustion Turbine.NG | natural gas peaker | TRUE | 20847 | Wisconsin Electric Power Co | 7159 | Concord | WI | Jefferson | 1 | Natural Gas Fired Combustion Turbine | GT |  | S | 92.5 | 100 | 50 | N | 1993 |  |  | N | Electric Utility | 1 | X | NG | DFO
Natural Gas Fired Combustion Turbine.NG | natural gas peaker | TRUE | 20847 | Wisconsin Electric Power Co | 7159 | Concord | WI | Jefferson | 2 | Natural Gas Fired Combustion Turbine | GT |  | S | 91.3 | 100 | 50 | N | 1993 |  |  | N | Electric Utility | 1 | X | NG | DFO
Natural Gas Fired Combustion Turbine.NG | natural gas peaker | TRUE | 20847 | Wisconsin Electric Power Co | 7159 | Concord | WI | Jefferson | 3 | Natural Gas Fired Combustion Turbine | GT |  | S | 90.7 | 100 | 50 | N | 1994 |  |  | N | Electric Utility | 1 | X | NG | DFO
Natural Gas Fired Combustion Turbine.NG | natural gas peaker | TRUE | 20847 | Wisconsin Electric Power Co | 7159 | Concord | WI | Jefferson | 4 | Natural Gas Fired Combustion Turbine | GT |  | S | 94 | 100 | 50 | N | 1994 |  |  | N | Electric Utility | 1 | X | NG | DFO
Hydroelectric Pumped Storage.WAT | other | TRUE | 2850 | Central Arizona Water Conservation Dist | 7164 | Waddell | AZ | Maricopa | PG3 | Hydroelectric Pumped Storage | PS |  | W | 10 | 10 | 10 | N | 1993 |  |  | N | Electric Utility | 1 | X | WAT
Hydroelectric Pumped Storage.WAT | other | TRUE | 2850 | Central Arizona Water Conservation Dist | 7164 | Waddell | AZ | Maricopa | PG6 | Hydroelectric Pumped Storage | PS |  | W | 10 | 10 | 10 | N | 1993 |  |  | N | Electric Utility | 1 | X | WAT
Hydroelectric Pumped Storage.WAT | other | TRUE | 2850 | Central Arizona Water Conservation Dist | 7164 | Waddell | AZ | Maricopa | PG7 | Hydroelectric Pumped Storage | PS |  | W | 10 | 10 | 10 | N | 1993 |  |  | N | Electric Utility | 1 | X | WAT
Hydroelectric Pumped Storage.WAT | other | TRUE | 2850 | Central Arizona Water Conservation Dist | 7164 | Waddell | AZ | Maricopa | PS1 | Hydroelectric Pumped Storage | PS |  | W | 10 | 10 | 10 | N | 1993 |  |  | N | Electric Utility | 1 | X | WAT
Conventional Hydroelectric.WAT | hydro | TRUE | 13718 | City of North Little Rock - (AR) | 7166 | Murray | AR | Pulaski | 1 | Conventional Hydroelectric | HY |  | S | 21.2 | 21.2 | 4 | N | 1988 |  |  | N | Electric Utility | 1 | X | WAT
Conventional Hydroelectric.WAT | hydro | TRUE | 13718 | City of North Little Rock - (AR) | 7166 | Murray | AR | Pulaski | 2 | Conventional Hydroelectric | HY |  | S | 21.2 | 21.2 | 4 | N | 1988 |  |  | N | Electric Utility | 1 | X | WAT
Conventional Hydroelectric.WAT | hydro | TRUE | 12385 | Metlakatla Power & Light | 7168 | Chester Lake | AK | Prince of Wales Ketchikan | 1 | Conventional Hydroelectric | HY |  | S | 1.2 | 1.2 | 0.2 | N | 1988 |  |  | N | Electric Utility | 1 | X | WAT
Petroleum Liquids.DFO | petroleum | TRUE | 219 | Alaska Power and Telephone Co | 7169 | Northway | AK | Southeast Fairbanks | 1A | Petroleum Liquids | IC |  | S | 0.3 | 0.3 | 0.1 | N | 1997 |  |  | N | Electric Utility | 1 | X | DFO
Petroleum Liquids.DFO | petroleum | TRUE | 219 | Alaska Power and Telephone Co | 7169 | Northway | AK | Southeast Fairbanks | 2A | Petroleum Liquids | IC |  | S | 0.2 | 0.2 | 0.1 | N | 1997 |  |  | N | Electric Utility | 1 | X | DFO
Petroleum Liquids.DFO | petroleum | TRUE | 219 | Alaska Power and Telephone Co | 7169 | Northway | AK | Southeast Fairbanks | 5 | Petroleum Liquids | IC |  | S | 0.4 | 0.4 | 0.2 | N | 2007 |  |  | N | Electric Utility | 1 | X | DFO
Natural Gas Fired Combustion Turbine.NG | natural gas peaker | TRUE | 1276 | Barrow Utils & Elec Coop, Inc | 7173 | Barrow | AK | North Slope | 11 | Natural Gas Fired Combustion Turbine | GT |  | S | 4.8 | 5 | 0.5 | N | 1996 |  |  | N | Electric Utility | 1 | X | NG
Natural Gas Fired Combustion Turbine.NG | natural gas peaker | TRUE | 1276 | Barrow Utils & Elec Coop, Inc | 7173 | Barrow | AK | North Slope | 12 | Natural Gas Fired Combustion Turbine | GT |  | S | 5 | 5.3 | 0.5 | N | 2001 |  |  | N | Electric Utility | 1 | X | NG | DFO
Natural Gas Fired Combustion Turbine.NG | natural gas peaker | TRUE | 1276 | Barrow Utils & Elec Coop, Inc | 7173 | Barrow | AK | North Slope | 6 | Natural Gas Fired Combustion Turbine | GT |  | W | 2.5 | 3 | 0.5 | N | 1977 |  |  | N | Electric Utility | 1 | X | NG | DFO
Natural Gas Fired Combustion Turbine.NG | natural gas peaker | TRUE | 1276 | Barrow Utils & Elec Coop, Inc | 7173 | Barrow | AK | North Slope | 7 | Natural Gas Fired Combustion Turbine | GT |  | W | 2.5 | 3 | 0.5 | N | 1980 |  |  | N | Electric Utility | 1 | X | NG | DFO
Natural Gas Fired Combustion Turbine.NG | natural gas peaker | TRUE | 1276 | Barrow Utils & Elec Coop, Inc | 7173 | Barrow | AK | North Slope | 8 | Natural Gas Fired Combustion Turbine | GT |  | W | 2.5 | 3 | 0.5 | N | 1982 |  |  | N | Electric Utility | 1 | X | NG | DFO
Petroleum Liquids.DFO | petroleum | TRUE | 7833 | Gwitchyaa Zhee Utility Co | 7174 | Gwitchyaa Zhee | AK | Yukon Koyukuk | 11 | Petroleum Liquids | IC |  | S | 0.2 | 0.3 | 0.2 | N | 2022 |  |  | N | Electric Utility | 1 | X | DFO
Petroleum Liquids.DFO | petroleum | TRUE | 7833 | Gwitchyaa Zhee Utility Co | 7174 | Gwitchyaa Zhee | AK | Yukon Koyukuk | 7 | Petroleum Liquids | IC |  | S | 0.4 | 0.6 | 0.2 | N | 2015 |  |  | Y | Electric Utility | 1 | T | DFO
Petroleum Liquids.DFO | petroleum | TRUE | 7833 | Gwitchyaa Zhee Utility Co | 7174 | Gwitchyaa Zhee | AK | Yukon Koyukuk | 8 | Petroleum Liquids | IC |  | S | 0.4 | 0.6 | 0.2 | N | 2016 |  |  | Y | Electric Utility | 1 | T | DFO
Petroleum Liquids.DFO | petroleum | TRUE | 7833 | Gwitchyaa Zhee Utility Co | 7174 | Gwitchyaa Zhee | AK | Yukon Koyukuk | 9 | Petroleum Liquids | IC |  | S | 0.2 | 0.3 | 0.2 | N | 2016 |  |  | Y | Electric Utility | 1 | T | DFO
Conventional Hydroelectric.WAT | hydro | TRUE | 3990 | Colorado River Indian Irr Proj | 7179 | Headgate Rock | AZ | La Paz | 1 | Conventional Hydroelectric | HY |  | S | 6.5 | 6.5 | 1 | N | 1993 |  |  | N | Electric Utility | 1 | X | WAT
Conventional Hydroelectric.WAT | hydro | TRUE | 3990 | Colorado River Indian Irr Proj | 7179 | Headgate Rock | AZ | La Paz | 2 | Conventional Hydroelectric | HY |  | S | 6.5 | 6.5 | 1 | N | 1993 |  |  | N | Electric Utility | 1 | X | WAT
Conventional Hydroelectric.WAT | hydro | TRUE | 3990 | Colorado River Indian Irr Proj | 7179 | Headgate Rock | AZ | La Paz | 3 | Conventional Hydroelectric | HY |  | S | 6.5 | 6.5 | 1 | N | 1993 |  |  | N | Electric Utility | 1 | X | WAT
Petroleum Liquids.DFO | petroleum | TRUE | 4959 | Aniak Light & Power Co Inc | 7182 | Aniak | AK | Bethel | 10 | Petroleum Liquids | IC |  | S | 0.6 | 0.6 | 0.3 | N | 2016 |  |  | N | Electric Utility | 1 | X | DFO
Petroleum Liquids.DFO | petroleum | TRUE | 4959 | Aniak Light & Power Co Inc | 7182 | Aniak | AK | Bethel | 11 | Petroleum Liquids | IC |  | S | 0.5 | 0.5 | 0.1 | N | 2018 |  |  | N | Electric Utility | 1 | X | DFO
Petroleum Liquids.DFO | petroleum | TRUE | 4959 | Aniak Light & Power Co Inc | 7182 | Aniak | AK | Bethel | 9 | Petroleum Liquids | IC |  | S | 0.6 | 0.6 | 0.1 | N | 1996 |  |  | N | Electric Utility | 1 | X | DFO
Petroleum Liquids.DFO | petroleum | TRUE | 9188 | I-N-N Electric Coop, Inc | 7183 | Newhalen | AK | Lake and Peninsula | 5 | Petroleum Liquids | IC |  | S | 0.3 | 0.3 | 0 | N | 2012 |  |  | N | Electric Utility | 1 | X | DFO
Petroleum Liquids.DFO | petroleum | TRUE | 9188 | I-N-N Electric Coop, Inc | 7183 | Newhalen | AK | Lake and Peninsula | 6 | Petroleum Liquids | IC |  | S | 0.3 | 0.3 | 0 | N | 2012 |  |  | N | Electric Utility | 1 | X | DFO
Petroleum Liquids.DFO | petroleum | TRUE | 9188 | I-N-N Electric Coop, Inc | 7183 | Newhalen | AK | Lake and Peninsula | 7 | Petroleum Liquids | IC |  | S | 0.3 | 0.3 | 0 | N | 2012 |  |  | N | Electric Utility | 1 | X | DFO
Conventional Hydroelectric.WAT | hydro | TRUE | 9188 | I-N-N Electric Coop, Inc | 7183 | Newhalen | AK | Lake and Peninsula | H-1 | Conventional Hydroelectric | HY |  | S | 0.4 | 0.4 | 0 | N | 1998 |  |  | N | Electric Utility | 1 | X | WAT
Conventional Hydroelectric.WAT | hydro | TRUE | 9188 | I-N-N Electric Coop, Inc | 7183 | Newhalen | AK | Lake and Peninsula | H-2 | Conventional Hydroelectric | HY |  | S | 0.4 | 0.4 | 0 | N | 1998 |  |  | N | Electric Utility | 1 | X | WAT
Conventional Hydroelectric.WAT | hydro | TRUE | 15783 | City of Redding - (CA) | 7189 | Whiskeytown | CA | Shasta | 1 | Conventional Hydroelectric | HY |  | S | 3.5 | 3.5 | 1 | N | 1986 |  |  | N | Electric Utility | 1 | X | WAT
Conventional Hydroelectric.WAT | hydro | TRUE | 9191 | Idaho Power Co | 7190 | Milner Hydro | ID | Cassia | 1 | Conventional Hydroelectric | HY |  | S | 34.8 |  | 0 | N | 1992 |  |  | N | Electric Utility | 1 | X | WAT
Conventional Hydroelectric.WAT | hydro | TRUE | 9191 | Idaho Power Co | 7190 | Milner Hydro | ID | Cassia | 2 | Conventional Hydroelectric | HY |  | S |  |  | 0 | N | 1992 |  |  | N | Electric Utility | 1 | X | WAT
Conventional Hydroelectric.WAT | hydro | TRUE | 9191 | Idaho Power Co | 7190 | Milner Hydro | ID | Cassia | 3 | Conventional Hydroelectric | HY |  | S | 0.3 | 0.8 | 0 | N | 1992 |  |  | N | Electric Utility | 1 | X | WAT
Conventional Hydroelectric.WAT | hydro | TRUE | 56477 | Tallassee Shoals LLC | 7191 | Tallassee Hydro Project | GA | Clarke | 1 | Conventional Hydroelectric | HY |  | S | 2 | 2 | 0.2 | N | 1986 |  |  | N | IPP Non-CHP | 2 | X | WAT
Conventional Hydroelectric.WAT | hydro | TRUE | 56477 | Tallassee Shoals LLC | 7191 | Tallassee Hydro Project | GA | Clarke | 2 | Conventional Hydroelectric | HY |  | S | 0.1 | 0.1 | 0.1 | N | 1986 |  |  | N | IPP Non-CHP | 2 | X | WAT
Conventional Hydroelectric.WAT | hydro | TRUE | 19449 | USACE-Fort Worth District | 7200 | Robert D Willis | TX | Jasper | 1 | Conventional Hydroelectric | HY |  | S | 4 | 4 | 0.5 | N | 1989 |  |  | N | Electric Utility | 1 | X | WAT
Conventional Hydroelectric.WAT | hydro | TRUE | 19449 | USACE-Fort Worth District | 7200 | Robert D Willis | TX | Jasper | 2 | Conventional Hydroelectric | HY |  | S | 4 | 4 | 0.5 | N | 1989 |  |  | N | Electric Utility | 1 | X | WAT
Natural Gas Fired Combustion Turbine.NG | natural gas peaker | TRUE | 20856 | Wisconsin Power & Light Co | 7203 | South Fond Du Lac | WI | Fond Du Lac | CT1 | Natural Gas Fired Combustion Turbine | GT |  | W | 82 | 101.5 | 20 | N | 1993 |  |  | N | Electric Utility | 1 | X | NG | DFO
Natural Gas Fired Combustion Turbine.NG | natural gas peaker | TRUE | 20856 | Wisconsin Power & Light Co | 7203 | South Fond Du Lac | WI | Fond Du Lac | CT2 | Natural Gas Fired Combustion Turbine | GT |  | S | 80.2 | 99.2 | 20 | N | 1994 |  |  | N | Electric Utility | 1 | X | NG | DFO
Natural Gas Fired Combustion Turbine.NG | natural gas peaker | TRUE | 20856 | Wisconsin Power & Light Co | 7203 | South Fond Du Lac | WI | Fond Du Lac | CT3 | Natural Gas Fired Combustion Turbine | GT |  | S | 82.4 | 101.9 | 20 | N | 1994 |  |  | N | Electric Utility | 1 | X | NG | DFO
Natural Gas Fired Combustion Turbine.NG | natural gas peaker | TRUE | 20856 | Wisconsin Power & Light Co | 7203 | South Fond Du Lac | WI | Fond Du Lac | CT4 | Natural Gas Fired Combustion Turbine | GT |  | W | 82.9 | 102.6 | 20 | N | 1996 |  |  | N | Electric Utility | 1 | X | NG | DFO
Natural Gas Steam Turbine.NG | natural gas steam turbine | TRUE | 17539 | Dominion Energy South Carolina, Inc | 7210 | Cope | SC | Orangeburg | ST1 | Natural Gas Steam Turbine | ST |  | S | 415 | 415 | 110 | N | 1996 |  |  | N | Electric Utility | 1 | X | NG | BIT
Natural Gas Fired Combustion Turbine.NG | natural gas peaker | TRUE | 19876 | Virginia Electric & Power Co | 7212 | Darbytown | VA | Henrico | 1 | Natural Gas Fired Combustion Turbine | GT |  | S | 85 | 92 | 40 | N | 1990 |  |  | N | Electric Utility | 1 | X | NG | DFO
Natural Gas Fired Combustion Turbine.NG | natural gas peaker | TRUE | 19876 | Virginia Electric & Power Co | 7212 | Darbytown | VA | Henrico | 2 | Natural Gas Fired Combustion Turbine | GT |  | S | 85 | 92 | 40 | N | 1990 |  |  | N | Electric Utility | 1 | X | NG | DFO
Natural Gas Fired Combustion Turbine.NG | natural gas peaker | TRUE | 19876 | Virginia Electric & Power Co | 7212 | Darbytown | VA | Henrico | 3 | Natural Gas Fired Combustion Turbine | GT |  | S | 85 | 92 | 40 | N | 1990 |  |  | N | Electric Utility | 1 | X | NG | DFO
Natural Gas Fired Combustion Turbine.NG | natural gas peaker | TRUE | 19876 | Virginia Electric & Power Co | 7212 | Darbytown | VA | Henrico | 4 | Natural Gas Fired Combustion Turbine | GT |  | S | 85 | 92 | 40 | N | 1990 |  |  | N | Electric Utility | 1 | X | NG | DFO
Conventional Steam Coal.BIT | hard coal | TRUE | 19876 | Virginia Electric & Power Co | 7213 | Clover | VA | Halifax | 1 | Conventional Steam Coal | ST |  | J | 440 | 442.9 | 130 | N | 1995 |  |  | N | Electric Utility | 1 | X | BIT
Conventional Steam Coal.BIT | hard coal | TRUE | 19876 | Virginia Electric & Power Co | 7213 | Clover | VA | Halifax | 2 | Conventional Steam Coal | ST |  | J | 437.1 | 439 | 130 | N | 1996 |  |  | N | Electric Utility | 1 | X | BIT
Conventional Hydroelectric.WAT | hydro | TRUE | 16655 | City of Santa Clara - (CA) | 7229 | Black Butte | CA | Tehama | 1 | Conventional Hydroelectric | HY |  | S | 6.1 | 6.1 | 0.5 | N | 1988 |  |  | N | Electric Utility | 1 | X | WAT
Natural Gas Fired Combustion Turbine.NG | natural gas peaker | TRUE | 16655 | City of Santa Clara - (CA) | 7231 | Gianera | CA | Santa Clara | 1 | Natural Gas Fired Combustion Turbine | GT |  | S | 24.8 | 24.8 | 22 | N | 1987 |  |  | N | Electric Utility | 1 | X | NG | DFO
Natural Gas Fired Combustion Turbine.NG | natural gas peaker | TRUE | 16655 | City of Santa Clara - (CA) | 7231 | Gianera | CA | Santa Clara | 2 | Natural Gas Fired Combustion Turbine | GT |  | S | 24.8 | 24.8 | 22 | N | 1986 |  |  | N | Electric Utility | 1 | X | NG | DFO
Natural Gas Fired Combustion Turbine.NG | natural gas peaker | TRUE | 16655 | City of Santa Clara - (CA) | 7232 | Santa Clara Cogen | CA | Santa Clara | 1 | Natural Gas Fired Combustion Turbine | GT |  | S | 3.5 | 3.5 | 2.8 | N | 1982 |  |  | Y | Electric Utility | 1 | T | NG
Natural Gas Fired Combustion Turbine.NG | natural gas peaker | TRUE | 16655 | City of Santa Clara - (CA) | 7232 | Santa Clara Cogen | CA | Santa Clara | 2 | Natural Gas Fired Combustion Turbine | GT |  | S | 3.5 | 3.5 | 2.8 | N | 1982 |  |  | Y | Electric Utility | 1 | T | NG
Conventional Hydroelectric.WAT | hydro | TRUE | 3989 | City of Colorado Springs - (CO) | 7233 | Tesla | CO | El Paso | 1 | Conventional Hydroelectric | HY |  | S | 28 | 28 | 0.5 | N | 1997 |  |  | N | Electric Utility | 1 | X | WAT
Natural Gas Fired Combustion Turbine.NG | natural gas peaker | TRUE | 13781 | Northern States Power Co - Minnesota | 7237 | Angus Anson | SD | Minnehaha | 1 | Natural Gas Fired Combustion Turbine | GT |  | S | 90 | 109 | 45 | N | 1994 | 12 | 2025 | N | Electric Utility | 1 | X | NG | DFO
Natural Gas Fired Combustion Turbine.NG | natural gas peaker | TRUE | 13781 | Northern States Power Co - Minnesota | 7237 | Angus Anson | SD | Minnehaha | 2 | Natural Gas Fired Combustion Turbine | GT |  | S | 90 | 109 | 45 | N | 1994 | 12 | 2025 | N | Electric Utility | 1 | X | NG | DFO
Natural Gas Fired Combustion Turbine.NG | natural gas peaker | TRUE | 13781 | Northern States Power Co - Minnesota | 7237 | Angus Anson | SD | Minnehaha | 4 | Natural Gas Fired Combustion Turbine | GT |  | S | 147 | 168 | 90 | N | 2005 |  |  | N | Electric Utility | 1 | X | NG
Natural Gas Fired Combustion Turbine.NG | natural gas peaker | TRUE | 10376 | Kissimmee Utility Authority | 7238 | Cane Island | FL | Osceola | 1 | Natural Gas Fired Combustion Turbine | GT |  | J | 32 | 42 | 10 | N | 1994 |  |  | N | Electric Utility | 1 | X | NG | DFO
Natural Gas Fired Combined Cycle.NG | natural gas combined cycle | TRUE | 10376 | Kissimmee Utility Authority | 7238 | Cane Island | FL | Osceola | 2 | Natural Gas Fired Combined Cycle | CT | UN1 | J | 76 | 85 | 45 | N | 1995 |  |  | N | Electric Utility | 1 | X | NG | DFO
Natural Gas Fired Combined Cycle.NG | natural gas combined cycle | TRUE | 10376 | Kissimmee Utility Authority | 7238 | Cane Island | FL | Osceola | 2A | Natural Gas Fired Combined Cycle | CA | UN1 | J | 39 | 40 | 10 | N | 1995 |  |  | N | Electric Utility | 1 | X | NG | OTH
Natural Gas Fired Combined Cycle.NG | natural gas combined cycle | TRUE | 10376 | Kissimmee Utility Authority | 7238 | Cane Island | FL | Osceola | 3 | Natural Gas Fired Combined Cycle | CT | UN2 | J | 152 | 172 | 90 | N | 2002 |  |  | N | Electric Utility | 1 | X | NG | DFO
Natural Gas Fired Combined Cycle.NG | natural gas combined cycle | TRUE | 10376 | Kissimmee Utility Authority | 7238 | Cane Island | FL | Osceola | 3A | Natural Gas Fired Combined Cycle | CA | UN2 | J | 90 | 90 | 10 | N | 2002 |  |  | N | Electric Utility | 1 | X | NG
Natural Gas Fired Combined Cycle.NG | natural gas combined cycle | TRUE | 10376 | Kissimmee Utility Authority | 7238 | Cane Island | FL | Osceola | 4 | Natural Gas Fired Combined Cycle | CT | UN3 | W | 160 | 180 | 78 | N | 2011 |  |  | N | Electric Utility | 1 | X | NG
Natural Gas Fired Combined Cycle.NG | natural gas combined cycle | TRUE | 10376 | Kissimmee Utility Authority | 7238 | Cane Island | FL | Osceola | 4A | Natural Gas Fired Combined Cycle | CA | UN3 | W | 130 | 140 | 10 | N | 2011 |  |  | N | Electric Utility | 1 | X | NG
Natural Gas Fired Combined Cycle.NG | natural gas combined cycle | TRUE | 18454 | Tampa Electric Co | 7242 | Polk | FL | Polk | 1CA | Natural Gas Fired Combined Cycle | CA | CC1 | S | 59 | 59 | 33 | N | 1996 |  |  | N | Electric Utility | 1 | X | NG | SGP | SGC
Natural Gas Fired Combined Cycle.NG | natural gas combined cycle | TRUE | 18454 | Tampa Electric Co | 7242 | Polk | FL | Polk | 1CT | Natural Gas Fired Combined Cycle | CT | CC1 | S | 161 | 161 | 89 | N | 1996 |  |  | N | Electric Utility | 1 | X | NG | SGP
Natural Gas Fired Combined Cycle.NG | natural gas combined cycle | TRUE | 18454 | Tampa Electric Co | 7242 | Polk | FL | Polk | 2 | Natural Gas Fired Combined Cycle | CT | CC2 | S | 150 | 180 | 89 | N | 2000 |  |  | N | Electric Utility | 1 | X | NG | DFO
Natural Gas Fired Combined Cycle.NG | natural gas combined cycle | TRUE | 18454 | Tampa Electric Co | 7242 | Polk | FL | Polk | 2CC | Natural Gas Fired Combined Cycle | CA | CC2 | S | 461 | 480 | 90 | N | 2017 |  |  | N | Electric Utility | 1 | X | NG
Natural Gas Fired Combined Cycle.NG | natural gas combined cycle | TRUE | 18454 | Tampa Electric Co | 7242 | Polk | FL | Polk | 3 | Natural Gas Fired Combined Cycle | CT | CC2 | S | 150 | 180 | 89 | N | 2002 |  |  | N | Electric Utility | 1 | X | NG | DFO
Natural Gas Fired Combined Cycle.NG | natural gas combined cycle | TRUE | 18454 | Tampa Electric Co | 7242 | Polk | FL | Polk | 4 | Natural Gas Fired Combined Cycle | CT | CC2 | S | 150 | 180 | 89 | N | 2007 |  |  | N | Electric Utility | 1 | X | NG
Natural Gas Fired Combined Cycle.NG | natural gas combined cycle | TRUE | 18454 | Tampa Electric Co | 7242 | Polk | FL | Polk | 5 | Natural Gas Fired Combined Cycle | CT | CC2 | S | 150 | 180 | 89 | N | 2007 |  |  | N | Electric Utility | 1 | X | NG
Conventional Hydroelectric.WAT | hydro | TRUE | 807 | Arkansas Electric Coop Corp | 7246 | Dam 2 | AR | Desha | 1 | Conventional Hydroelectric | HY |  | S | 11 | 11 | 2 | N | 1999 |  |  | N | Electric Utility | 1 | X | WAT
Conventional Hydroelectric.WAT | hydro | TRUE | 807 | Arkansas Electric Coop Corp | 7246 | Dam 2 | AR | Desha | 2 | Conventional Hydroelectric | HY |  | S | 12 | 12 | 2 | N | 1999 |  |  | N | Electric Utility | 1 | X | WAT
Conventional Hydroelectric.WAT | hydro | TRUE | 807 | Arkansas Electric Coop Corp | 7246 | Dam 2 | AR | Desha | 3 | Conventional Hydroelectric | HY |  | S | 12 | 12 | 2 | N | 1999 |  |  | N | Electric Utility | 1 | X | WAT
Petroleum Liquids.DFO | petroleum | TRUE | 12710 | Missouri Basin Muni Power Agny | 7247 | Watertown Power Plant | SD | Codington | 1 | Petroleum Liquids | GT |  | S | 50 | 60 | 10 | N | 1978 |  |  | N | Electric Utility | 1 | X | DFO
Petroleum Liquids.DFO | petroleum | TRUE | 213 | Alaska Electric Light & Power Co. | 7250 | Auke Bay | AK | Juneau | 13 | Petroleum Liquids | GT |  | S | 2.8 | 2.8 | 0.5 | N | 1993 |  |  | N | Electric Utility | 1 | X | DFO
Petroleum Liquids.DFO | petroleum | TRUE | 213 | Alaska Electric Light & Power Co. | 7250 | Auke Bay | AK | Juneau | 14 | Petroleum Liquids | GT |  | S | 23 | 23 | 9 | N | 1994 |  |  | N | Electric Utility | 1 | X | DFO
Petroleum Liquids.DFO | petroleum | TRUE | 213 | Alaska Electric Light & Power Co. | 7250 | Auke Bay | AK | Juneau | 4 | Petroleum Liquids | IC |  | S | 2.5 | 2.5 | 0.5 | N | 1980 |  |  | N | Electric Utility | 1 | X | DFO
Conventional Hydroelectric.WAT | hydro | TRUE | 19099 | TransAlta Centralia Gen LLC | 7259 | Skookumchuck | WA | Thurston | 1 | Conventional Hydroelectric | HY |  | S | 1 | 1 | 0.3 | N | 1990 |  |  | N | IPP Non-CHP | 2 | X | WAT
Petroleum Liquids.DFO | petroleum | TRUE | 11843 | Maui Electric Co Ltd | 7264 | Miki Basin | HI | Maui | LL1 | Petroleum Liquids | IC |  | S | 1 | 1 | 0.6 | N | 1990 |  |  | N | Electric Utility | 1 | X | DFO
Petroleum Liquids.DFO | petroleum | TRUE | 11843 | Maui Electric Co Ltd | 7264 | Miki Basin | HI | Maui | LL2 | Petroleum Liquids | IC |  | S | 1 | 1 | 0.6 | N | 1990 |  |  | N | Electric Utility | 1 | X | DFO
Petroleum Liquids.DFO | petroleum | TRUE | 11843 | Maui Electric Co Ltd | 7264 | Miki Basin | HI | Maui | LL3 | Petroleum Liquids | IC |  | S | 1 | 1 | 0.6 | N | 1990 |  |  | N | Electric Utility | 1 | X | DFO
Petroleum Liquids.DFO | petroleum | TRUE | 11843 | Maui Electric Co Ltd | 7264 | Miki Basin | HI | Maui | LL4 | Petroleum Liquids | IC |  | S | 1 | 1 | 0.6 | N | 1990 |  |  | N | Electric Utility | 1 | X | DFO
Petroleum Liquids.DFO | petroleum | TRUE | 11843 | Maui Electric Co Ltd | 7264 | Miki Basin | HI | Maui | LL5 | Petroleum Liquids | IC |  | S | 1 | 1 | 0.6 | N | 1990 |  |  | N | Electric Utility | 1 | X | DFO
Petroleum Liquids.DFO | petroleum | TRUE | 11843 | Maui Electric Co Ltd | 7264 | Miki Basin | HI | Maui | LL6 | Petroleum Liquids | IC |  | S | 1 | 1 | 0.6 | N | 1990 |  |  | N | Electric Utility | 1 | X | DFO
Petroleum Liquids.DFO | petroleum | TRUE | 11843 | Maui Electric Co Ltd | 7264 | Miki Basin | HI | Maui | LL7 | Petroleum Liquids | IC |  | S | 2.1 | 2.1 | 0.6 | N | 1996 |  |  | N | Electric Utility | 1 | X | DFO
Petroleum Liquids.DFO | petroleum | TRUE | 11843 | Maui Electric Co Ltd | 7264 | Miki Basin | HI | Maui | LL8 | Petroleum Liquids | IC |  | S | 2.1 | 2.1 | 0.6 | N | 1996 |  |  | N | Electric Utility | 1 | X | DFO
Natural Gas Fired Combined Cycle.NG | natural gas combined cycle | TRUE | 12745 | Modesto Irrigation District | 7266 | Woodland | CA | Stanislaus | 2 | Natural Gas Fired Combined Cycle | CA | CC1 | S | 33 | 33 | 2 | N | 2003 |  |  | N | Electric Utility | 1 | X | NG
Natural Gas Fired Combined Cycle.NG | natural gas combined cycle | TRUE | 12745 | Modesto Irrigation District | 7266 | Woodland | CA | Stanislaus | 3 | Natural Gas Fired Combined Cycle | CT | CC1 | S | 50 | 50 | 23 | N | 2003 |  |  | N | Electric Utility | 1 | X | NG
Natural Gas Internal Combustion Engine.NG | natural gas peaker | TRUE | 12745 | Modesto Irrigation District | 7266 | Woodland | CA | Stanislaus | 3A | Natural Gas Internal Combustion Engine | IC |  | S | 8.2 | 8.2 | 4 | N | 2011 |  |  | N | Electric Utility | 1 | X | NG
Natural Gas Internal Combustion Engine.NG | natural gas peaker | TRUE | 12745 | Modesto Irrigation District | 7266 | Woodland | CA | Stanislaus | 3B | Natural Gas Internal Combustion Engine | IC |  | S | 8.2 | 8.2 | 4 | N | 2011 |  |  | N | Electric Utility | 1 | X | NG
Natural Gas Internal Combustion Engine.NG | natural gas peaker | TRUE | 12745 | Modesto Irrigation District | 7266 | Woodland | CA | Stanislaus | 3C | Natural Gas Internal Combustion Engine | IC |  | S | 8.2 | 8.2 | 4 | N | 2011 |  |  | N | Electric Utility | 1 | X | NG
Natural Gas Internal Combustion Engine.NG | natural gas peaker | TRUE | 12745 | Modesto Irrigation District | 7266 | Woodland | CA | Stanislaus | 3D | Natural Gas Internal Combustion Engine | IC |  | S | 8.2 | 8.2 | 4 | N | 2011 |  |  | N | Electric Utility | 1 | X | NG
Natural Gas Internal Combustion Engine.NG | natural gas peaker | TRUE | 12745 | Modesto Irrigation District | 7266 | Woodland | CA | Stanislaus | 3E | Natural Gas Internal Combustion Engine | IC |  | S | 8.2 | 8.2 | 4 | N | 2011 |  |  | N | Electric Utility | 1 | X | NG
Natural Gas Internal Combustion Engine.NG | natural gas peaker | TRUE | 12745 | Modesto Irrigation District | 7266 | Woodland | CA | Stanislaus | 3F | Natural Gas Internal Combustion Engine | IC |  | S | 8.2 | 8.2 | 4 | N | 2011 |  |  | N | Electric Utility | 1 | X | NG
Natural Gas Fired Combustion Turbine.NG | natural gas peaker | TRUE | 12745 | Modesto Irrigation District | 7266 | Woodland | CA | Stanislaus | NA1 | Natural Gas Fired Combustion Turbine | GT |  | S | 45 | 45 | 23 | N | 1993 |  |  | N | Electric Utility | 1 | X | NG
Natural Gas Fired Combustion Turbine.NG | natural gas peaker | TRUE | 8723 | City of Holland | 7268 | 491 E 48th Street | MI | Allegan | 7 | Natural Gas Fired Combustion Turbine | GT |  | S | 35 | 39 | 15 | N | 1992 |  |  | N | Electric Utility | 1 | X | NG | DFO
Natural Gas Fired Combustion Turbine.NG | natural gas peaker | TRUE | 8723 | City of Holland | 7268 | 491 E 48th Street | MI | Allegan | 8 | Natural Gas Fired Combustion Turbine | GT |  | S | 35 | 39 | 15 | N | 1992 |  |  | N | Electric Utility | 1 | X | NG | DFO
Natural Gas Fired Combustion Turbine.NG | natural gas peaker | TRUE | 8723 | City of Holland | 7268 | 491 E 48th Street | MI | Allegan | 9 | Natural Gas Fired Combustion Turbine | GT |  | S | 75 | 83.5 | 50 | N | 2000 |  |  | N | Electric Utility | 1 | X | NG
Natural Gas Fired Combustion Turbine.NG | natural gas peaker | TRUE | 20847 | Wisconsin Electric Power Co | 7270 | Paris (WI) | WI | Kenosha | 1 | Natural Gas Fired Combustion Turbine | GT |  | S | 90.1 | 100 | 50 | N | 1995 |  |  | N | Electric Utility | 1 | X | NG | DFO
Natural Gas Fired Combustion Turbine.NG | natural gas peaker | TRUE | 20847 | Wisconsin Electric Power Co | 7270 | Paris (WI) | WI | Kenosha | 2 | Natural Gas Fired Combustion Turbine | GT |  | S | 89.9 | 100 | 50 | N | 1995 |  |  | N | Electric Utility | 1 | X | NG | DFO
Natural Gas Fired Combustion Turbine.NG | natural gas peaker | TRUE | 20847 | Wisconsin Electric Power Co | 7270 | Paris (WI) | WI | Kenosha | 3 | Natural Gas Fired Combustion Turbine | GT |  | S | 93.5 | 100 | 50 | N | 1995 |  |  | N | Electric Utility | 1 | X | NG | DFO
Natural Gas Fired Combustion Turbine.NG | natural gas peaker | TRUE | 20847 | Wisconsin Electric Power Co | 7270 | Paris (WI) | WI | Kenosha | 4 | Natural Gas Fired Combustion Turbine | GT |  | S | 90.4 | 100 | 50 | N | 1995 |  |  | N | Electric Utility | 1 | X | NG | DFO
Natural Gas Fired Combustion Turbine.NG | natural gas peaker | TRUE | 5416 | Duke Energy Carolinas, LLC | 7277 | Lincoln Combustion | NC | Lincoln | 1 | Natural Gas Fired Combustion Turbine | GT |  | S | 73 | 94 | 73 | N | 1995 |  |  | N | Electric Utility | 1 | X | NG | DFO
Natural Gas Fired Combustion Turbine.NG | natural gas peaker | TRUE | 5416 | Duke Energy Carolinas, LLC | 7277 | Lincoln Combustion | NC | Lincoln | 10 | Natural Gas Fired Combustion Turbine | GT |  | S | 73 | 96 | 73 | N | 1995 |  |  | N | Electric Utility | 1 | X | NG | DFO
Natural Gas Fired Combustion Turbine.NG | natural gas peaker | TRUE | 5416 | Duke Energy Carolinas, LLC | 7277 | Lincoln Combustion | NC | Lincoln | 11 | Natural Gas Fired Combustion Turbine | GT |  | S | 73 | 95 | 73 | N | 1995 |  |  | N | Electric Utility | 1 | X | NG | DFO
Natural Gas Fired Combustion Turbine.NG | natural gas peaker | TRUE | 5416 | Duke Energy Carolinas, LLC | 7277 | Lincoln Combustion | NC | Lincoln | 12 | Natural Gas Fired Combustion Turbine | GT |  | S | 73 | 94 | 73 | N | 1995 |  |  | N | Electric Utility | 1 | X | NG | DFO
Natural Gas Fired Combustion Turbine.NG | natural gas peaker | TRUE | 5416 | Duke Energy Carolinas, LLC | 7277 | Lincoln Combustion | NC | Lincoln | 13 | Natural Gas Fired Combustion Turbine | GT |  | S | 72 | 93 | 72 | N | 1996 |  |  | N | Electric Utility | 1 | X | NG | DFO
Natural Gas Fired Combustion Turbine.NG | natural gas peaker | TRUE | 5416 | Duke Energy Carolinas, LLC | 7277 | Lincoln Combustion | NC | Lincoln | 14 | Natural Gas Fired Combustion Turbine | GT |  | S | 72 | 94 | 72 | N | 1996 |  |  | N | Electric Utility | 1 | X | NG | DFO
Natural Gas Fired Combustion Turbine.NG | natural gas peaker | TRUE | 5416 | Duke Energy Carolinas, LLC | 7277 | Lincoln Combustion | NC | Lincoln | 15 | Natural Gas Fired Combustion Turbine | GT |  | S | 73 | 94 | 73 | N | 1996 |  |  | N | Electric Utility | 1 | X | NG | DFO
Natural Gas Fired Combustion Turbine.NG | natural gas peaker | TRUE | 5416 | Duke Energy Carolinas, LLC | 7277 | Lincoln Combustion | NC | Lincoln | 16 | Natural Gas Fired Combustion Turbine | GT |  | S | 73 | 93 | 73 | N | 1996 |  |  | N | Electric Utility | 1 | X | NG | DFO
Natural Gas Fired Combustion Turbine.NG | natural gas peaker | TRUE | 5416 | Duke Energy Carolinas, LLC | 7277 | Lincoln Combustion | NC | Lincoln | 2 | Natural Gas Fired Combustion Turbine | GT |  | S | 74 | 96 | 74 | N | 1995 |  |  | N | Electric Utility | 1 | X | NG | DFO
Natural Gas Fired Combustion Turbine.NG | natural gas peaker | TRUE | 5416 | Duke Energy Carolinas, LLC | 7277 | Lincoln Combustion | NC | Lincoln | 3 | Natural Gas Fired Combustion Turbine | GT |  | S | 73 | 95 | 73 | N | 1995 |  |  | N | Electric Utility | 1 | X | NG | DFO
Natural Gas Fired Combustion Turbine.NG | natural gas peaker | TRUE | 5416 | Duke Energy Carolinas, LLC | 7277 | Lincoln Combustion | NC | Lincoln | 4 | Natural Gas Fired Combustion Turbine | GT |  | S | 73 | 94 | 73 | N | 1995 |  |  | N | Electric Utility | 1 | X | NG | DFO
Natural Gas Fired Combustion Turbine.NG | natural gas peaker | TRUE | 5416 | Duke Energy Carolinas, LLC | 7277 | Lincoln Combustion | NC | Lincoln | 5 | Natural Gas Fired Combustion Turbine | GT |  | S | 72 | 93 | 72 | N | 1995 |  |  | N | Electric Utility | 1 | X | NG | DFO
Natural Gas Fired Combustion Turbine.NG | natural gas peaker | TRUE | 5416 | Duke Energy Carolinas, LLC | 7277 | Lincoln Combustion | NC | Lincoln | 6 | Natural Gas Fired Combustion Turbine | GT |  | S | 72 | 93 | 72 | N | 1995 |  |  | N | Electric Utility | 1 | X | NG | DFO
Natural Gas Fired Combustion Turbine.NG | natural gas peaker | TRUE | 5416 | Duke Energy Carolinas, LLC | 7277 | Lincoln Combustion | NC | Lincoln | 7 | Natural Gas Fired Combustion Turbine | GT |  | S | 72 | 95 | 72 | N | 1995 |  |  | N | Electric Utility | 1 | X | NG | DFO
Natural Gas Fired Combustion Turbine.NG | natural gas peaker | TRUE | 5416 | Duke Energy Carolinas, LLC | 7277 | Lincoln Combustion | NC | Lincoln | 8 | Natural Gas Fired Combustion Turbine | GT |  | S | 72 | 94 | 72 | N | 1995 |  |  | N | Electric Utility | 1 | X | NG | DFO
Natural Gas Fired Combustion Turbine.NG | natural gas peaker | TRUE | 5416 | Duke Energy Carolinas, LLC | 7277 | Lincoln Combustion | NC | Lincoln | 9 | Natural Gas Fired Combustion Turbine | GT |  | S | 71 | 94 | 71 | N | 1995 |  |  | N | Electric Utility | 1 | X | NG | DFO
Conventional Hydroelectric.WAT | hydro | TRUE | 4065 | City of Columbus - (OH) | 7279 | O'Shaughnessy Hydro | OH | Delaware | 1 | Conventional Hydroelectric | HY |  | S | 1.3 | 1.3 | 0.2 | N | 1988 |  |  | N | Electric Utility | 1 | X | WAT
Conventional Hydroelectric.WAT | hydro | TRUE | 4065 | City of Columbus - (OH) | 7279 | O'Shaughnessy Hydro | OH | Delaware | 2 | Conventional Hydroelectric | HY |  | S | 3.9 | 3.9 | 0.5 | N | 1988 |  |  | N | Electric Utility | 1 | X | WAT
Natural Gas Fired Combustion Turbine.NG | natural gas peaker | TRUE | 6949 | City of Gardner - (KS) | 7281 | Gardner Energy Center | KS | Johnson | CT1 | Natural Gas Fired Combustion Turbine | GT |  | S | 12.5 | 13.5 | 5 | N | 1990 |  |  | N | Electric Utility | 1 | X | NG
Natural Gas Fired Combustion Turbine.NG | natural gas peaker | TRUE | 6949 | City of Gardner - (KS) | 7281 | Gardner Energy Center | KS | Johnson | CT2 | Natural Gas Fired Combustion Turbine | GT |  | S | 12.5 | 13.5 | 5 | N | 1990 |  |  | N | Electric Utility | 1 | X | NG
Natural Gas Fired Combustion Turbine.NG | natural gas peaker | TRUE | 14446 | Paragould Light & Water Comm | 7283 | Paragould Turbine | AR | Greene | 1 | Natural Gas Fired Combustion Turbine | GT |  | S | 3.4 | 3.4 | 3 | N | 1990 |  |  | N | Electric Utility | 1 | X | NG
Natural Gas Fired Combustion Turbine.NG | natural gas peaker | TRUE | 14446 | Paragould Light & Water Comm | 7283 | Paragould Turbine | AR | Greene | 2 | Natural Gas Fired Combustion Turbine | GT |  | S | 3.4 | 3.4 | 3 | N | 1990 |  |  | N | Electric Utility | 1 | X | NG
Natural Gas Fired Combustion Turbine.NG | natural gas peaker | TRUE | 14446 | Paragould Light & Water Comm | 7283 | Paragould Turbine | AR | Greene | 3 | Natural Gas Fired Combustion Turbine | GT |  | S | 3.4 | 3.4 | 3 | N | 1990 |  |  | N | Electric Utility | 1 | X | NG
Natural Gas Fired Combustion Turbine.NG | natural gas peaker | TRUE | 14446 | Paragould Light & Water Comm | 7283 | Paragould Turbine | AR | Greene | 4 | Natural Gas Fired Combustion Turbine | GT |  | S | 3.4 | 3.4 | 3 | N | 1990 |  |  | N | Electric Utility | 1 | X | NG
Petroleum Liquids.DFO | petroleum | TRUE | 14446 | Paragould Light & Water Comm | 7283 | Paragould Turbine | AR | Greene | 5 | Petroleum Liquids | IC |  | S | 0.2 | 0.2 | 0.2 | N | 1991 |  |  | N | Electric Utility | 1 | X | DFO
Natural Gas Fired Combustion Turbine.NG | natural gas peaker | TRUE | 56606 | Calpine New Jersey Generation LLC | 7288 | Sherman Avenue | NJ | Cumberland | SEHR | Natural Gas Fired Combustion Turbine | GT |  | S | 86.9 | 99 | 78.2 | N | 1991 |  |  | N | IPP Non-CHP | 2 | X | NG | KER
Natural Gas Fired Combined Cycle.NG | natural gas combined cycle | TRUE | 15776 | Central Florida Tourism Oversight District | 7294 | Central Energy Plant | FL | Orange | GTG | Natural Gas Fired Combined Cycle | CT | CC01 | S | 48 | 48 | 2 | N | 1989 |  |  | N | Electric Utility | 1 | X | NG | DFO
Natural Gas Fired Combined Cycle.NG | natural gas combined cycle | TRUE | 15776 | Central Florida Tourism Oversight District | 7294 | Central Energy Plant | FL | Orange | STG | Natural Gas Fired Combined Cycle | CA | CC01 | S | 8 | 8 | 1 | N | 1989 |  |  | N | Electric Utility | 1 | X | NG
Natural Gas Fired Combustion Turbine.NG | natural gas peaker | TRUE | 5860 | Empire District Electric Co | 7296 | State Line Combined Cycle | MO | Jasper | 1 | Natural Gas Fired Combustion Turbine | GT |  | S | 90 | 104 | 70 | N | 1995 |  |  | N | Electric Utility | 1 | X | NG | JF
Natural Gas Fired Combined Cycle.NG | natural gas combined cycle | TRUE | 5860 | Empire District Electric Co | 7296 | State Line Combined Cycle | MO | Jasper | 2-1 | Natural Gas Fired Combined Cycle | CT | CC1 | J | 170 | 200 | 75 | N | 2001 |  |  | N | Electric Utility | 1 | X | NG
Natural Gas Fired Combined Cycle.NG | natural gas combined cycle | TRUE | 5860 | Empire District Electric Co | 7296 | State Line Combined Cycle | MO | Jasper | 2-2 | Natural Gas Fired Combined Cycle | CT | CC1 | J | 172 | 200 | 75 | N | 1997 |  |  | N | Electric Utility | 1 | X | NG
Natural Gas Fired Combined Cycle.NG | natural gas combined cycle | TRUE | 5860 | Empire District Electric Co | 7296 | State Line Combined Cycle | MO | Jasper | 2-3 | Natural Gas Fired Combined Cycle | CA | CC1 | J | 189 | 186 | 50 | N | 2001 |  |  | N | Electric Utility | 1 | X | NG
Natural Gas Fired Combined Cycle.NG | natural gas combined cycle | TRUE | 6455 | Duke Energy Florida, LLC | 7302 | Hines Energy Complex | FL | Polk | 1GT | Natural Gas Fired Combined Cycle | CT | E100 | S | 167 | 174 | 167 | N | 1999 |  |  | N | Electric Utility | 1 | X | NG | DFO
Natural Gas Fired Combined Cycle.NG | natural gas combined cycle | TRUE | 6455 | Duke Energy Florida, LLC | 7302 | Hines Energy Complex | FL | Polk | 1GT2 | Natural Gas Fired Combined Cycle | CT | E100 | S | 167 | 177 | 167 | N | 1999 |  |  | N | Electric Utility | 1 | X | NG | DFO
Natural Gas Fired Combined Cycle.NG | natural gas combined cycle | TRUE | 6455 | Duke Energy Florida, LLC | 7302 | Hines Energy Complex | FL | Polk | 1ST | Natural Gas Fired Combined Cycle | CA | E100 | S | 167 | 170 | 162 | N | 1999 |  |  | N | Electric Utility | 1 | X | NG | DFO
Natural Gas Fired Combined Cycle.NG | natural gas combined cycle | TRUE | 6455 | Duke Energy Florida, LLC | 7302 | Hines Energy Complex | FL | Polk | 2GT | Natural Gas Fired Combined Cycle | CT | F110 | S | 176 | 179 | 176 | N | 2003 |  |  | N | Electric Utility | 1 | X | NG | DFO
Natural Gas Fired Combined Cycle.NG | natural gas combined cycle | TRUE | 6455 | Duke Energy Florida, LLC | 7302 | Hines Energy Complex | FL | Polk | 2GT2 | Natural Gas Fired Combined Cycle | CT | F110 | S | 174 | 183 | 174 | N | 2003 |  |  | N | Electric Utility | 1 | X | NG | DFO
Natural Gas Fired Combined Cycle.NG | natural gas combined cycle | TRUE | 6455 | Duke Energy Florida, LLC | 7302 | Hines Energy Complex | FL | Polk | 2ST | Natural Gas Fired Combined Cycle | CA | F110 | S | 182 | 187 | 182 | N | 2003 |  |  | N | Electric Utility | 1 | X | NG | DFO
Natural Gas Fired Combined Cycle.NG | natural gas combined cycle | TRUE | 6455 | Duke Energy Florida, LLC | 7302 | Hines Energy Complex | FL | Polk | 3GT | Natural Gas Fired Combined Cycle | CT | G301 | S | 171 | 175 | 171 | N | 2005 |  |  | N | Electric Utility | 1 | X | NG | DFO
Natural Gas Fired Combined Cycle.NG | natural gas combined cycle | TRUE | 6455 | Duke Energy Florida, LLC | 7302 | Hines Energy Complex | FL | Polk | 3GT2 | Natural Gas Fired Combined Cycle | CT | G301 | S | 176 | 177 | 176 | N | 2005 |  |  | N | Electric Utility | 1 | X | NG | DFO
Natural Gas Fired Combined Cycle.NG | natural gas combined cycle | TRUE | 6455 | Duke Energy Florida, LLC | 7302 | Hines Energy Complex | FL | Polk | 3ST | Natural Gas Fired Combined Cycle | CA | G301 | S | 176 | 183 | 176 | N | 2005 |  |  | N | Electric Utility | 1 | X | NG | DFO
Natural Gas Fired Combined Cycle.NG | natural gas combined cycle | TRUE | 6455 | Duke Energy Florida, LLC | 7302 | Hines Energy Complex | FL | Polk | 4GT | Natural Gas Fired Combined Cycle | CT | H400 | S | 171 | 179 | 171 | N | 2007 |  |  | N | Electric Utility | 1 | X | NG | DFO
Natural Gas Fired Combined Cycle.NG | natural gas combined cycle | TRUE | 6455 | Duke Energy Florida, LLC | 7302 | Hines Energy Complex | FL | Polk | 4GT2 | Natural Gas Fired Combined Cycle | CT | H400 | S | 176 | 179 | 176 | N | 2007 |  |  | N | Electric Utility | 1 | X | NG | DFO
Natural Gas Fired Combined Cycle.NG | natural gas combined cycle | TRUE | 6455 | Duke Energy Florida, LLC | 7302 | Hines Energy Complex | FL | Polk | 4ST | Natural Gas Fired Combined Cycle | CA | H400 | S | 178 | 186 | 178 | N | 2007 |  |  | N | Electric Utility | 1 | X | NG | DFO
Natural Gas Fired Combustion Turbine.NG | natural gas peaker | TRUE | 15783 | City of Redding - (CA) | 7307 | Redding Power | CA | Shasta | 1 | Natural Gas Fired Combustion Turbine | GT |  | S | 16 | 17 | 14 | N | 1996 |  |  | N | Electric Utility | 1 | X | NG
Natural Gas Fired Combustion Turbine.NG | natural gas peaker | TRUE | 15783 | City of Redding - (CA) | 7307 | Redding Power | CA | Shasta | 2 | Natural Gas Fired Combustion Turbine | GT |  | S | 23 | 25 | 16 | N | 1996 |  |  | N | Electric Utility | 1 | X | NG
Natural Gas Fired Combustion Turbine.NG | natural gas peaker | TRUE | 15783 | City of Redding - (CA) | 7307 | Redding Power | CA | Shasta | 3 | Natural Gas Fired Combustion Turbine | GT |  | S | 23 | 25 | 16 | N | 1996 |  |  | N | Electric Utility | 1 | X | NG
Natural Gas Fired Combined Cycle.NG | natural gas combined cycle | TRUE | 15783 | City of Redding - (CA) | 7307 | Redding Power | CA | Shasta | 4 | Natural Gas Fired Combined Cycle | CA | 101 | S | 27 | 28 | 5 | N | 1989 |  |  | N | Electric Utility | 1 | X | NG
Natural Gas Fired Combined Cycle.NG | natural gas combined cycle | TRUE | 15783 | City of Redding - (CA) | 7307 | Redding Power | CA | Shasta | 5 | Natural Gas Fired Combined Cycle | CT | 101 | S | 41 | 45 | 5 | N | 2002 |  |  | N | Electric Utility | 1 | X | NG
Natural Gas Fired Combined Cycle.NG | natural gas combined cycle | TRUE | 15783 | City of Redding - (CA) | 7307 | Redding Power | CA | Shasta | 6 | Natural Gas Fired Combined Cycle | CT | 101 | S | 41 | 46 | 24 | N | 2011 |  |  | N | Electric Utility | 1 | X | NG
Natural Gas Fired Combined Cycle.NG | natural gas combined cycle | TRUE | 15296 | New York Power Authority | 7314 | Richard M Flynn | NY | Suffolk | NA1 | Natural Gas Fired Combined Cycle | CT | CC1 | S | 135.5 | 160 | 1 | N | 1994 |  |  | N | Electric Utility | 1 | X | NG | DFO
Natural Gas Fired Combined Cycle.NG | natural gas combined cycle | TRUE | 15296 | New York Power Authority | 7314 | Richard M Flynn | NY | Suffolk | NA2 | Natural Gas Fired Combined Cycle | CA | CC1 | S |  |  | 0 | N | 1994 |  |  | N | Electric Utility | 1 | X | NG | DFO
Natural Gas Fired Combustion Turbine.NG | natural gas peaker | TRUE | 19281 | Turlock Irrigation District | 7315 | Almond Power Plant | CA | Stanislaus | 1 | Natural Gas Fired Combustion Turbine | GT |  | S | 49.5 | 49.5 | 16 | N | 1996 |  |  | N | Electric Utility | 1 | X | NG
Natural Gas Fired Combustion Turbine.NG | natural gas peaker | TRUE | 19281 | Turlock Irrigation District | 7315 | Almond Power Plant | CA | Stanislaus | 2 | Natural Gas Fired Combustion Turbine | GT |  | S | 50 | 58 | 16 | N | 2012 |  |  | N | Electric Utility | 1 | X | NG
Natural Gas Fired Combustion Turbine.NG | natural gas peaker | TRUE | 19281 | Turlock Irrigation District | 7315 | Almond Power Plant | CA | Stanislaus | 3 | Natural Gas Fired Combustion Turbine | GT |  | S | 50 | 58 | 16 | N | 2012 |  |  | N | Electric Utility | 1 | X | NG
Natural Gas Fired Combustion Turbine.NG | natural gas peaker | TRUE | 19281 | Turlock Irrigation District | 7315 | Almond Power Plant | CA | Stanislaus | 4 | Natural Gas Fired Combustion Turbine | GT |  | S | 50 | 58 | 16 | N | 2012 |  |  | N | Electric Utility | 1 | X | NG
Conventional Hydroelectric.WAT | hydro | TRUE | 2518 | U S Bureau of Reclamation | 7317 | Buffalo Bill | WY | Park | 1 | Conventional Hydroelectric | HY |  | S | 6 | 6 | 0 | N | 1992 |  |  | N | Electric Utility | 1 | X | WAT
Conventional Hydroelectric.WAT | hydro | TRUE | 2518 | U S Bureau of Reclamation | 7317 | Buffalo Bill | WY | Park | 2 | Conventional Hydroelectric | HY |  | S | 6 | 6 | 0 | N | 1992 |  |  | N | Electric Utility | 1 | X | WAT
Conventional Hydroelectric.WAT | hydro | TRUE | 2518 | U S Bureau of Reclamation | 7317 | Buffalo Bill | WY | Park | 3 | Conventional Hydroelectric | HY |  | S | 6 | 6 | 0 | N | 1992 |  |  | N | Electric Utility | 1 | X | WAT
Natural Gas Fired Combustion Turbine.NG | natural gas peaker | TRUE | 54899 | NAES Corporation - (DE) | 7318 | Van Sant Station | DE | Kent | 1 | Natural Gas Fired Combustion Turbine | GT |  | W | 42 | 42 | 0.5 | N | 1991 |  |  | N | IPP Non-CHP | 2 | X | NG | DFO
Natural Gas Fired Combustion Turbine.NG | natural gas peaker | TRUE | 54888 | NRG Texas Power LLC | 7325 | San Jacinto Steam Electric Station | TX | Harris | 1 | Natural Gas Fired Combustion Turbine | GT |  | S | 80 | 87 | 58 | N | 1995 |  |  | N | IPP Non-CHP | 2 | X | NG
Natural Gas Fired Combustion Turbine.NG | natural gas peaker | TRUE | 54888 | NRG Texas Power LLC | 7325 | San Jacinto Steam Electric Station | TX | Harris | 2 | Natural Gas Fired Combustion Turbine | GT |  | S | 80 | 87 | 58 | N | 1995 |  |  | N | IPP Non-CHP | 2 | X | NG
Natural Gas Fired Combustion Turbine.NG | natural gas peaker | TRUE | 9234 | Indiana Municipal Power Agency | 7335 | Richmond | IN | Wayne | RCT1 | Natural Gas Fired Combustion Turbine | GT |  | S | 34 | 42 | 17 | N | 1992 |  |  | N | Electric Utility | 1 | X | NG | DFO
Natural Gas Fired Combustion Turbine.NG | natural gas peaker | TRUE | 9234 | Indiana Municipal Power Agency | 7335 | Richmond | IN | Wayne | RCT2 | Natural Gas Fired Combustion Turbine | GT |  | S | 34 | 42 | 17 | N | 1992 |  |  | N | Electric Utility | 1 | X | NG | DFO
Natural Gas Fired Combustion Turbine.NG | natural gas peaker | TRUE | 9234 | Indiana Municipal Power Agency | 7336 | Anderson | IN | Madison | ACT1 | Natural Gas Fired Combustion Turbine | GT |  | S | 34 | 42 | 17 | N | 1992 |  |  | N | Electric Utility | 1 | X | NG | DFO
Natural Gas Fired Combustion Turbine.NG | natural gas peaker | TRUE | 9234 | Indiana Municipal Power Agency | 7336 | Anderson | IN | Madison | ACT2 | Natural Gas Fired Combustion Turbine | GT |  | S | 34 | 42 | 17 | N | 1992 |  |  | N | Electric Utility | 1 | X | NG | DFO
Natural Gas Fired Combustion Turbine.NG | natural gas peaker | TRUE | 9234 | Indiana Municipal Power Agency | 7336 | Anderson | IN | Madison | ACT3 | Natural Gas Fired Combustion Turbine | GT |  | S | 72 | 90 | 36 | N | 2004 |  |  | N | Electric Utility | 1 | X | NG | DFO
Conventional Hydroelectric.WAT | hydro | TRUE | 16655 | City of Santa Clara - (CA) | 7338 | Grizzly | CA | Plumas | NA1 | Conventional Hydroelectric | HY |  | S | 17.7 | 17.7 | 0 | N | 1993 |  |  | N | Electric Utility | 1 | X | WAT
Natural Gas Fired Combustion Turbine.NG | natural gas peaker | TRUE | 20315 | City of Wellington - (KS) | 7339 | Wellington 2 | KS | Sumner | 6 | Natural Gas Fired Combustion Turbine | GT |  | S | 21 | 21 | 3 | N | 1989 |  |  | N | Electric Utility | 1 | X | NG | DFO
Conventional Steam Coal.SUB | hard coal | TRUE | 12341 | MidAmerican Energy Co | 7343 | George Neal South | IA | Woodbury | 4 | Conventional Steam Coal | ST |  | J | 647.1 | 651 | 200 | N | 1979 |  |  | Y | Electric Utility | 1 | T | SUB | DFO
Natural Gas Fired Combustion Turbine.NG | natural gas peaker | TRUE | 6455 | Duke Energy Florida, LLC | 7345 | University of Florida | FL | Alachua | P1 | Natural Gas Fired Combustion Turbine | GT |  | S | 44 | 50 | 40 | N | 1994 |  |  | N | Electric Utility | 1 | X | NG
Petroleum Liquids.DFO | petroleum | TRUE | 7140 | Georgia Power Co | 7348 | Robins | GA | Houston | 1 | Petroleum Liquids | GT |  | S | 80 | 93 | 55 | N | 1995 |  |  | N | Electric Utility | 1 | X | DFO | NG
Petroleum Liquids.DFO | petroleum | TRUE | 7140 | Georgia Power Co | 7348 | Robins | GA | Houston | 2 | Petroleum Liquids | GT |  | S | 80 | 93 | 55 | N | 1995 |  |  | N | Electric Utility | 1 | X | DFO | NG
Natural Gas Fired Combined Cycle.NG | natural gas combined cycle | TRUE | 15248 | Portland General Electric Co | 7350 | Coyote Springs | OR | Morrow | 1 | Natural Gas Fired Combined Cycle | CT | CC1 | S | 168.3 | 187.2 | 98.8 | N | 1995 |  |  | Y | Electric Utility | 1 | T | NG
Natural Gas Fired Combined Cycle.NG | natural gas combined cycle | TRUE | 15248 | Portland General Electric Co | 7350 | Coyote Springs | OR | Morrow | 2 | Natural Gas Fired Combined Cycle | CA | CC1 | S | 75.9 | 83.7 | 61 | N | 1995 |  |  | Y | Electric Utility | 1 | T | NG
Conventional Hydroelectric.WAT | hydro | TRUE | 19558 | Homer Electric Assn Inc | 7367 | Bradley Lake | AK | Kenai Peninsula | 1 | Conventional Hydroelectric | HY |  | W | 63 | 63 | 63 | N | 1991 |  |  | N | Electric Utility | 1 | X | WAT
Conventional Hydroelectric.WAT | hydro | TRUE | 19558 | Homer Electric Assn Inc | 7367 | Bradley Lake | AK | Kenai Peninsula | 2 | Conventional Hydroelectric | HY |  | W | 63 | 63 | 63 | N | 1991 |  |  | N | Electric Utility | 1 | X | WAT
Geothermal.GEO | geothermal | TRUE | 40613 | Northern California Power Agny | 7368 | Geothermal 1 | CA | Sonoma | 1 | Geothermal | ST |  | S | 30 | 32 | 10 | N | 1983 |  |  | N | Electric Utility | 1 | X | GEO
Geothermal.GEO | geothermal | TRUE | 40613 | Northern California Power Agny | 7368 | Geothermal 1 | CA | Sonoma | 2 | Geothermal | ST |  | S | 30 | 32 | 10 | N | 1983 |  |  | N | Electric Utility | 1 | X | GEO
Geothermal.GEO | geothermal | TRUE | 40613 | Northern California Power Agny | 7369 | Geothermal 2 | CA | Sonoma | 3 | Geothermal | ST |  | S | 25 | 25 | 0 | N | 1985 |  |  | N | Electric Utility | 1 | X | GEO
Geothermal.GEO | geothermal | TRUE | 40613 | Northern California Power Agny | 7369 | Geothermal 2 | CA | Sonoma | 4 | Geothermal | ST |  | S | 40 | 41 | 10 | N | 1986 |  |  | N | Electric Utility | 1 | X | GEO
Conventional Hydroelectric.WAT | hydro | TRUE | 2518 | U S Bureau of Reclamation | 7372 | McPhee | CO | Montezuma | 1 | Conventional Hydroelectric | HY |  | S | 1.2 | 1.2 | 0 | N | 1992 |  |  | N | Electric Utility | 1 | X | WAT
Conventional Hydroelectric.WAT | hydro | TRUE | 2518 | U S Bureau of Reclamation | 7373 | Towaoc | CO | Montezuma | 1 | Conventional Hydroelectric | HY |  | S | 11.4 | 10.5 | 0 | N | 1993 |  |  | N | Electric Utility | 1 | X | WAT
Natural Gas Fired Combined Cycle.NG | natural gas combined cycle | TRUE | 21554 | Seminole Electric Cooperative Inc | 7380 | Midulla Generating Station | FL | Hardee | CT1 | Natural Gas Fired Combined Cycle | CT | CCU1 | S | 179 | 198 | 90 | N | 2002 |  |  | N | Electric Utility | 1 | X | NG | DFO
Natural Gas Fired Combined Cycle.NG | natural gas combined cycle | TRUE | 21554 | Seminole Electric Cooperative Inc | 7380 | Midulla Generating Station | FL | Hardee | CT2 | Natural Gas Fired Combined Cycle | CT | CCU1 | S | 179 | 198 | 90 | N | 2002 |  |  | N | Electric Utility | 1 | X | NG | DFO
Natural Gas Fired Combustion Turbine.NG | natural gas peaker | TRUE | 21554 | Seminole Electric Cooperative Inc | 7380 | Midulla Generating Station | FL | Hardee | GT4 | Natural Gas Fired Combustion Turbine | GT |  | S | 54 | 62 | 14 | N | 2006 |  |  | N | Electric Utility | 1 | X | NG | DFO
Natural Gas Fired Combustion Turbine.NG | natural gas peaker | TRUE | 21554 | Seminole Electric Cooperative Inc | 7380 | Midulla Generating Station | FL | Hardee | GT5 | Natural Gas Fired Combustion Turbine | GT |  | S | 54 | 62 | 14 | N | 2006 |  |  | N | Electric Utility | 1 | X | NG | DFO
Natural Gas Fired Combustion Turbine.NG | natural gas peaker | TRUE | 21554 | Seminole Electric Cooperative Inc | 7380 | Midulla Generating Station | FL | Hardee | GT6 | Natural Gas Fired Combustion Turbine | GT |  | S | 54 | 62 | 14 | N | 2006 |  |  | N | Electric Utility | 1 | X | NG | DFO
Natural Gas Fired Combustion Turbine.NG | natural gas peaker | TRUE | 21554 | Seminole Electric Cooperative Inc | 7380 | Midulla Generating Station | FL | Hardee | GT7 | Natural Gas Fired Combustion Turbine | GT |  | S | 54 | 62 | 14 | N | 2006 |  |  | N | Electric Utility | 1 | X | NG | DFO
Natural Gas Fired Combustion Turbine.NG | natural gas peaker | TRUE | 21554 | Seminole Electric Cooperative Inc | 7380 | Midulla Generating Station | FL | Hardee | GT8 | Natural Gas Fired Combustion Turbine | GT |  | S | 27 | 31 | 14 | N | 2006 |  |  | N | Electric Utility | 1 | X | NG | DFO
Natural Gas Fired Combined Cycle.NG | natural gas combined cycle | TRUE | 21554 | Seminole Electric Cooperative Inc | 7380 | Midulla Generating Station | FL | Hardee | ST3 | Natural Gas Fired Combined Cycle | CA | CCU1 | S | 185 | 187 | 62 | N | 2002 |  |  | N | Electric Utility | 1 | X | NG | DFO
Onshore Wind Turbine.WND | onshore wind | TRUE | 7601 | Green Mountain Power Corp | 7381 | Searsburg Wind Turbine | VT | Bennington | 1 | Onshore Wind Turbine | WT |  | S | 5.2 | 5 | 0.5 | N | 1997 |  |  | N | Electric Utility | 1 | X | WND
Natural Gas Internal Combustion Engine.NG | natural gas peaker | TRUE | 15229 | City of Poplar Bluff - (MO) | 7392 | Poplar Bluff Generating Station | MO | Butler | 1 | Natural Gas Internal Combustion Engine | IC |  | S | 7 | 7 | 3 | N | 1976 |  |  | N | Electric Utility | 1 | X | NG | DFO
Natural Gas Internal Combustion Engine.NG | natural gas peaker | TRUE | 15229 | City of Poplar Bluff - (MO) | 7392 | Poplar Bluff Generating Station | MO | Butler | 2 | Natural Gas Internal Combustion Engine | IC |  | S | 6.7 | 6.7 | 3 | N | 1976 |  |  | N | Electric Utility | 1 | X | NG | DFO
Natural Gas Internal Combustion Engine.NG | natural gas peaker | TRUE | 15229 | City of Poplar Bluff - (MO) | 7392 | Poplar Bluff Generating Station | MO | Butler | 3 | Natural Gas Internal Combustion Engine | IC |  | S | 6.7 | 6.7 | 3 | N | 2002 |  |  | N | Electric Utility | 1 | X | NG | DFO
Natural Gas Internal Combustion Engine.NG | natural gas peaker | TRUE | 15229 | City of Poplar Bluff - (MO) | 7392 | Poplar Bluff Generating Station | MO | Butler | 4 | Natural Gas Internal Combustion Engine | IC |  | S | 6.3 | 6.3 | 3 | N | 2002 |  |  | N | Electric Utility | 1 | X | NG | DFO
Natural Gas Internal Combustion Engine.NG | natural gas peaker | TRUE | 15229 | City of Poplar Bluff - (MO) | 7392 | Poplar Bluff Generating Station | MO | Butler | 5 | Natural Gas Internal Combustion Engine | IC |  | S | 6.7 | 6.7 | 3 | N | 2002 |  |  | N | Electric Utility | 1 | X | NG | DFO
Petroleum Liquids.DFO | petroleum | TRUE | 3477 | City of Chicopee - (MA) | 7396 | Front Street | MA | Hampden | 1 | Petroleum Liquids | IC |  | S | 2.8 | 2.8 | 1.3 | N | 1978 |  |  | N | Electric Utility | 1 | X | DFO
Petroleum Liquids.DFO | petroleum | TRUE | 3477 | City of Chicopee - (MA) | 7396 | Front Street | MA | Hampden | 2 | Petroleum Liquids | IC |  | S | 2.8 | 2.8 | 1.3 | N | 1978 |  |  | N | Electric Utility | 1 | X | DFO
Petroleum Liquids.DFO | petroleum | TRUE | 3477 | City of Chicopee - (MA) | 7396 | Front Street | MA | Hampden | 3 | Petroleum Liquids | IC |  | S | 2.8 | 2.8 | 1.3 | N | 1978 |  |  | N | Electric Utility | 1 | X | DFO
Natural Gas Internal Combustion Engine.NG | natural gas peaker | TRUE | 3329 | Borough of Chambersburg | 7397 | Falling Spring | PA | Franklin | 5 | Natural Gas Internal Combustion Engine | IC |  | S | 2.1 | 2.1 | 1 | N | 1967 |  |  | N | Electric Utility | 1 | X | NG | DFO
Natural Gas Internal Combustion Engine.NG | natural gas peaker | TRUE | 3329 | Borough of Chambersburg | 7397 | Falling Spring | PA | Franklin | 6 | Natural Gas Internal Combustion Engine | IC |  | S | 2.1 | 2.1 | 1 | N | 1967 |  |  | N | Electric Utility | 1 | X | NG | DFO
Natural Gas Internal Combustion Engine.NG | natural gas peaker | TRUE | 3329 | Borough of Chambersburg | 7397 | Falling Spring | PA | Franklin | 7 | Natural Gas Internal Combustion Engine | IC |  | S | 2.9 | 2.9 | 1 | N | 2001 |  |  | N | Electric Utility | 1 | X | NG | DFO
Petroleum Liquids.DFO | petroleum | TRUE | 1366 | City of Bay City - (MI) | 7398 | Water Street Station | MI | Bay | GEN1 | Petroleum Liquids | IC |  | S | 5.5 | 5.5 | 1 | N | 1980 |  |  | N | Electric Utility | 1 | X | DFO | NG
Petroleum Liquids.DFO | petroleum | TRUE | 1366 | City of Bay City - (MI) | 7398 | Water Street Station | MI | Bay | GEN2 | Petroleum Liquids | IC |  | S | 6.7 | 6.7 | 1 | N | 1984 |  |  | N | Electric Utility | 1 | X | DFO | NG
Petroleum Liquids.DFO | petroleum | TRUE | 1366 | City of Bay City - (MI) | 7399 | Henry Station | MI | Bay | GEN3 | Petroleum Liquids | IC |  | S | 7.5 | 7.5 | 1 | N | 1993 |  |  | N | Electric Utility | 1 | X | DFO | NG
Petroleum Liquids.DFO | petroleum | TRUE | 1366 | City of Bay City - (MI) | 7399 | Henry Station | MI | Bay | GEN4 | Petroleum Liquids | IC |  | S | 7.5 | 7.5 | 1 | N | 1993 |  |  | N | Electric Utility | 1 | X | DFO | NG
Petroleum Liquids.DFO | petroleum | TRUE | 16560 | City of Salisbury - (MO) | 7400 | Salisbury City of | MO | Chariton | 1 | Petroleum Liquids | IC |  | S | 0.8 | 1 | 0.5 | N | 1983 |  |  | N | Electric Utility | 1 | X | DFO
Petroleum Liquids.DFO | petroleum | TRUE | 16560 | City of Salisbury - (MO) | 7400 | Salisbury City of | MO | Chariton | 2 | Petroleum Liquids | IC |  | S | 0.8 | 1 | 0.5 | N | 1983 |  |  | N | Electric Utility | 1 | X | DFO
Petroleum Liquids.DFO | petroleum | TRUE | 16560 | City of Salisbury - (MO) | 7400 | Salisbury City of | MO | Chariton | 3 | Petroleum Liquids | IC |  | S | 1.8 | 2 | 1 | N | 1986 |  |  | N | Electric Utility | 1 | X | DFO
Petroleum Liquids.DFO | petroleum | TRUE | 16560 | City of Salisbury - (MO) | 7400 | Salisbury City of | MO | Chariton | 4 | Petroleum Liquids | IC |  | S | 1.8 | 2 | 1 | N | 1986 |  |  | N | Electric Utility | 1 | X | DFO
Petroleum Liquids.DFO | petroleum | TRUE | 17035 | City of Shelbina - (MO) | 7405 | Shelbina Power #1 | MO | Shelby | G1 | Petroleum Liquids | IC |  | S | 3 | 3 | 0.3 | N | 1981 |  |  | N | Electric Utility | 1 | X | DFO
Petroleum Liquids.DFO | petroleum | TRUE | 17035 | City of Shelbina - (MO) | 7405 | Shelbina Power #1 | MO | Shelby | G2 | Petroleum Liquids | IC |  | S | 1.6 | 1.6 | 1 | N | 1989 |  |  | N | Electric Utility | 1 | X | DFO
Petroleum Liquids.DFO | petroleum | TRUE | 17035 | City of Shelbina - (MO) | 7406 | Shelbina Power #2 | MO | Shelby | G3 | Petroleum Liquids | IC |  | S | 1.6 | 1.6 | 1 | N | 1992 |  |  | N | Electric Utility | 1 | X | DFO
Petroleum Liquids.DFO | petroleum | TRUE | 17035 | City of Shelbina - (MO) | 7406 | Shelbina Power #2 | MO | Shelby | G4 | Petroleum Liquids | IC |  | S | 1.6 | 1.6 | 1 | N | 1992 |  |  | N | Electric Utility | 1 | X | DFO
Petroleum Liquids.DFO | petroleum | TRUE | 17035 | City of Shelbina - (MO) | 7406 | Shelbina Power #2 | MO | Shelby | G5 | Petroleum Liquids | IC |  | S | 1.6 | 1.6 | 1 | N | 1992 |  |  | N | Electric Utility | 1 | X | DFO
Petroleum Liquids.DFO | petroleum | TRUE | 17035 | City of Shelbina - (MO) | 7406 | Shelbina Power #2 | MO | Shelby | G6 | Petroleum Liquids | IC |  | S | 1.8 | 1.8 | 1 | N | 1999 |  |  | N | Electric Utility | 1 | X | DFO
Natural Gas Internal Combustion Engine.NG | natural gas peaker | TRUE | 14600 | Payson City Corporation | 7408 | Payson | UT | Utah | 86-1 | Natural Gas Internal Combustion Engine | IC |  | S | 2.6 | 2.6 | 1.8 | N | 1988 |  |  | N | Electric Utility | 1 | X | NG | DFO
Natural Gas Internal Combustion Engine.NG | natural gas peaker | TRUE | 14600 | Payson City Corporation | 7408 | Payson | UT | Utah | 86-2 | Natural Gas Internal Combustion Engine | IC |  | S | 2.6 | 2.6 | 1.8 | N | 1988 |  |  | N | Electric Utility | 1 | X | NG | DFO
Natural Gas Internal Combustion Engine.NG | natural gas peaker | TRUE | 14600 | Payson City Corporation | 7408 | Payson | UT | Utah | 86-3 | Natural Gas Internal Combustion Engine | IC |  | S | 2 | 2 | 1.8 | N | 1995 |  |  | N | Electric Utility | 1 | X | NG | DFO
Natural Gas Internal Combustion Engine.NG | natural gas peaker | TRUE | 14600 | Payson City Corporation | 7408 | Payson | UT | Utah | 86-4 | Natural Gas Internal Combustion Engine | IC |  | S | 2 | 2 | 1.5 | N | 1995 |  |  | N | Electric Utility | 1 | X | NG | DFO
Landfill Gas.LFG | natural gas peaker | TRUE | 40437 | Emerald People's Utility Dist | 7413 | Short Mountain | OR | Lane | 1 | Landfill Gas | IC |  | S | 0.8 | 0.8 | 0.6 | N | 1992 |  |  | N | Electric Utility | 1 | X | LFG
Landfill Gas.LFG | natural gas peaker | TRUE | 40437 | Emerald People's Utility Dist | 7413 | Short Mountain | OR | Lane | 2 | Landfill Gas | IC |  | S | 0.8 | 0.8 | 0.6 | N | 1992 |  |  | N | Electric Utility | 1 | X | LFG
Landfill Gas.LFG | natural gas peaker | TRUE | 40437 | Emerald People's Utility Dist | 7413 | Short Mountain | OR | Lane | 3 | Landfill Gas | IC |  | S | 0.8 | 0.8 | 0.6 | N | 1993 |  |  | N | Electric Utility | 1 | X | LFG
Landfill Gas.LFG | natural gas peaker | TRUE | 40437 | Emerald People's Utility Dist | 7413 | Short Mountain | OR | Lane | 4 | Landfill Gas | IC |  | S | 0.8 | 0.8 | 0.6 | N | 1993 |  |  | N | Electric Utility | 1 | X | LFG
Petroleum Liquids.DFO | petroleum | TRUE | 219 | Alaska Power and Telephone Co | 7414 | Thorne Bay Plant | AK | Prince of Wales Ketchikan | 2 | Petroleum Liquids | IC |  | S | 0.6 | 0.6 | 0.2 | N | 1993 |  |  | N | Electric Utility | 1 | X | DFO
Petroleum Liquids.DFO | petroleum | TRUE | 219 | Alaska Power and Telephone Co | 7414 | Thorne Bay Plant | AK | Prince of Wales Ketchikan | 4 | Petroleum Liquids | IC |  | S | 0.4 | 0.4 | 0.2 | N | 1996 |  |  | N | Electric Utility | 1 | X | DFO
Petroleum Liquids.DFO | petroleum | TRUE | 10622 | City of Lakefield - (MN) | 7415 | Lakefield Utilities | MN | Jackson | 5 | Petroleum Liquids | IC |  | S | 0.9 | 0.9 | 0.8 | N | 1985 |  |  | N | Electric Utility | 1 | X | DFO
Petroleum Liquids.DFO | petroleum | TRUE | 10622 | City of Lakefield - (MN) | 7415 | Lakefield Utilities | MN | Jackson | 6 | Petroleum Liquids | IC |  | S | 2 | 2 | 1.5 | N | 2003 |  |  | N | Electric Utility | 1 | X | DFO
Natural Gas Fired Combustion Turbine.NG | natural gas peaker | TRUE | 17828 | City of Springfield - (IL) | 7425 | Interstate | IL | Sangamon | 1 | Natural Gas Fired Combustion Turbine | GT |  | S | 114.3 | 114.6 | 75 | N | 1997 |  |  | N | Electric Utility | 1 | X | NG | DFO
Conventional Hydroelectric.WAT | hydro | TRUE | 10944 | PUD No 1 of Lewis County | 7427 | Cowlitz Falls | WA | Lewis | U#1 | Conventional Hydroelectric | HY |  | S | 35 | 35 | 1 | N | 1994 |  |  | N | Electric Utility | 1 | X | WAT
Conventional Hydroelectric.WAT | hydro | TRUE | 10944 | PUD No 1 of Lewis County | 7427 | Cowlitz Falls | WA | Lewis | U#2 | Conventional Hydroelectric | HY |  | S | 35 | 35 | 1 | N | 1994 |  |  | N | Electric Utility | 1 | X | WAT
Petroleum Liquids.DFO | petroleum | TRUE | 6710 | Town of Edenton - (NC) | 7429 | Edenton Generators | NC | Chowan | 2 | Petroleum Liquids | IC |  | S | 1.2 | 1.2 | 0.2 | N | 1988 |  |  | N | Electric Utility | 1 | X | DFO
Petroleum Liquids.DFO | petroleum | TRUE | 6710 | Town of Edenton - (NC) | 7429 | Edenton Generators | NC | Chowan | 3 | Petroleum Liquids | IC |  | S | 1.2 | 1.2 | 0.2 | N | 2014 |  |  | N | Electric Utility | 1 | X | DFO
Conventional Hydroelectric.WAT | hydro | TRUE | 13788 | Northern Wasco County PUD | 7431 | Dalles Dam North Fishway Project | OR | Wasco | 1 | Conventional Hydroelectric | HY |  | S | 5 | 5 | 5 | N | 1991 |  |  | N | Electric Utility | 1 | X | WAT
Petroleum Liquids.DFO | petroleum | TRUE | 14276 | City of Oxford - (KS) | 7432 | Oxford (KS) | KS | Sumner | 1A | Petroleum Liquids | IC |  | S | 1.6 | 1.6 | 0.9 | N | 1999 |  |  | N | Electric Utility | 1 | X | DFO
Petroleum Liquids.DFO | petroleum | TRUE | 14276 | City of Oxford - (KS) | 7432 | Oxford (KS) | KS | Sumner | 2A | Petroleum Liquids | IC |  | S | 1.6 | 1.6 | 0.9 | N | 1999 |  |  | N | Electric Utility | 1 | X | DFO
Petroleum Liquids.DFO | petroleum | TRUE | 14276 | City of Oxford - (KS) | 7432 | Oxford (KS) | KS | Sumner | 3A | Petroleum Liquids | IC |  | S | 1.6 | 1.6 | 0.9 | N | 2007 |  |  | N | Electric Utility | 1 | X | DFO
Petroleum Liquids.DFO | petroleum | TRUE | 19798 | City of Vernon | 7436 | Vernon | CA | Los Angeles | JH1 | Petroleum Liquids | IC |  | S | 3.6 | 4 | 3.6 | N | 1933 |  |  | N | Electric Utility | 1 | X | DFO
Petroleum Liquids.DFO | petroleum | TRUE | 19798 | City of Vernon | 7436 | Vernon | CA | Los Angeles | JH2 | Petroleum Liquids | IC |  | S | 3.6 | 4 | 3.6 | N | 1933 |  |  | N | Electric Utility | 1 | X | DFO
Petroleum Liquids.DFO | petroleum | TRUE | 19798 | City of Vernon | 7436 | Vernon | CA | Los Angeles | JH3 | Petroleum Liquids | IC |  | S | 3.6 | 4.6 | 3.6 | N | 1933 |  |  | N | Electric Utility | 1 | X | DFO
Petroleum Liquids.DFO | petroleum | TRUE | 19798 | City of Vernon | 7436 | Vernon | CA | Los Angeles | JH4 | Petroleum Liquids | IC |  | S | 3.6 | 4 | 3.6 | N | 1933 |  |  | N | Electric Utility | 1 | X | DFO
Petroleum Liquids.DFO | petroleum | TRUE | 19798 | City of Vernon | 7436 | Vernon | CA | Los Angeles | JH5 | Petroleum Liquids | IC |  | S | 3.6 | 4 | 3.6 | N | 1933 |  |  | N | Electric Utility | 1 | X | DFO
Petroleum Liquids.DFO | petroleum | TRUE | 6915 | Galena Electric Utility | 7437 | Galena Electric Utility | AK | Yukon Koyukuk | 2A | Petroleum Liquids | IC |  | S | 0.5 | 0.5 | 0.3 | N | 2015 |  |  | N | Electric Utility | 1 | X | DFO
Petroleum Liquids.DFO | petroleum | TRUE | 6915 | Galena Electric Utility | 7437 | Galena Electric Utility | AK | Yukon Koyukuk | 3B | Petroleum Liquids | IC |  | S | 0.4 | 0.4 | 0.3 | N | 2022 |  |  | N | Electric Utility | 1 | X | DFO
Petroleum Liquids.DFO | petroleum | TRUE | 6915 | Galena Electric Utility | 7437 | Galena Electric Utility | AK | Yukon Koyukuk | 4A | Petroleum Liquids | IC |  | S | 1 | 1 | 0.5 | N | 2004 |  |  | N | Electric Utility | 1 | X | DFO
Petroleum Liquids.DFO | petroleum | TRUE | 6915 | Galena Electric Utility | 7437 | Galena Electric Utility | AK | Yukon Koyukuk | 5A | Petroleum Liquids | IC |  | S | 0.8 | 0.8 | 0.4 | N | 2009 |  |  | N | Electric Utility | 1 | X | DFO
Petroleum Liquids.DFO | petroleum | TRUE | 6915 | Galena Electric Utility | 7437 | Galena Electric Utility | AK | Yukon Koyukuk | 6B | Petroleum Liquids | IC |  | S | 0.4 | 0.4 | 0.3 | N | 2022 |  |  | N | Electric Utility | 1 | X | DFO
Petroleum Liquids.DFO | petroleum | TRUE | 11560 | City of Manassas - (VA) | 7438 | Church Street Plant | VA | Prince William | C3A | Petroleum Liquids | IC |  | S | 1 | 1 | 0.3 | N | 1996 |  |  | N | Electric Utility | 1 | X | DFO
Petroleum Liquids.DFO | petroleum | TRUE | 11560 | City of Manassas - (VA) | 7438 | Church Street Plant | VA | Prince William | C5 | Petroleum Liquids | IC |  | S | 1.5 | 1.5 | 0.3 | N | 1987 |  |  | N | Electric Utility | 1 | X | DFO
Petroleum Liquids.DFO | petroleum | TRUE | 11560 | City of Manassas - (VA) | 7438 | Church Street Plant | VA | Prince William | C6 | Petroleum Liquids | IC |  | S | 1.5 | 1.5 | 0.3 | N | 1987 |  |  | N | Electric Utility | 1 | X | DFO
Petroleum Liquids.DFO | petroleum | TRUE | 11560 | City of Manassas - (VA) | 7439 | Godwin Drive Plant | VA | Prince William | C10 | Petroleum Liquids | IC |  | S | 1.5 | 1.5 | 0.3 | N | 1992 |  |  | N | Electric Utility | 1 | X | DFO
Petroleum Liquids.DFO | petroleum | TRUE | 11560 | City of Manassas - (VA) | 7439 | Godwin Drive Plant | VA | Prince William | C7 | Petroleum Liquids | IC |  | S | 1.5 | 1.5 | 0.3 | N | 1990 |  |  | N | Electric Utility | 1 | X | DFO
Petroleum Liquids.DFO | petroleum | TRUE | 11560 | City of Manassas - (VA) | 7439 | Godwin Drive Plant | VA | Prince William | C8 | Petroleum Liquids | IC |  | S | 1.5 | 1.5 | 0.3 | N | 1990 |  |  | N | Electric Utility | 1 | X | DFO
Petroleum Liquids.DFO | petroleum | TRUE | 11560 | City of Manassas - (VA) | 7439 | Godwin Drive Plant | VA | Prince William | C9 | Petroleum Liquids | IC |  | S | 1.5 | 1.5 | 0.3 | N | 1992 |  |  | N | Electric Utility | 1 | X | DFO
Petroleum Liquids.DFO | petroleum | TRUE | 11560 | City of Manassas - (VA) | 7440 | VMEA 1 Credit Gen | VA | Prince William | V10 | Petroleum Liquids | IC |  | J | 1.5 | 1.5 | 0.3 | N | 1990 |  |  | N | Electric Utility | 1 | X | DFO
Petroleum Liquids.DFO | petroleum | TRUE | 11560 | City of Manassas - (VA) | 7440 | VMEA 1 Credit Gen | VA | Prince William | V3 | Petroleum Liquids | IC |  | J | 1.5 | 1.5 | 0.3 | N | 1990 |  |  | N | Electric Utility | 1 | X | DFO
Petroleum Liquids.DFO | petroleum | TRUE | 11560 | City of Manassas - (VA) | 7440 | VMEA 1 Credit Gen | VA | Prince William | V4 | Petroleum Liquids | IC |  | J | 1.5 | 1.5 | 0.3 | N | 1990 |  |  | N | Electric Utility | 1 | X | DFO
Petroleum Liquids.DFO | petroleum | TRUE | 11560 | City of Manassas - (VA) | 7440 | VMEA 1 Credit Gen | VA | Prince William | V5 | Petroleum Liquids | IC |  | J | 1.5 | 1.5 | 0.3 | N | 1990 |  |  | N | Electric Utility | 1 | X | DFO
Petroleum Liquids.DFO | petroleum | TRUE | 11560 | City of Manassas - (VA) | 7440 | VMEA 1 Credit Gen | VA | Prince William | V6 | Petroleum Liquids | IC |  | J | 1.5 | 1.5 | 0.3 | N | 1990 |  |  | N | Electric Utility | 1 | X | DFO
Petroleum Liquids.DFO | petroleum | TRUE | 11560 | City of Manassas - (VA) | 7440 | VMEA 1 Credit Gen | VA | Prince William | V7 | Petroleum Liquids | IC |  | J | 1.5 | 1.5 | 0.3 | N | 1990 |  |  | N | Electric Utility | 1 | X | DFO
Petroleum Liquids.DFO | petroleum | TRUE | 11560 | City of Manassas - (VA) | 7440 | VMEA 1 Credit Gen | VA | Prince William | V8 | Petroleum Liquids | IC |  | J | 1.5 | 1.5 | 0.3 | N | 1990 |  |  | N | Electric Utility | 1 | X | DFO
Petroleum Liquids.DFO | petroleum | TRUE | 11560 | City of Manassas - (VA) | 7440 | VMEA 1 Credit Gen | VA | Prince William | V9-1 | Petroleum Liquids | IC |  | J | 1.8 | 1.8 | 0.3 | N | 2009 |  |  | N | Electric Utility | 1 | X | DFO
Petroleum Liquids.DFO | petroleum | TRUE | 11560 | City of Manassas - (VA) | 7441 | VMEA Peaking Gen | VA | Prince William | V1 | Petroleum Liquids | IC |  | J | 1.5 | 1.5 | 0.3 | N | 1992 |  |  | N | Electric Utility | 1 | X | DFO
Petroleum Liquids.DFO | petroleum | TRUE | 11560 | City of Manassas - (VA) | 7441 | VMEA Peaking Gen | VA | Prince William | V11 | Petroleum Liquids | IC |  | J | 1.5 | 1.5 | 0.3 | N | 1993 |  |  | N | Electric Utility | 1 | X | DFO
Petroleum Liquids.DFO | petroleum | TRUE | 11560 | City of Manassas - (VA) | 7441 | VMEA Peaking Gen | VA | Prince William | V12 | Petroleum Liquids | IC |  | J | 1.5 | 1.5 | 0.3 | N | 1993 |  |  | N | Electric Utility | 1 | X | DFO
Petroleum Liquids.DFO | petroleum | TRUE | 11560 | City of Manassas - (VA) | 7441 | VMEA Peaking Gen | VA | Prince William | V2 | Petroleum Liquids | IC |  | J | 1.5 | 1.5 | 0.3 | N | 1992 |  |  | N | Electric Utility | 1 | X | DFO
Natural Gas Internal Combustion Engine.NG | natural gas peaker | TRUE | 15321 | City of Pratt- (KS) | 7447 | Pratt 2 | KS | Pratt | IC2 | Natural Gas Internal Combustion Engine | IC |  | S | 7.6 | 7.6 | 5 | N | 1994 |  |  | N | Electric Utility | 1 | X | NG | DFO
Natural Gas Internal Combustion Engine.NG | natural gas peaker | TRUE | 15321 | City of Pratt- (KS) | 7447 | Pratt 2 | KS | Pratt | IC3 | Natural Gas Internal Combustion Engine | IC |  | S | 7.6 | 7.6 | 5 | N | 2004 |  |  | N | Electric Utility | 1 | X | NG | DFO
Natural Gas Fired Combustion Turbine.NG | natural gas peaker | TRUE | 40613 | Northern California Power Agny | 7449 | Combustion Turbine Project No 2 | CA | San Joaquin | NA1 | Natural Gas Fired Combustion Turbine | GT |  | S | 49.3 | 49.9 | 40 | N | 1996 |  |  | N | Electric Utility | 1 | X | NG
Natural Gas Fired Combustion Turbine.NG | natural gas peaker | TRUE | 40613 | Northern California Power Agny | 7450 | Alameda | CA | Alameda | 1 | Natural Gas Fired Combustion Turbine | GT |  | S | 24.9 | 24.9 | 21.8 | N | 1986 |  |  | N | Electric Utility | 1 | X | NG | DFO
Natural Gas Fired Combustion Turbine.NG | natural gas peaker | TRUE | 40613 | Northern California Power Agny | 7450 | Alameda | CA | Alameda | 2 | Natural Gas Fired Combustion Turbine | GT |  | S | 24.9 | 24.9 | 21.8 | N | 1986 |  |  | N | Electric Utility | 1 | X | NG | DFO
Natural Gas Fired Combustion Turbine.NG | natural gas peaker | TRUE | 40613 | Northern California Power Agny | 7451 | Lodi | CA | San Joaquin | 1 | Natural Gas Fired Combustion Turbine | GT |  | S | 25.2 | 25.2 | 23.3 | N | 1986 |  |  | N | Electric Utility | 1 | X | NG | DFO
Natural Gas Fired Combustion Turbine.NG | natural gas peaker | TRUE | 16295 | City of Roseville - (CA) | 7452 | Roseville Power Plant #2 | CA | Placer | 1 | Natural Gas Fired Combustion Turbine | GT |  | S | 21.2 | 24.2 | 15 | N | 1986 |  |  | N | Electric Utility | 1 | X | NG
Natural Gas Fired Combustion Turbine.NG | natural gas peaker | TRUE | 16295 | City of Roseville - (CA) | 7452 | Roseville Power Plant #2 | CA | Placer | 2 | Natural Gas Fired Combustion Turbine | GT |  | S | 21.2 | 24.2 | 15 | N | 1986 |  |  | N | Electric Utility | 1 | X | NG
Natural Gas Fired Combustion Turbine.NG | natural gas peaker | TRUE | 20169 | Avista Corp | 7456 | Rathdrum | ID | Kootenai | 1 | Natural Gas Fired Combustion Turbine | GT |  | S | 66 | 87.5 | 50 | N | 1994 |  |  | N | Electric Utility | 1 | X | NG
Natural Gas Fired Combustion Turbine.NG | natural gas peaker | TRUE | 20169 | Avista Corp | 7456 | Rathdrum | ID | Kootenai | 2 | Natural Gas Fired Combustion Turbine | GT |  | S | 66 | 87.5 | 50 | N | 1994 |  |  | N | Electric Utility | 1 | X | NG
Conventional Hydroelectric.WAT | hydro | TRUE | 918 | City of Aspen- (CO) | 7458 | Basalt | CO | Eagle | 1 | Conventional Hydroelectric | HY |  | S | 4.5 | 4.5 | 0.7 | N | 1985 |  |  | N | Electric Utility | 1 | X | WAT
Petroleum Liquids.DFO | petroleum | TRUE | 18963 | Inside Passage Elec Coop, Inc | 7462 | Angoon | AK | Skagway Hoonah Angoon | 1A | Petroleum Liquids | IC |  | S | 0.5 | 0.5 | 0.1 | N | 2009 |  |  | N | Electric Utility | 1 | X | DFO
Petroleum Liquids.DFO | petroleum | TRUE | 18963 | Inside Passage Elec Coop, Inc | 7462 | Angoon | AK | Skagway Hoonah Angoon | 2A | Petroleum Liquids | IC |  | S | 0.5 | 0.5 | 0.1 | N | 1998 |  |  | N | Electric Utility | 1 | X | DFO
Petroleum Liquids.DFO | petroleum | TRUE | 18963 | Inside Passage Elec Coop, Inc | 7462 | Angoon | AK | Skagway Hoonah Angoon | 3 | Petroleum Liquids | IC |  | S | 0.5 | 0.5 | 0.1 | N | 1990 |  |  | N | Electric Utility | 1 | X | DFO
Petroleum Liquids.DFO | petroleum | TRUE | 18963 | Inside Passage Elec Coop, Inc | 7463 | Hoonah | AK | Skagway Hoonah Angoon | 2A | Petroleum Liquids | IC |  | S | 1 | 1 | 0.1 | N | 1997 |  |  | N | Electric Utility | 1 | X | DFO | JF
Petroleum Liquids.DFO | petroleum | TRUE | 18963 | Inside Passage Elec Coop, Inc | 7463 | Hoonah | AK | Skagway Hoonah Angoon | 3A | Petroleum Liquids | IC |  | S | 0.5 | 0.5 | 0.1 | N | 2012 |  |  | N | Electric Utility | 1 | X | DFO | JF
Petroleum Liquids.DFO | petroleum | TRUE | 18963 | Inside Passage Elec Coop, Inc | 7463 | Hoonah | AK | Skagway Hoonah Angoon | 4 | Petroleum Liquids | IC |  | S | 0.5 | 0.5 | 0.1 | N | 2012 |  |  | N | Electric Utility | 1 | X | DFO | JF
Petroleum Liquids.DFO | petroleum | TRUE | 18963 | Inside Passage Elec Coop, Inc | 7464 | Kake | AK | Wrangell Petersburg | 1B | Petroleum Liquids | IC |  | S | 0.5 | 0.5 | 0.1 | N | 2017 |  |  | N | Electric Utility | 1 | X | DFO | JF
Petroleum Liquids.DFO | petroleum | TRUE | 18963 | Inside Passage Elec Coop, Inc | 7464 | Kake | AK | Wrangell Petersburg | 2 | Petroleum Liquids | IC |  | S | 1.1 | 1.1 | 0.1 | N | 1993 |  |  | N | Electric Utility | 1 | X | DFO | JF
Petroleum Liquids.DFO | petroleum | TRUE | 18963 | Inside Passage Elec Coop, Inc | 7464 | Kake | AK | Wrangell Petersburg | 2A | Petroleum Liquids | IC |  | S | 0.5 | 0.5 | 0.1 | N | 2017 |  |  | N | Electric Utility | 1 | X | DFO | JF
Petroleum Liquids.DFO | petroleum | TRUE | 18963 | Inside Passage Elec Coop, Inc | 7464 | Kake | AK | Wrangell Petersburg | 3B | Petroleum Liquids | IC |  | S | 0.5 | 0.5 | 0.1 | N | 2017 |  |  | N | Electric Utility | 1 | X | DFO | JF
Petroleum Liquids.DFO | petroleum | TRUE | 18963 | Inside Passage Elec Coop, Inc | 7464 | Kake | AK | Wrangell Petersburg | 4 | Petroleum Liquids | IC |  | S | 0.5 | 0.5 | 0.1 | N | 2017 |  |  | N | Electric Utility | 1 | X | DFO | JF
Petroleum Liquids.DFO | petroleum | TRUE | 11481 | City of Madison - (NE) | 7469 | Madison Utilities | NE | Madison | FM1 | Petroleum Liquids | IC |  | S | 1.7 | 1.7 | 0.1 | N | 1959 |  |  | N | Electric Utility | 1 | X | DFO | NG
Petroleum Liquids.DFO | petroleum | TRUE | 11481 | City of Madison - (NE) | 7469 | Madison Utilities | NE | Madison | FM2 | Petroleum Liquids | IC |  | S | 1 | 1 | 0.1 | N | 1959 |  |  | N | Electric Utility | 1 | X | DFO | NG
Petroleum Liquids.DFO | petroleum | TRUE | 11481 | City of Madison - (NE) | 7469 | Madison Utilities | NE | Madison | FM3 | Petroleum Liquids | IC |  | S | 0.9 | 0.9 | 0.1 | N | 1953 |  |  | N | Electric Utility | 1 | X | DFO | NG
Petroleum Liquids.DFO | petroleum | TRUE | 11481 | City of Madison - (NE) | 7469 | Madison Utilities | NE | Madison | FM5 | Petroleum Liquids | IC |  | S | 1 | 1 | 0.1 | N | 2006 |  |  | N | Electric Utility | 1 | X | DFO | NG
Petroleum Liquids.DFO | petroleum | TRUE | 11626 | City of Marceline - (MO) | 7470 | Marceline | MO | Linn | 1 | Petroleum Liquids | IC |  | S | 1 | 1 | 0.3 | N | 1989 |  |  | N | Electric Utility | 1 | X | DFO
Petroleum Liquids.DFO | petroleum | TRUE | 11626 | City of Marceline - (MO) | 7470 | Marceline | MO | Linn | 2 | Petroleum Liquids | IC |  | S | 3 | 3 | 1 | N | 2002 |  |  | N | Electric Utility | 1 | X | DFO
Petroleum Liquids.DFO | petroleum | TRUE | 11626 | City of Marceline - (MO) | 7470 | Marceline | MO | Linn | 5 | Petroleum Liquids | IC |  | S | 2 | 2 | 1 | N | 2004 |  |  | N | Electric Utility | 1 | X | DFO
Petroleum Liquids.DFO | petroleum | TRUE | 11626 | City of Marceline - (MO) | 7470 | Marceline | MO | Linn | 6 | Petroleum Liquids | IC |  | S | 2 | 2 | 1 | N | 2004 |  |  | N | Electric Utility | 1 | X | DFO
Conventional Hydroelectric.WAT | hydro | TRUE | 16198 | City of Rock Falls - (IL) | 7474 | Upper Sterling | IL | Whiteside | 1 | Conventional Hydroelectric | HY |  | S | 1 | 1 | 0.5 | N | 1988 |  |  | N | Electric Utility | 1 | X | WAT
Conventional Hydroelectric.WAT | hydro | TRUE | 16198 | City of Rock Falls - (IL) | 7474 | Upper Sterling | IL | Whiteside | 2 | Conventional Hydroelectric | HY |  | S | 1 | 1 | 0.5 | N | 1988 |  |  | N | Electric Utility | 1 | X | WAT
Petroleum Liquids.DFO | petroleum | TRUE | 14164 | City of Orangeburg - (SC) | 7479 | North Road Peak | SC | Orangeburg | EAST | Petroleum Liquids | IC |  | S | 6.5 | 7 | 1 | N | 1987 |  |  | N | Electric Utility | 1 | X | DFO
Petroleum Liquids.DFO | petroleum | TRUE | 14164 | City of Orangeburg - (SC) | 7479 | North Road Peak | SC | Orangeburg | WEST | Petroleum Liquids | IC |  | S | 6.5 | 7 | 1 | N | 1987 |  |  | N | Electric Utility | 1 | X | DFO
Natural Gas Fired Combustion Turbine.NG | natural gas peaker | TRUE | 14164 | City of Orangeburg - (SC) | 7480 | Rowesville Rd Plant | SC | Orangeburg | GEN3 | Natural Gas Fired Combustion Turbine | GT |  | S | 4.2 | 4.8 | 0.5 | N | 1994 |  |  | N | Electric Utility | 1 | X | NG
Natural Gas Fired Combustion Turbine.NG | natural gas peaker | TRUE | 14164 | City of Orangeburg - (SC) | 7480 | Rowesville Rd Plant | SC | Orangeburg | GEN4 | Natural Gas Fired Combustion Turbine | GT |  | S | 4.2 | 4.8 | 0.5 | N | 1994 |  |  | N | Electric Utility | 1 | X | NG
Petroleum Liquids.DFO | petroleum | TRUE | 20848 | City of Blue Hill - (NE) | 7481 | City Light & Water | NE | Webster | 1 | Petroleum Liquids | IC |  | S | 0.9 | 0.9 | 0.2 | N | 1987 |  |  | N | Electric Utility | 1 | X | DFO
Petroleum Liquids.DFO | petroleum | TRUE | 20848 | City of Blue Hill - (NE) | 7481 | City Light & Water | NE | Webster | 2 | Petroleum Liquids | IC |  | S | 0.4 | 0.4 | 0.2 | N | 1987 |  |  | N | Electric Utility | 1 | X | DFO
Petroleum Liquids.DFO | petroleum | TRUE | 26616 | North Slope Borough Power & Light | 7482 | NSB Atqasuk Utility | AK | North Slope | NA1 | Petroleum Liquids | IC |  | S | 0.9 | 0.9 | 0.2 | N | 2003 |  |  | N | Electric Utility | 1 | X | DFO
Petroleum Liquids.DFO | petroleum | TRUE | 26616 | North Slope Borough Power & Light | 7482 | NSB Atqasuk Utility | AK | North Slope | NA2 | Petroleum Liquids | IC |  | S | 0.9 | 0.9 | 0.2 | N | 2003 |  |  | N | Electric Utility | 1 | X | DFO
Petroleum Liquids.DFO | petroleum | TRUE | 26616 | North Slope Borough Power & Light | 7482 | NSB Atqasuk Utility | AK | North Slope | NA3 | Petroleum Liquids | IC |  | S | 0.4 | 0.4 | 0.3 | N | 2003 |  |  | N | Electric Utility | 1 | X | DFO
Petroleum Liquids.DFO | petroleum | TRUE | 26616 | North Slope Borough Power & Light | 7482 | NSB Atqasuk Utility | AK | North Slope | PG2 | Petroleum Liquids | IC |  | S | 0.4 | 0.4 | 0.2 | N | 1986 |  |  | N | Electric Utility | 1 | X | DFO
Petroleum Liquids.DFO | petroleum | TRUE | 26616 | North Slope Borough Power & Light | 7482 | NSB Atqasuk Utility | AK | North Slope | PG3 | Petroleum Liquids | IC |  | S | 0.6 | 0.6 | 0.4 | N | 1986 |  |  | N | Electric Utility | 1 | X | DFO
Petroleum Liquids.DFO | petroleum | TRUE | 26616 | North Slope Borough Power & Light | 7483 | NSB Kaktovik Utility | AK | North Slope | PG1A | Petroleum Liquids | IC |  | S | 0.9 | 0.9 | 0.4 | N | 2000 |  |  | N | Electric Utility | 1 | X | DFO
Petroleum Liquids.DFO | petroleum | TRUE | 26616 | North Slope Borough Power & Light | 7483 | NSB Kaktovik Utility | AK | North Slope | PG2A | Petroleum Liquids | IC |  | S | 0.9 | 0.9 | 0.4 | N | 2000 |  |  | N | Electric Utility | 1 | X | DFO
Petroleum Liquids.DFO | petroleum | TRUE | 26616 | North Slope Borough Power & Light | 7483 | NSB Kaktovik Utility | AK | North Slope | PG3A | Petroleum Liquids | IC |  | S | 0.4 | 0.4 | 0.2 | N | 2000 |  |  | N | Electric Utility | 1 | X | DFO
Petroleum Liquids.DFO | petroleum | TRUE | 26616 | North Slope Borough Power & Light | 7483 | NSB Kaktovik Utility | AK | North Slope | PG4A | Petroleum Liquids | IC |  | S | 0.4 | 0.4 | 0.2 | N | 2000 |  |  | N | Electric Utility | 1 | X | DFO
Petroleum Liquids.DFO | petroleum | TRUE | 26616 | North Slope Borough Power & Light | 7484 | NSB Nuiqsut Utility | AK | North Slope | PG1A | Petroleum Liquids | IC |  | S | 0.9 | 0.9 | 0.4 | N | 1999 |  |  | N | Electric Utility | 1 | X | DFO
Petroleum Liquids.DFO | petroleum | TRUE | 26616 | North Slope Borough Power & Light | 7484 | NSB Nuiqsut Utility | AK | North Slope | PG2A | Petroleum Liquids | IC |  | S | 0.9 | 0.9 | 0.4 | N | 1999 |  |  | N | Electric Utility | 1 | X | DFO
Petroleum Liquids.DFO | petroleum | TRUE | 26616 | North Slope Borough Power & Light | 7484 | NSB Nuiqsut Utility | AK | North Slope | PG3A | Petroleum Liquids | IC |  | S | 0.4 | 0.4 | 0.2 | N | 1999 |  |  | N | Electric Utility | 1 | X | DFO
Natural Gas Internal Combustion Engine.NG | natural gas peaker | TRUE | 26616 | North Slope Borough Power & Light | 7484 | NSB Nuiqsut Utility | AK | North Slope | PG3B | Natural Gas Internal Combustion Engine | IC |  | S | 0.6 | 0.6 | 0.3 | N | 2013 |  |  | N | Electric Utility | 1 | X | NG
Natural Gas Internal Combustion Engine.NG | natural gas peaker | TRUE | 26616 | North Slope Borough Power & Light | 7484 | NSB Nuiqsut Utility | AK | North Slope | PG5A | Natural Gas Internal Combustion Engine | IC |  | S | 0.8 | 0.8 | 0.3 | N | 2008 |  |  | N | Electric Utility | 1 | X | NG
Natural Gas Internal Combustion Engine.NG | natural gas peaker | TRUE | 26616 | North Slope Borough Power & Light | 7484 | NSB Nuiqsut Utility | AK | North Slope | PG6A | Natural Gas Internal Combustion Engine | IC |  | S | 0.8 | 0.8 | 0.3 | N | 2008 |  |  | N | Electric Utility | 1 | X | NG
Petroleum Liquids.DFO | petroleum | TRUE | 26616 | North Slope Borough Power & Light | 7485 | NSB Point Hope Utility | AK | North Slope | PG1A | Petroleum Liquids | IC |  | S | 1 | 1 | 0.1 | N | 2014 |  |  | N | Electric Utility | 1 | X | DFO
Petroleum Liquids.DFO | petroleum | TRUE | 26616 | North Slope Borough Power & Light | 7485 | NSB Point Hope Utility | AK | North Slope | PG6 | Petroleum Liquids | IC |  | S | 0.6 | 0.6 | 0.2 | N | 1995 |  |  | N | Electric Utility | 1 | X | DFO
Petroleum Liquids.DFO | petroleum | TRUE | 26616 | North Slope Borough Power & Light | 7485 | NSB Point Hope Utility | AK | North Slope | PG7 | Petroleum Liquids | IC |  | S | 0.6 | 0.6 | 0.2 | N | 1995 |  |  | N | Electric Utility | 1 | X | DFO
Petroleum Liquids.DFO | petroleum | TRUE | 26616 | North Slope Borough Power & Light | 7485 | NSB Point Hope Utility | AK | North Slope | PG8 | Petroleum Liquids | IC |  | S | 0.9 | 0.9 | 0.4 | N | 2008 |  |  | N | Electric Utility | 1 | X | DFO
Petroleum Liquids.DFO | petroleum | TRUE | 26616 | North Slope Borough Power & Light | 7486 | NSB Point Lay Utility | AK | North Slope | PG10 | Petroleum Liquids | IC |  | S | 0.6 | 0.6 | 0.2 | N | 2013 |  |  | N | Electric Utility | 1 | X | DFO
Petroleum Liquids.DFO | petroleum | TRUE | 26616 | North Slope Borough Power & Light | 7486 | NSB Point Lay Utility | AK | North Slope | PG7 | Petroleum Liquids | IC |  | S | 0.6 | 0.6 | 0.1 | N | 2013 |  |  | N | Electric Utility | 1 | X | DFO
Petroleum Liquids.DFO | petroleum | TRUE | 26616 | North Slope Borough Power & Light | 7486 | NSB Point Lay Utility | AK | North Slope | PG8 | Petroleum Liquids | IC |  | S | 0.6 | 0.6 | 0.3 | N | 2013 |  |  | N | Electric Utility | 1 | X | DFO
Petroleum Liquids.DFO | petroleum | TRUE | 26616 | North Slope Borough Power & Light | 7486 | NSB Point Lay Utility | AK | North Slope | PG9 | Petroleum Liquids | IC |  | S | 0.6 | 0.6 | 0.3 | N | 2013 |  |  | N | Electric Utility | 1 | X | DFO
Petroleum Liquids.DFO | petroleum | TRUE | 26616 | North Slope Borough Power & Light | 7487 | NSB Anaktuvuk Pass | AK | North Slope | 1 | Petroleum Liquids | IC |  | S | 0.3 | 0.3 | 0.1 | N | 1994 |  |  | N | Electric Utility | 1 | X | DFO
Petroleum Liquids.DFO | petroleum | TRUE | 26616 | North Slope Borough Power & Light | 7487 | NSB Anaktuvuk Pass | AK | North Slope | 2 | Petroleum Liquids | IC |  | S | 0.3 | 0.3 | 0.1 | N | 1994 |  |  | N | Electric Utility | 1 | X | DFO
Petroleum Liquids.DFO | petroleum | TRUE | 26616 | North Slope Borough Power & Light | 7487 | NSB Anaktuvuk Pass | AK | North Slope | 3 | Petroleum Liquids | IC |  | S | 0.3 | 0.3 | 0.1 | N | 1994 |  |  | N | Electric Utility | 1 | X | DFO
Petroleum Liquids.DFO | petroleum | TRUE | 26616 | North Slope Borough Power & Light | 7487 | NSB Anaktuvuk Pass | AK | North Slope | 6 | Petroleum Liquids | IC |  | S | 0.9 | 0.9 | 0.4 | N | 2003 |  |  | N | Electric Utility | 1 | X | DFO
Petroleum Liquids.DFO | petroleum | TRUE | 26616 | North Slope Borough Power & Light | 7487 | NSB Anaktuvuk Pass | AK | North Slope | 7 | Petroleum Liquids | IC |  | S | 0.9 | 0.9 | 0.4 | N | 2003 |  |  | N | Electric Utility | 1 | X | DFO
Petroleum Liquids.DFO | petroleum | TRUE | 26616 | North Slope Borough Power & Light | 7488 | NSB Wainwright Utility | AK | North Slope | PG1 | Petroleum Liquids | IC |  | S | 0.4 | 0.4 | 0.2 | N | 1988 |  |  | N | Electric Utility | 1 | X | DFO
Petroleum Liquids.DFO | petroleum | TRUE | 26616 | North Slope Borough Power & Light | 7488 | NSB Wainwright Utility | AK | North Slope | PG2 | Petroleum Liquids | IC |  | S | 0.4 | 0.4 | 0.2 | N | 1988 |  |  | N | Electric Utility | 1 | X | DFO
Petroleum Liquids.DFO | petroleum | TRUE | 26616 | North Slope Borough Power & Light | 7488 | NSB Wainwright Utility | AK | North Slope | PG3 | Petroleum Liquids | IC |  | S | 0.4 | 0.4 | 0.2 | N | 1989 |  |  | N | Electric Utility | 1 | X | DFO
Petroleum Liquids.DFO | petroleum | TRUE | 26616 | North Slope Borough Power & Light | 7488 | NSB Wainwright Utility | AK | North Slope | PG4A | Petroleum Liquids | IC |  | S | 0.9 | 0.9 | 0.4 | N | 2001 |  |  | N | Electric Utility | 1 | X | DFO
Petroleum Liquids.DFO | petroleum | TRUE | 26616 | North Slope Borough Power & Light | 7488 | NSB Wainwright Utility | AK | North Slope | PG5 | Petroleum Liquids | IC |  | S | 0.9 | 0.9 | 0.4 | N | 2001 |  |  | N | Electric Utility | 1 | X | DFO
Conventional Hydroelectric.WAT | hydro | TRUE | 19397 | City of Ukiah - (CA) | 7489 | Lake Mendocino | CA | Mendocino | G1 | Conventional Hydroelectric | HY |  | S | 1 | 1 | 0.1 | N | 1987 |  |  | N | Electric Utility | 1 | X | WAT
Conventional Hydroelectric.WAT | hydro | TRUE | 19397 | City of Ukiah - (CA) | 7489 | Lake Mendocino | CA | Mendocino | G2 | Conventional Hydroelectric | HY |  | S | 2.5 | 2.5 | 0.1 | N | 1987 |  |  | N | Electric Utility | 1 | X | WAT
All Other.OTH | other | TRUE | 9897 | City of King Cove | 7493 | King Cove | AK | Aleutians East | 1 | All Other | IC |  | S | 0.3 | 0.3 | 0.2 | N | 1980 |  |  | N | Electric Utility | 1 | X | OTH
Petroleum Liquids.DFO | petroleum | TRUE | 9897 | City of King Cove | 7493 | King Cove | AK | Aleutians East | 2 | Petroleum Liquids | IC |  | S | 0.4 | 0.4 | 0.2 | N | 1986 |  |  | N | Electric Utility | 1 | X | DFO
All Other.OTH | other | TRUE | 9897 | City of King Cove | 7493 | King Cove | AK | Aleutians East | 3 | All Other | IC |  | S | 0.6 | 0.6 | 0.6 | N | 1992 |  |  | N | Electric Utility | 1 | X | OTH
Conventional Hydroelectric.WAT | hydro | TRUE | 9897 | City of King Cove | 7493 | King Cove | AK | Aleutians East | 4 | Conventional Hydroelectric | HY |  | S | 0.7 | 0.2 | 0.6 | N | 1995 |  |  | N | Electric Utility | 1 | X | WAT
Petroleum Liquids.DFO | petroleum | TRUE | 9897 | City of King Cove | 7493 | King Cove | AK | Aleutians East | 5 | Petroleum Liquids | IC |  | S | 0.3 | 0.3 | 0.2 | N | 1980 |  |  | N | Electric Utility | 1 | X | DFO
Conventional Hydroelectric.WAT | hydro | TRUE | 9897 | City of King Cove | 7493 | King Cove | AK | Aleutians East | 6 | Conventional Hydroelectric | HY |  | S | 0.4 | 0.4 | 0.2 | N | 2017 |  |  | N | Electric Utility | 1 | X | WAT
Petroleum Liquids.DFO | petroleum | TRUE | 4562 | City of Croswell - (MI) | 7497 | Croswell | MI | Sanilac | 1 | Petroleum Liquids | IC |  | S | 0.6 | 0.6 | 0.3 | N | 1982 |  |  | N | Electric Utility | 1 | X | DFO
Petroleum Liquids.DFO | petroleum | TRUE | 4562 | City of Croswell - (MI) | 7497 | Croswell | MI | Sanilac | 2 | Petroleum Liquids | IC |  | S | 0.7 | 0.7 | 0.3 | N | 1984 |  |  | N | Electric Utility | 1 | X | DFO
Petroleum Liquids.DFO | petroleum | TRUE | 4562 | City of Croswell - (MI) | 7497 | Croswell | MI | Sanilac | 3 | Petroleum Liquids | IC |  | S | 1.2 | 1.2 | 0.6 | N | 1988 |  |  | N | Electric Utility | 1 | X | DFO
Petroleum Liquids.DFO | petroleum | TRUE | 4562 | City of Croswell - (MI) | 7497 | Croswell | MI | Sanilac | 4 | Petroleum Liquids | IC |  | S | 1.3 | 1.3 | 0.6 | N | 1990 |  |  | N | Electric Utility | 1 | X | DFO
Petroleum Liquids.DFO | petroleum | TRUE | 4562 | City of Croswell - (MI) | 7497 | Croswell | MI | Sanilac | 5 | Petroleum Liquids | IC |  | S | 1.3 | 1.3 | 0.6 | N | 1996 |  |  | N | Electric Utility | 1 | X | DFO
Onshore Wind Turbine.WND | onshore wind | TRUE | 15371 | Town of Princeton - (MA) | 7501 | Princeton Wind Farm | MA | Worcester | 2 | Onshore Wind Turbine | WT |  | S | 3 | 3 | 0.1 | N | 2010 |  |  | N | Electric Utility | 1 | X | WND
Petroleum Liquids.DFO | petroleum | TRUE | 19454 | City of Unalaska - (AK) | 7502 | Dutch Harbor | AK | Aleutians West | 10 | Petroleum Liquids | IC |  | S | 4.4 | 4.4 | 3.1 | N | 2010 |  |  | N | Electric Utility | 1 | X | DFO
Petroleum Liquids.DFO | petroleum | TRUE | 19454 | City of Unalaska - (AK) | 7502 | Dutch Harbor | AK | Aleutians West | 11 | Petroleum Liquids | IC |  | S | 4.4 | 4.4 | 3.1 | N | 2010 |  |  | N | Electric Utility | 1 | X | DFO
Petroleum Liquids.DFO | petroleum | TRUE | 19454 | City of Unalaska - (AK) | 7502 | Dutch Harbor | AK | Aleutians West | 12 | Petroleum Liquids | IC |  | S | 3.7 | 3.7 | 2.6 | N | 2015 |  |  | N | Electric Utility | 1 | X | DFO
Petroleum Liquids.DFO | petroleum | TRUE | 19454 | City of Unalaska - (AK) | 7502 | Dutch Harbor | AK | Aleutians West | 13 | Petroleum Liquids | IC |  | S | 3.7 | 3.7 | 2.6 | N | 2011 |  |  | N | Electric Utility | 1 | X | DFO
Petroleum Liquids.DFO | petroleum | TRUE | 19454 | City of Unalaska - (AK) | 7502 | Dutch Harbor | AK | Aleutians West | 15 | Petroleum Liquids | IC |  | S | 0.2 | 0.2 | 0.2 | N | 2010 |  |  | N | Electric Utility | 1 | X | DFO
Petroleum Liquids.DFO | petroleum | TRUE | 19454 | City of Unalaska - (AK) | 7502 | Dutch Harbor | AK | Aleutians West | 8 | Petroleum Liquids | IC |  | S | 1 | 1 | 0.6 | N | 1989 |  |  | N | Electric Utility | 1 | X | DFO
Petroleum Liquids.DFO | petroleum | TRUE | 19454 | City of Unalaska - (AK) | 7502 | Dutch Harbor | AK | Aleutians West | 9 | Petroleum Liquids | IC |  | S | 1 | 1 | 0.6 | N | 1994 |  |  | N | Electric Utility | 1 | X | DFO
Petroleum Liquids.DFO | petroleum | TRUE | 19454 | City of Unalaska - (AK) | 7503 | Unalaska Power Module | AK | Aleutians West | 7 | Petroleum Liquids | IC |  | S | 0.8 | 0.8 | 0.6 | N | 1993 |  |  | N | Electric Utility | 1 | X | DFO
Conventional Steam Coal.SUB | hard coal | TRUE | 19545 | Black Hills Power, Inc. | 7504 | Neil Simpson II | WY | Campbell | 2 | Conventional Steam Coal | ST |  | S | 80 | 80 | 52 | N | 1995 |  |  | N | Electric Utility | 1 | X | SUB
Natural Gas Fired Combustion Turbine.NG | natural gas peaker | TRUE | 19545 | Black Hills Power, Inc. | 7504 | Neil Simpson II | WY | Campbell | GT1 | Natural Gas Fired Combustion Turbine | GT |  | S | 34 | 37 | 24.7 | N | 2000 |  |  | N | Electric Utility | 1 | X | NG
Conventional Hydroelectric.WAT | hydro | TRUE | 61958 | Hydro Sierra Energy, LLC | 7507 | Deadwood Creek | CA | Yuba | 1 | Conventional Hydroelectric | HY |  | S | 1.9 | 2 | 0.1 | N | 1993 |  |  | N | IPP Non-CHP | 2 | X | WAT
Conventional Hydroelectric.WAT | hydro | TRUE | 6013 | Eugene Water & Electric Board | 7508 | Stone Creek | OR | Clackamas | 1 | Conventional Hydroelectric | HY |  | S | 7 | 10.7 | 3 | N | 1994 |  |  | N | Electric Utility | 1 | X | WAT
Conventional Hydroelectric.WAT | hydro | TRUE | 13788 | Northern Wasco County PUD | 7511 | McNary Dam Fish Attraction Project | WA | Benton | 1 | Conventional Hydroelectric | HY |  | J | 9 | 9 | 8.5 | N | 1997 |  |  | N | Electric Utility | 1 | X | WAT
Natural Gas Fired Combined Cycle.NG | natural gas combined cycle | TRUE | 16604 | City of San Antonio - (TX) | 7512 | Arthur Von Rosenberg | TX | Bexar | 1 | Natural Gas Fired Combined Cycle | CT | CC1 | S | 164 | 176 | 90 | N | 2000 |  |  | N | Electric Utility | 1 | X | NG
Natural Gas Fired Combined Cycle.NG | natural gas combined cycle | TRUE | 16604 | City of San Antonio - (TX) | 7512 | Arthur Von Rosenberg | TX | Bexar | 2 | Natural Gas Fired Combined Cycle | CT | CC1 | S | 164 | 176 | 90 | N | 2000 |  |  | N | Electric Utility | 1 | X | NG
Natural Gas Fired Combined Cycle.NG | natural gas combined cycle | TRUE | 16604 | City of San Antonio - (TX) | 7512 | Arthur Von Rosenberg | TX | Bexar | 3 | Natural Gas Fired Combined Cycle | CA | CC1 | S | 190 | 197 | 60 | N | 2000 |  |  | N | Electric Utility | 1 | X | NG
Natural Gas Fired Combustion Turbine.NG | natural gas peaker | TRUE | 12208 | City of McPherson - (KS) | 7515 | McPherson 3 | KS | McPherson | NA1 | Natural Gas Fired Combustion Turbine | GT |  | S | 80.2 | 85 | 22 | N | 1998 |  |  | N | Electric Utility | 1 | X | NG | DFO
Onshore Wind Turbine.WND | onshore wind | TRUE | 16534 | Sacramento Municipal Util Dist | 7526 | Solano Wind | CA | Solano | 2 | Onshore Wind Turbine | WT |  | S | 24 | 24 | 1 | N | 2006 |  |  | N | Electric Utility | 1 | X | WND
Onshore Wind Turbine.WND | onshore wind | TRUE | 16534 | Sacramento Municipal Util Dist | 7526 | Solano Wind | CA | Solano | 2B | Onshore Wind Turbine | WT |  | S | 63 | 63 | 1 | N | 2007 |  |  | N | Electric Utility | 1 | X | WND
Onshore Wind Turbine.WND | onshore wind | TRUE | 16534 | Sacramento Municipal Util Dist | 7526 | Solano Wind | CA | Solano | 3 | Onshore Wind Turbine | WT |  | W | 128 | 128 | 1 | N | 2012 |  |  | N | Electric Utility | 1 | X | WND
Natural Gas Fired Combustion Turbine.NG | natural gas peaker | TRUE | 16534 | Sacramento Municipal Util Dist | 7527 | Carson Ice-Gen Project | CA | Sacramento | 1 | Natural Gas Fired Combustion Turbine | GT |  | W | 41.2 | 41.2 | 20 | N | 1995 |  |  | Y | Electric Utility | 1 | T | NG
Natural Gas Fired Combined Cycle.NG | natural gas combined cycle | TRUE | 16534 | Sacramento Municipal Util Dist | 7527 | Carson Ice-Gen Project | CA | Sacramento | 2 | Natural Gas Fired Combined Cycle | CA | CC1 | W | 16.6 | 16.6 | 2 | N | 1995 |  |  | Y | Electric Utility | 1 | T | NG
Natural Gas Fired Combined Cycle.NG | natural gas combined cycle | TRUE | 16534 | Sacramento Municipal Util Dist | 7527 | Carson Ice-Gen Project | CA | Sacramento | CCCT | Natural Gas Fired Combined Cycle | CT | CC1 | W | 51.2 | 51.2 | 21 | N | 1995 |  |  | N | Electric Utility | 1 | X | NG | OBG
Natural Gas Fired Combustion Turbine.NG | natural gas peaker | TRUE | 3046 | Duke Energy Progress - (NC) | 7538 | Wayne County | NC | Wayne | 1 | Natural Gas Fired Combustion Turbine | GT |  | S | 169 | 195 | 100 | N | 2000 |  |  | N | Electric Utility | 1 | X | NG | DFO
Natural Gas Fired Combustion Turbine.NG | natural gas peaker | TRUE | 3046 | Duke Energy Progress - (NC) | 7538 | Wayne County | NC | Wayne | 2 | Natural Gas Fired Combustion Turbine | GT |  | S | 174 | 195 | 100 | N | 2000 |  |  | N | Electric Utility | 1 | X | NG | DFO
Natural Gas Fired Combustion Turbine.NG | natural gas peaker | TRUE | 3046 | Duke Energy Progress - (NC) | 7538 | Wayne County | NC | Wayne | 3 | Natural Gas Fired Combustion Turbine | GT |  | S | 164 | 195 | 100 | N | 2000 |  |  | N | Electric Utility | 1 | X | NG | DFO
Natural Gas Fired Combustion Turbine.NG | natural gas peaker | TRUE | 3046 | Duke Energy Progress - (NC) | 7538 | Wayne County | NC | Wayne | 4 | Natural Gas Fired Combustion Turbine | GT |  | S | 162 | 195 | 100 | N | 2000 |  |  | N | Electric Utility | 1 | X | NG | DFO
Natural Gas Fired Combustion Turbine.NG | natural gas peaker | TRUE | 3046 | Duke Energy Progress - (NC) | 7538 | Wayne County | NC | Wayne | 5 | Natural Gas Fired Combustion Turbine | GT |  | S | 153 | 195 | 100 | N | 2009 |  |  | N | Electric Utility | 1 | X | NG | DFO
Conventional Hydroelectric.WAT | hydro | TRUE | 2518 | U S Bureau of Reclamation | 7541 | Spirit Mountain | WY | Park | 1 | Conventional Hydroelectric | HY |  | S | 4.5 | 4.5 | 0 | N | 1994 |  |  | N | Electric Utility | 1 | X | WAT
Conventional Hydroelectric.WAT | hydro | TRUE | 14077 | Oklahoma Municipal Power Authority | 7545 | Kaw Hydro | OK | Kay | 1 | Conventional Hydroelectric | HY |  | S | 29.6 | 29.6 | 2 | N | 1989 |  |  | N | Electric Utility | 1 | X | WAT
Natural Gas Fired Combined Cycle.NG | natural gas combined cycle | TRUE | 14077 | Oklahoma Municipal Power Authority | 7546 | Ponca City | OK | Kay | 1 | Natural Gas Fired Combined Cycle | CA | CC1 | S | 18.8 | 18.8 | 1.5 | N | 1966 |  |  | N | Electric Utility | 1 | X | NG
Natural Gas Fired Combined Cycle.NG | natural gas combined cycle | TRUE | 14077 | Oklahoma Municipal Power Authority | 7546 | Ponca City | OK | Kay | 3 | Natural Gas Fired Combined Cycle | CT | CC1 | S | 44.1 | 44.1 | 33 | N | 1995 |  |  | N | Electric Utility | 1 | X | NG | DFO
Natural Gas Fired Combustion Turbine.NG | natural gas peaker | TRUE | 14077 | Oklahoma Municipal Power Authority | 7546 | Ponca City | OK | Kay | 4 | Natural Gas Fired Combustion Turbine | GT |  | S | 43.9 | 43.9 | 33 | N | 2003 |  |  | N | Electric Utility | 1 | X | NG
Conventional Hydroelectric.WAT | hydro | TRUE | 20255 | Weber Basin Water Conserv Dist | 7548 | Causey | UT | Weber | 1 | Conventional Hydroelectric | HY |  | W | 1.5 | 1.5 | 0.3 | N | 1998 |  |  | N | Electric Utility | 1 | X | WAT
Conventional Hydroelectric.WAT | hydro | TRUE | 20255 | Weber Basin Water Conserv Dist | 7548 | Causey | UT | Weber | 2 | Conventional Hydroelectric | HY |  | W | 0.6 | 0.6 | 0.1 | N | 1998 |  |  | N | Electric Utility | 1 | X | WAT
Conventional Hydroelectric.WAT | hydro | TRUE | 20255 | Weber Basin Water Conserv Dist | 7548 | Causey | UT | Weber | MINI | Conventional Hydroelectric | HY |  | W | 0.1 | 0.1 | 0 | N | 2021 |  |  | N | Electric Utility | 1 | X | WAT
Natural Gas Fired Combined Cycle.NG | natural gas combined cycle | TRUE | 16534 | Sacramento Municipal Util Dist | 7551 | SCA Cogen 2 | CA | Sacramento | CCST | Natural Gas Fired Combined Cycle | CA | CCC1 | W | 37.6 | 37.6 | 4.5 | N | 1997 |  |  | Y | Electric Utility | 1 | T | NG
Natural Gas Fired Combined Cycle.NG | natural gas combined cycle | TRUE | 16534 | Sacramento Municipal Util Dist | 7551 | SCA Cogen 2 | CA | Sacramento | CT1A | Natural Gas Fired Combined Cycle | CT | CCC1 | W | 47.6 | 47.6 | 35 | N | 1997 |  |  | Y | Electric Utility | 1 | T | NG
Natural Gas Fired Combined Cycle.NG | natural gas combined cycle | TRUE | 16534 | Sacramento Municipal Util Dist | 7551 | SCA Cogen 2 | CA | Sacramento | CT1B | Natural Gas Fired Combined Cycle | CT | CCC1 | W | 47.6 | 47.6 | 35 | N | 1997 |  |  | Y | Electric Utility | 1 | T | NG
Natural Gas Fired Combustion Turbine.NG | natural gas peaker | TRUE | 16534 | Sacramento Municipal Util Dist | 7551 | SCA Cogen 2 | CA | Sacramento | CT1C | Natural Gas Fired Combustion Turbine | GT |  | W | 43.8 | 47.3 | 20 | N | 2001 |  |  | N | Electric Utility | 1 | X | NG
Natural Gas Fired Combined Cycle.NG | natural gas combined cycle | TRUE | 16534 | Sacramento Municipal Util Dist | 7552 | SPA Cogen 3 | CA | Sacramento | CCCT | Natural Gas Fired Combined Cycle | CT | CCC1 | W | 119 | 111 | 55 | N | 1997 |  |  | Y | Electric Utility | 1 | T | NG
Natural Gas Fired Combined Cycle.NG | natural gas combined cycle | TRUE | 16534 | Sacramento Municipal Util Dist | 7552 | SPA Cogen 3 | CA | Sacramento | CCST | Natural Gas Fired Combined Cycle | CA | CCC1 | W | 59 | 53 | 36 | N | 1997 |  |  | N | Electric Utility | 1 | X | NG
Natural Gas Internal Combustion Engine.NG | natural gas peaker | TRUE | 13334 | City of Nebraska City | 7555 | Nebraska City # 2 | NE | Otoe | 11 | Natural Gas Internal Combustion Engine | IC |  | S | 4 | 4 | 3.5 | N | 1998 |  |  | N | Electric Utility | 1 | X | NG | DFO
Natural Gas Internal Combustion Engine.NG | natural gas peaker | TRUE | 13334 | City of Nebraska City | 7555 | Nebraska City # 2 | NE | Otoe | 12 | Natural Gas Internal Combustion Engine | IC |  | S | 4 | 4 | 3.5 | N | 1998 |  |  | N | Electric Utility | 1 | X | NG | DFO
Petroleum Liquids.DFO | petroleum | TRUE | 13334 | City of Nebraska City | 7555 | Nebraska City # 2 | NE | Otoe | 13 | Petroleum Liquids | IC |  | S | 4.2 | 4.2 | 3 | N | 1998 |  |  | N | Electric Utility | 1 | X | DFO
Petroleum Liquids.DFO | petroleum | FALSE | 56076 | State Farm Insurance | 7556 | State Farm | IL | McLean | 1 | Petroleum Liquids | IC |  | S | 1.7 | 1.7 | 0 | N | 1996 |  |  | N | Commercial Non-CHP | 4 | X | DFO
Petroleum Liquids.DFO | petroleum | FALSE | 56076 | State Farm Insurance | 7556 | State Farm | IL | McLean | 2 | Petroleum Liquids | IC |  | S | 1.7 | 1.7 | 0 | N | 1996 |  |  | N | Commercial Non-CHP | 4 | X | DFO
Petroleum Liquids.DFO | petroleum | FALSE | 56076 | State Farm Insurance | 7556 | State Farm | IL | McLean | 3 | Petroleum Liquids | IC |  | S | 1.7 | 1.7 | 0 | N | 1996 |  |  | N | Commercial Non-CHP | 4 | X | DFO
Conventional Hydroelectric.WAT | hydro | TRUE | 5914 | Erie Boulevard Hydropower LP | 7583 | Talcville | NY | St Lawrence | 1 | Conventional Hydroelectric | HY |  | S | 0.7 | 0.7 | 0.4 | N | 1986 |  |  | N | IPP Non-CHP | 2 | X | WAT
Conventional Hydroelectric.WAT | hydro | TRUE | 5914 | Erie Boulevard Hydropower LP | 7583 | Talcville | NY | St Lawrence | 2 | Conventional Hydroelectric | HY |  | S | 0.1 | 0.1 | 0.1 | N | 1986 |  |  | N | IPP Non-CHP | 2 | X | WAT
Petroleum Liquids.DFO | petroleum | TRUE | 14433 | City of Panora - (IA) | 7584 | Panora | IA | GUTHRIE | 1 | Petroleum Liquids | IC |  | S | 1.5 | 1.5 | 0.5 | N | 1988 |  |  | N | Electric Utility | 1 | X | DFO
Petroleum Liquids.DFO | petroleum | TRUE | 14433 | City of Panora - (IA) | 7584 | Panora | IA | GUTHRIE | 2 | Petroleum Liquids | IC |  | S | 1 | 1 | 0.5 | N | 1988 |  |  | N | Electric Utility | 1 | X | DFO
Petroleum Liquids.DFO | petroleum | TRUE | 14433 | City of Panora - (IA) | 7584 | Panora | IA | GUTHRIE | 3 | Petroleum Liquids | IC |  | S | 2 | 2 | 0.5 | N | 1993 |  |  | N | Electric Utility | 1 | X | DFO
Conventional Hydroelectric.WAT | hydro | TRUE | 17470 | PUD No 1 of Snohomish County | 7588 | H M Jackson | WA | Snohomish | 1 | Conventional Hydroelectric | HY |  | S | 41 | 44 | 5 | N | 1984 |  |  | N | Electric Utility | 1 | X | WAT
Conventional Hydroelectric.WAT | hydro | TRUE | 17470 | PUD No 1 of Snohomish County | 7588 | H M Jackson | WA | Snohomish | 2 | Conventional Hydroelectric | HY |  | S | 41 | 44 | 5 | N | 1984 |  |  | N | Electric Utility | 1 | X | WAT
Conventional Hydroelectric.WAT | hydro | TRUE | 17470 | PUD No 1 of Snohomish County | 7588 | H M Jackson | WA | Snohomish | 3 | Conventional Hydroelectric | HY |  | S | 7 | 8 | 0.5 | N | 1984 |  |  | N | Electric Utility | 1 | X | WAT
Conventional Hydroelectric.WAT | hydro | TRUE | 17470 | PUD No 1 of Snohomish County | 7588 | H M Jackson | WA | Snohomish | 4 | Conventional Hydroelectric | HY |  | S | 7 | 8 | 0.5 | N | 1984 |  |  | N | Electric Utility | 1 | X | WAT
Conventional Hydroelectric.WAT | hydro | TRUE | 11204 | Los Alamos County | 7593 | El Vado Dam | NM | Rio Arriba | 1 | Conventional Hydroelectric | HY |  | S | 8 | 8 | 1 | N | 1988 |  |  | N | Electric Utility | 1 | X | WAT
Conventional Hydroelectric.WAT | hydro | TRUE | 40577 | American Mun Power-Ohio, Inc | 7594 | Belleville Dam | WV | Wood | 1 | Conventional Hydroelectric | HY |  | J | 21 | 21 | 3 | N | 1999 |  |  | N | Electric Utility | 1 | X | WAT
Conventional Hydroelectric.WAT | hydro | TRUE | 40577 | American Mun Power-Ohio, Inc | 7594 | Belleville Dam | WV | Wood | 2 | Conventional Hydroelectric | HY |  | J | 21 | 21 | 3 | N | 1999 |  |  | N | Electric Utility | 1 | X | WAT
Petroleum Liquids.DFO | petroleum | TRUE | 40577 | American Mun Power-Ohio, Inc | 7603 | Prospect Municipal | OH | Marion | 1 | Petroleum Liquids | IC |  | S | 1.8 | 1.8 | 1.8 | N | 1998 |  |  | N | Electric Utility | 1 | X | DFO
Natural Gas Fired Combined Cycle.NG | natural gas combined cycle | TRUE | 924 | Associated Electric Coop, Inc | 7604 | St Francis Energy Facility | MO | Dunklin | 1 | Natural Gas Fired Combined Cycle | CS |  | S | 223 | 241 | 183 | N | 1999 |  |  | N | Electric Utility | 1 | X | NG
Natural Gas Fired Combined Cycle.NG | natural gas combined cycle | TRUE | 924 | Associated Electric Coop, Inc | 7604 | St Francis Energy Facility | MO | Dunklin | 2 | Natural Gas Fired Combined Cycle | CS |  | S | 211 | 216 | 183 | Y | 2001 |  |  | N | Electric Utility | 1 | X | NG
Natural Gas Fired Combined Cycle.NG | natural gas combined cycle | TRUE | 3660 | PUD No 1 of Clark County - (WA) | 7605 | River Road Gen Plant | WA | Clark | 1 | Natural Gas Fired Combined Cycle | CS |  | S | 220 | 248 | 205 | N | 1997 |  |  | N | Electric Utility | 1 | X | NG
Conventional Hydroelectric.WAT | hydro | TRUE | 22776 | Solano Irrigation District | 7646 | Monticello Dam | CA | Solano | 1 | Conventional Hydroelectric | HY |  | S | 5 | 5 | 1.6 | N | 1983 |  |  | N | Electric Utility | 1 | X | WAT
Conventional Hydroelectric.WAT | hydro | TRUE | 22776 | Solano Irrigation District | 7646 | Monticello Dam | CA | Solano | 2 | Conventional Hydroelectric | HY |  | S | 5 | 5 | 1.6 | N | 1983 |  |  | N | Electric Utility | 1 | X | WAT
Conventional Hydroelectric.WAT | hydro | TRUE | 22776 | Solano Irrigation District | 7646 | Monticello Dam | CA | Solano | 3 | Conventional Hydroelectric | HY |  | S | 1.5 | 1.5 | 0.7 | N | 1983 |  |  | N | Electric Utility | 1 | X | WAT
Conventional Hydroelectric.WAT | hydro | TRUE | 2439 | City of Bryan - (OH) | 7657 | Auglaize Hydro | OH | Defiance | 1 | Conventional Hydroelectric | HY |  | S | 0.8 | 0.8 | 0.3 | N | 1986 |  |  | N | Electric Utility | 1 | X | WAT
Conventional Hydroelectric.WAT | hydro | TRUE | 2439 | City of Bryan - (OH) | 7657 | Auglaize Hydro | OH | Defiance | 2A | Conventional Hydroelectric | HY |  | S | 1 | 1 | 0.6 | N | 2004 |  |  | N | Electric Utility | 1 | X | WAT
Conventional Hydroelectric.WAT | hydro | TRUE | 2439 | City of Bryan - (OH) | 7657 | Auglaize Hydro | OH | Defiance | 3A | Conventional Hydroelectric | HY |  | S | 1 | 1 | 0.6 | N | 2004 |  |  | N | Electric Utility | 1 | X | WAT
Conventional Hydroelectric.WAT | hydro | TRUE | 2439 | City of Bryan - (OH) | 7657 | Auglaize Hydro | OH | Defiance | 4 | Conventional Hydroelectric | HY |  | S | 0.8 | 0.8 | 0.3 | N | 1987 |  |  | N | Electric Utility | 1 | X | WAT
Conventional Hydroelectric.WAT | hydro | TRUE | 2439 | City of Bryan - (OH) | 7657 | Auglaize Hydro | OH | Defiance | 5 | Conventional Hydroelectric | HY |  | S | 0.8 | 0.8 | 0.3 | N | 1988 |  |  | N | Electric Utility | 1 | X | WAT
Conventional Hydroelectric.WAT | hydro | TRUE | 2439 | City of Bryan - (OH) | 7657 | Auglaize Hydro | OH | Defiance | 6 | Conventional Hydroelectric | HY |  | S | 0.1 | 0.1 | 0.1 | N | 2004 |  |  | N | Electric Utility | 1 | X | WAT
Landfill Gas.LFG | natural gas peaker | TRUE | 54842 | WM Renewable Energy LLC | 7690 | Pennsbury | PA | Bucks | 1 | Landfill Gas | GT |  | S | 2 | 2.8 | 1 | N | 1996 |  |  | N | IPP Non-CHP | 2 | X | LFG
Landfill Gas.LFG | natural gas peaker | TRUE | 54842 | WM Renewable Energy LLC | 7690 | Pennsbury | PA | Bucks | 2 | Landfill Gas | GT |  | S | 2 | 2.8 | 1 | N | 1996 |  |  | N | IPP Non-CHP | 2 | X | LFG
Natural Gas Fired Combined Cycle.NG | natural gas combined cycle | TRUE | 195 | Alabama Power Co | 7697 | Washington County Cogeneration Facility | AL | Washington | 1 | Natural Gas Fired Combined Cycle | CT | G523 | S | 75 | 82 | 75 | N | 1999 |  |  | Y | Electric Utility | 1 | T | NG
Natural Gas Fired Combined Cycle.NG | natural gas combined cycle | TRUE | 195 | Alabama Power Co | 7697 | Washington County Cogeneration Facility | AL | Washington | 2 | Natural Gas Fired Combined Cycle | CA | G523 | S | 25 | 25 | 25 | N | 1999 |  |  | Y | Electric Utility | 1 | T | NG
Natural Gas Fired Combined Cycle.NG | natural gas combined cycle | TRUE | 195 | Alabama Power Co | 7698 | General Electric Plastic | AL | Lowndes | 1 | Natural Gas Fired Combined Cycle | CT | G524 | S | 74 | 84 | 50 | N | 1999 |  |  | Y | Electric Utility | 1 | T | NG
Natural Gas Fired Combined Cycle.NG | natural gas combined cycle | TRUE | 195 | Alabama Power Co | 7698 | General Electric Plastic | AL | Lowndes | 2 | Natural Gas Fired Combined Cycle | CA | G524 | S | 10.5 | 10.5 | 2 | N | 1999 |  |  | Y | Electric Utility | 1 | T | NG
Natural Gas Fired Combined Cycle.NG | natural gas combined cycle | TRUE | 6455 | Duke Energy Florida, LLC | 7699 | Tiger Bay | FL | Polk | CT1 | Natural Gas Fired Combined Cycle | CT | G200 | S | 130 | 160 | 130 | N | 1997 |  |  | N | Electric Utility | 1 | X | NG
Natural Gas Fired Combined Cycle.NG | natural gas combined cycle | TRUE | 6455 | Duke Energy Florida, LLC | 7699 | Tiger Bay | FL | Polk | CW1 | Natural Gas Fired Combined Cycle | CA | G200 | S | 69 | 70 | 69 | N | 1997 |  |  | N | Electric Utility | 1 | X | NG
Natural Gas Fired Combustion Turbine.NG | natural gas peaker | TRUE | 17650 | Southern Power Co | 7709 | Dahlberg | GA | Jackson | 1 | Natural Gas Fired Combustion Turbine | GT |  | S | 74.8 | 87.1 | 70 | N | 2000 |  |  | N | IPP Non-CHP | 2 | X | NG | DFO
Natural Gas Fired Combustion Turbine.NG | natural gas peaker | TRUE | 17650 | Southern Power Co | 7709 | Dahlberg | GA | Jackson | 10 | Natural Gas Fired Combustion Turbine | GT |  | S | 75.2 | 88.6 | 70 | N | 2001 |  |  | N | IPP Non-CHP | 2 | X | NG | DFO
Natural Gas Fired Combustion Turbine.NG | natural gas peaker | TRUE | 17650 | Southern Power Co | 7709 | Dahlberg | GA | Jackson | 2 | Natural Gas Fired Combustion Turbine | GT |  | S | 74 | 87.4 | 70 | N | 2000 |  |  | N | IPP Non-CHP | 2 | X | NG | DFO
Natural Gas Fired Combustion Turbine.NG | natural gas peaker | TRUE | 17650 | Southern Power Co | 7709 | Dahlberg | GA | Jackson | 3 | Natural Gas Fired Combustion Turbine | GT |  | S | 74.7 | 87.8 | 70 | N | 2000 |  |  | N | IPP Non-CHP | 2 | X | NG | DFO
Natural Gas Fired Combustion Turbine.NG | natural gas peaker | TRUE | 17650 | Southern Power Co | 7709 | Dahlberg | GA | Jackson | 4 | Natural Gas Fired Combustion Turbine | GT |  | S | 73.5 | 86.9 | 70 | N | 2000 |  |  | N | IPP Non-CHP | 2 | X | NG | DFO
Natural Gas Fired Combustion Turbine.NG | natural gas peaker | TRUE | 17650 | Southern Power Co | 7709 | Dahlberg | GA | Jackson | 5 | Natural Gas Fired Combustion Turbine | GT |  | S | 74.7 | 87.7 | 70 | N | 2000 |  |  | N | IPP Non-CHP | 2 | X | NG | DFO
Natural Gas Fired Combustion Turbine.NG | natural gas peaker | TRUE | 17650 | Southern Power Co | 7709 | Dahlberg | GA | Jackson | 6 | Natural Gas Fired Combustion Turbine | GT |  | S | 74.9 | 87.7 | 70 | N | 2000 |  |  | N | IPP Non-CHP | 2 | X | NG | DFO
Natural Gas Fired Combustion Turbine.NG | natural gas peaker | TRUE | 17650 | Southern Power Co | 7709 | Dahlberg | GA | Jackson | 7 | Natural Gas Fired Combustion Turbine | GT |  | S | 75 | 88 | 70 | N | 2000 |  |  | N | IPP Non-CHP | 2 | X | NG | DFO
Natural Gas Fired Combustion Turbine.NG | natural gas peaker | TRUE | 17650 | Southern Power Co | 7709 | Dahlberg | GA | Jackson | 8 | Natural Gas Fired Combustion Turbine | GT |  | S | 74 | 87 | 70 | N | 2000 |  |  | N | IPP Non-CHP | 2 | X | NG | DFO
Natural Gas Fired Combustion Turbine.NG | natural gas peaker | TRUE | 17650 | Southern Power Co | 7709 | Dahlberg | GA | Jackson | 9 | Natural Gas Fired Combustion Turbine | GT |  | S | 74.8 | 88 | 70 | N | 2001 |  |  | N | IPP Non-CHP | 2 | X | NG | DFO
Natural Gas Fired Combined Cycle.NG | natural gas combined cycle | TRUE | 17650 | Southern Power Co | 7710 | H Allen Franklin Combined Cycle | AL | Lee | CT1A | Natural Gas Fired Combined Cycle | CT | G481 | S | 177.5 | 188.5 | 115 | N | 2002 |  |  | N | IPP Non-CHP | 2 | X | NG
Natural Gas Fired Combined Cycle.NG | natural gas combined cycle | TRUE | 17650 | Southern Power Co | 7710 | H Allen Franklin Combined Cycle | AL | Lee | CT1B | Natural Gas Fired Combined Cycle | CT | G481 | S | 177.5 | 188.5 | 115 | N | 2002 |  |  | N | IPP Non-CHP | 2 | X | NG
Natural Gas Fired Combined Cycle.NG | natural gas combined cycle | TRUE | 17650 | Southern Power Co | 7710 | H Allen Franklin Combined Cycle | AL | Lee | CT2A | Natural Gas Fired Combined Cycle | CT | G501 | S | 177.8 | 190.3 | 125 | N | 2002 |  |  | N | IPP Non-CHP | 2 | X | NG
Natural Gas Fired Combined Cycle.NG | natural gas combined cycle | TRUE | 17650 | Southern Power Co | 7710 | H Allen Franklin Combined Cycle | AL | Lee | CT2B | Natural Gas Fired Combined Cycle | CT | G501 | S | 177.8 | 190.3 | 125 | N | 2002 |  |  | N | IPP Non-CHP | 2 | X | NG
Natural Gas Fired Combined Cycle.NG | natural gas combined cycle | TRUE | 17650 | Southern Power Co | 7710 | H Allen Franklin Combined Cycle | AL | Lee | CT3A | Natural Gas Fired Combined Cycle | CT | G100 | S | 182.6 | 196.6 | 109 | N | 2008 |  |  | N | IPP Non-CHP | 2 | X | NG
Natural Gas Fired Combined Cycle.NG | natural gas combined cycle | TRUE | 17650 | Southern Power Co | 7710 | H Allen Franklin Combined Cycle | AL | Lee | CT3B | Natural Gas Fired Combined Cycle | CT | G100 | S | 182.6 | 196.6 | 109 | N | 2008 |  |  | N | IPP Non-CHP | 2 | X | NG
Natural Gas Fired Combined Cycle.NG | natural gas combined cycle | TRUE | 17650 | Southern Power Co | 7710 | H Allen Franklin Combined Cycle | AL | Lee | ST1 | Natural Gas Fired Combined Cycle | CA | G481 | S | 240 | 240 | 120 | N | 2002 |  |  | N | IPP Non-CHP | 2 | X | NG
Natural Gas Fired Combined Cycle.NG | natural gas combined cycle | TRUE | 17650 | Southern Power Co | 7710 | H Allen Franklin Combined Cycle | AL | Lee | ST2 | Natural Gas Fired Combined Cycle | CA | G501 | S | 293 | 293 | 130 | N | 2002 |  |  | N | IPP Non-CHP | 2 | X | NG
Natural Gas Fired Combined Cycle.NG | natural gas combined cycle | TRUE | 17650 | Southern Power Co | 7710 | H Allen Franklin Combined Cycle | AL | Lee | ST3 | Natural Gas Fired Combined Cycle | CA | G100 | S | 293 | 293 | 112 | N | 2008 |  |  | N | IPP Non-CHP | 2 | X | NG
Natural Gas Fired Combustion Turbine.NG | natural gas peaker | TRUE | 6452 | Florida Power & Light Co | 7715 | Pea Ridge | FL | Santa Rosa | 1 | Natural Gas Fired Combustion Turbine | GT |  | S | 4 | 4.6 | 4 | N | 1998 | 4 | 2025 | N | Electric Utility | 1 | X | NG
Natural Gas Fired Combustion Turbine.NG | natural gas peaker | TRUE | 6452 | Florida Power & Light Co | 7715 | Pea Ridge | FL | Santa Rosa | 2 | Natural Gas Fired Combustion Turbine | GT |  | S | 4 | 4.6 | 4 | N | 1998 | 4 | 2025 | N | Electric Utility | 1 | X | NG
Natural Gas Fired Combustion Turbine.NG | natural gas peaker | TRUE | 6452 | Florida Power & Light Co | 7715 | Pea Ridge | FL | Santa Rosa | 3 | Natural Gas Fired Combustion Turbine | GT |  | S | 4 | 4.6 | 4 | N | 1998 | 4 | 2025 | N | Electric Utility | 1 | X | NG
Petroleum Liquids.DFO | petroleum | TRUE | 18642 | Tennessee Valley Authority | 7719 | Meridian | MS | Lauderdale | 1 | Petroleum Liquids | IC |  | S | 1.8 | 1.8 | 0 | N | 1998 |  |  | N | Electric Utility | 1 | X | DFO
Petroleum Liquids.DFO | petroleum | TRUE | 18642 | Tennessee Valley Authority | 7719 | Meridian | MS | Lauderdale | 2 | Petroleum Liquids | IC |  | S | 1.8 | 1.8 | 0 | N | 1998 |  |  | N | Electric Utility | 1 | X | DFO
Petroleum Liquids.DFO | petroleum | TRUE | 18642 | Tennessee Valley Authority | 7719 | Meridian | MS | Lauderdale | 3 | Petroleum Liquids | IC |  | S | 1.8 | 1.8 | 0 | N | 1998 |  |  | N | Electric Utility | 1 | X | DFO
Petroleum Liquids.DFO | petroleum | TRUE | 18642 | Tennessee Valley Authority | 7719 | Meridian | MS | Lauderdale | 4 | Petroleum Liquids | IC |  | S | 1.8 | 1.8 | 0 | N | 1998 |  |  | N | Electric Utility | 1 | X | DFO
Petroleum Liquids.DFO | petroleum | TRUE | 18642 | Tennessee Valley Authority | 7719 | Meridian | MS | Lauderdale | 5 | Petroleum Liquids | IC |  | S | 1.8 | 1.8 | 0 | N | 1998 |  |  | N | Electric Utility | 1 | X | DFO
Natural Gas Fired Combined Cycle.NG | natural gas combined cycle | TRUE | 195 | Alabama Power Co | 7721 | Theodore Cogen Facility | AL | Mobile | 1 | Natural Gas Fired Combined Cycle | CT | G525 | S | 166.3 | 180.3 | 160 | N | 2000 |  |  | Y | Electric Utility | 1 | T | NG
Natural Gas Fired Combined Cycle.NG | natural gas combined cycle | TRUE | 195 | Alabama Power Co | 7721 | Theodore Cogen Facility | AL | Mobile | 2 | Natural Gas Fired Combined Cycle | CA | G525 | S | 64.7 | 64.7 | 64.7 | N | 2000 |  |  | Y | Electric Utility | 1 | T | NG
Nuclear.NUC | nuclear | TRUE | 18642 | Tennessee Valley Authority | 7722 | Watts Bar Nuclear Plant | TN | Rhea | 1 | Nuclear | ST |  | S | 1123 | 1179 | 1123 | N | 1996 |  |  | N | Electric Utility | 1 | X | NUC
Nuclear.NUC | nuclear | TRUE | 18642 | Tennessee Valley Authority | 7722 | Watts Bar Nuclear Plant | TN | Rhea | 2 | Nuclear | ST |  | S | 1122 | 1164 | 1122 | N | 2016 |  |  | N | Electric Utility | 1 | X | NUC
Petroleum Liquids.DFO | petroleum | TRUE | 10433 | Kodiak Electric Assn Inc | 7723 | Nymans Plant Microgrid | AK | Kodiak Island | 1 | Petroleum Liquids | IC |  | S | 2.5 | 2.5 | 1 | N | 1994 |  |  | N | Electric Utility | 1 | X | DFO
Petroleum Liquids.DFO | petroleum | TRUE | 10433 | Kodiak Electric Assn Inc | 7723 | Nymans Plant Microgrid | AK | Kodiak Island | 2 | Petroleum Liquids | IC |  | S | 7.3 | 7.4 | 1 | N | 2000 |  |  | N | Electric Utility | 1 | X | DFO
Landfill Gas.LFG | natural gas peaker | TRUE | 14323 | Pacific Northwest Generating Coop | 7725 | Coffin Butte | OR | Benton | 1 | Landfill Gas | IC |  | S | 0.8 | 0.8 | 0.5 | N | 1995 |  |  | N | Electric Utility | 1 | X | LFG
Landfill Gas.LFG | natural gas peaker | TRUE | 14323 | Pacific Northwest Generating Coop | 7725 | Coffin Butte | OR | Benton | 2 | Landfill Gas | IC |  | S | 0.8 | 0.8 | 0.5 | N | 1995 |  |  | N | Electric Utility | 1 | X | LFG
Landfill Gas.LFG | natural gas peaker | TRUE | 14323 | Pacific Northwest Generating Coop | 7725 | Coffin Butte | OR | Benton | 3 | Landfill Gas | IC |  | S | 0.8 | 0.8 | 0.5 | N | 1995 |  |  | N | Electric Utility | 1 | X | LFG
Landfill Gas.LFG | natural gas peaker | TRUE | 14323 | Pacific Northwest Generating Coop | 7725 | Coffin Butte | OR | Benton | 4 | Landfill Gas | IC |  | S | 1.6 | 1.6 | 0.8 | N | 2007 |  |  | N | Electric Utility | 1 | X | LFG
Landfill Gas.LFG | natural gas peaker | TRUE | 14323 | Pacific Northwest Generating Coop | 7725 | Coffin Butte | OR | Benton | 5 | Landfill Gas | IC |  | S | 1.6 | 1.6 | 0.8 | N | 2007 |  |  | N | Electric Utility | 1 | X | LFG
Natural Gas Fired Combustion Turbine.NG | natural gas peaker | TRUE | 924 | Associated Electric Coop, Inc | 7749 | Essex | MO | Stoddard | 1 | Natural Gas Fired Combustion Turbine | GT |  | S | 94 | 122 | 86 | N | 1999 |  |  | N | Electric Utility | 1 | X | NG
Conventional Hydroelectric.WAT | hydro | TRUE | 219 | Alaska Power and Telephone Co | 7751 | Goat Lake Hydro | AK | Skagway Hoonah Angoon | 1 | Conventional Hydroelectric | HY |  | S | 4 | 4 | 1.6 | N | 1997 |  |  | N | Electric Utility | 1 | X | WAT
Conventional Hydroelectric.WAT | hydro | TRUE | 219 | Alaska Power and Telephone Co | 7752 | Black Bear Lake | AK | Prince of Wales Ketchikan | 1 | Conventional Hydroelectric | HY |  | S | 4.5 | 4.5 | 1.8 | N | 1995 |  |  | N | Electric Utility | 1 | X | WAT
Natural Gas Fired Combustion Turbine.NG | natural gas peaker | TRUE | 924 | Associated Electric Coop, Inc | 7754 | Nodaway | MO | Nodaway | 1 | Natural Gas Fired Combustion Turbine | GT |  | S | 87 | 114 | 65 | N | 1999 |  |  | N | Electric Utility | 1 | X | NG
Natural Gas Fired Combustion Turbine.NG | natural gas peaker | TRUE | 924 | Associated Electric Coop, Inc | 7754 | Nodaway | MO | Nodaway | 2 | Natural Gas Fired Combustion Turbine | GT |  | S | 84 | 114 | 65 | N | 1999 |  |  | N | Electric Utility | 1 | X | NG
Natural Gas Fired Combined Cycle.NG | natural gas combined cycle | TRUE | 924 | Associated Electric Coop, Inc | 7757 | Chouteau | OK | Mayes | 1 | Natural Gas Fired Combined Cycle | CT | CC1 | S | 139 | 150 | 100 | N | 2000 |  |  | N | Electric Utility | 1 | X | NG
Natural Gas Fired Combined Cycle.NG | natural gas combined cycle | TRUE | 924 | Associated Electric Coop, Inc | 7757 | Chouteau | OK | Mayes | 2 | Natural Gas Fired Combined Cycle | CT | CC1 | S | 142 | 152 | 100 | N | 2000 |  |  | N | Electric Utility | 1 | X | NG
Natural Gas Fired Combined Cycle.NG | natural gas combined cycle | TRUE | 924 | Associated Electric Coop, Inc | 7757 | Chouteau | OK | Mayes | 3 | Natural Gas Fired Combined Cycle | CA | CC1 | S | 151 | 152 | 50 | N | 2000 |  |  | N | Electric Utility | 1 | X | NG
Natural Gas Fired Combined Cycle.NG | natural gas combined cycle | TRUE | 924 | Associated Electric Coop, Inc | 7757 | Chouteau | OK | Mayes | 4 | Natural Gas Fired Combined Cycle | CT | CC2 | S | 143 | 161 | 100 | N | 2011 |  |  | N | Electric Utility | 1 | X | NG
Natural Gas Fired Combined Cycle.NG | natural gas combined cycle | TRUE | 924 | Associated Electric Coop, Inc | 7757 | Chouteau | OK | Mayes | 5 | Natural Gas Fired Combined Cycle | CT | CC2 | S | 146 | 161 | 100 | N | 2011 |  |  | N | Electric Utility | 1 | X | NG
Natural Gas Fired Combined Cycle.NG | natural gas combined cycle | TRUE | 924 | Associated Electric Coop, Inc | 7757 | Chouteau | OK | Mayes | 6 | Natural Gas Fired Combined Cycle | CA | CC2 | S | 158 | 161 | 50 | N | 2011 |  |  | N | Electric Utility | 1 | X | NG
Petroleum Liquids.DFO | petroleum | TRUE | 20214 | Waverly Municipal Elec Utility | 7758 | South Plant | IA | Bremer | 1 | Petroleum Liquids | IC |  | S | 1.9 | 1.9 | 0.5 | N | 2000 |  |  | N | Electric Utility | 1 | X | DFO
Petroleum Liquids.DFO | petroleum | TRUE | 20214 | Waverly Municipal Elec Utility | 7758 | South Plant | IA | Bremer | 2 | Petroleum Liquids | IC |  | S | 1.9 | 1.9 | 0.5 | N | 2000 |  |  | N | Electric Utility | 1 | X | DFO
Petroleum Liquids.DFO | petroleum | TRUE | 20214 | Waverly Municipal Elec Utility | 7758 | South Plant | IA | Bremer | 3 | Petroleum Liquids | IC |  | S | 1.9 | 1.9 | 0.5 | N | 2000 |  |  | N | Electric Utility | 1 | X | DFO
Petroleum Liquids.DFO | petroleum | TRUE | 20214 | Waverly Municipal Elec Utility | 7758 | South Plant | IA | Bremer | 4 | Petroleum Liquids | IC |  | S | 1.9 | 1.9 | 0.5 | N | 2000 |  |  | N | Electric Utility | 1 | X | DFO
Petroleum Liquids.DFO | petroleum | TRUE | 20214 | Waverly Municipal Elec Utility | 7758 | South Plant | IA | Bremer | 5 | Petroleum Liquids | IC |  | S | 1.9 | 1.9 | 0.5 | N | 2000 |  |  | N | Electric Utility | 1 | X | DFO
Petroleum Liquids.DFO | petroleum | TRUE | 20214 | Waverly Municipal Elec Utility | 7758 | South Plant | IA | Bremer | 6 | Petroleum Liquids | IC |  | S | 1.9 | 1.9 | 0.5 | N | 2000 |  |  | N | Electric Utility | 1 | X | DFO
Natural Gas Fired Combustion Turbine.NG | natural gas peaker | TRUE | 9273 | AES Indiana | 7759 | Georgetown | IN | Marion | GT1 | Natural Gas Fired Combustion Turbine | GT |  | S | 79 | 89.4 | 40 | N | 2000 |  |  | N | Electric Utility | 1 | X | NG
Natural Gas Fired Combustion Turbine.NG | natural gas peaker | TRUE | 9273 | AES Indiana | 7759 | Georgetown | IN | Marion | GT2 | Natural Gas Fired Combustion Turbine | GT |  | W | 79 | 89.4 | 40 | N | 2000 |  |  | N | Electric Utility | 1 | X | NG
Natural Gas Fired Combustion Turbine.NG | natural gas peaker | TRUE | 9273 | AES Indiana | 7759 | Georgetown | IN | Marion | GT3 | Natural Gas Fired Combustion Turbine | GT |  | W | 79.2 | 89.6 | 40 | N | 2000 |  |  | N | Electric Utility | 1 | X | NG
Natural Gas Fired Combustion Turbine.NG | natural gas peaker | TRUE | 9273 | AES Indiana | 7759 | Georgetown | IN | Marion | GT4 | Natural Gas Fired Combustion Turbine | GT |  | S | 79.2 | 89.6 | 40 | N | 2001 |  |  | N | Electric Utility | 1 | X | NG
Natural Gas Fired Combustion Turbine.NG | natural gas peaker | TRUE | 65379 | Earthrise Energy, PBC | 7760 | Tilton | IL | Vermilion | 1 | Natural Gas Fired Combustion Turbine | GT |  | S | 45.5 | 50 | 18 | N | 1999 |  |  | N | IPP Non-CHP | 2 | X | NG
Natural Gas Fired Combustion Turbine.NG | natural gas peaker | TRUE | 65379 | Earthrise Energy, PBC | 7760 | Tilton | IL | Vermilion | 2 | Natural Gas Fired Combustion Turbine | GT |  | S | 45.5 | 50 | 18 | N | 1999 |  |  | N | IPP Non-CHP | 2 | X | NG
Natural Gas Fired Combustion Turbine.NG | natural gas peaker | TRUE | 65379 | Earthrise Energy, PBC | 7760 | Tilton | IL | Vermilion | 3 | Natural Gas Fired Combustion Turbine | GT |  | S | 45.5 | 50 | 18 | N | 1999 |  |  | N | IPP Non-CHP | 2 | X | NG
Natural Gas Fired Combustion Turbine.NG | natural gas peaker | TRUE | 65379 | Earthrise Energy, PBC | 7760 | Tilton | IL | Vermilion | 4 | Natural Gas Fired Combustion Turbine | GT |  | S | 45.5 | 50 | 18 | N | 1999 |  |  | N | IPP Non-CHP | 2 | X | NG
Natural Gas Fired Combustion Turbine.NG | natural gas peaker | TRUE | 15470 | Duke Energy Indiana, LLC | 7763 | Henry County | IN | Henry | 1 | Natural Gas Fired Combustion Turbine | GT |  | S | 40 | 40 | 25 |  | 2001 |  |  | N | Electric Utility | 1 | X | NG
Natural Gas Fired Combustion Turbine.NG | natural gas peaker | TRUE | 15470 | Duke Energy Indiana, LLC | 7763 | Henry County | IN | Henry | 2 | Natural Gas Fired Combustion Turbine | GT |  | S | 43 | 47 | 25 |  | 2001 |  |  | N | Electric Utility | 1 | X | NG
Natural Gas Fired Combustion Turbine.NG | natural gas peaker | TRUE | 15470 | Duke Energy Indiana, LLC | 7763 | Henry County | IN | Henry | 3 | Natural Gas Fired Combustion Turbine | GT |  | S | 43 | 47 | 25 |  | 2001 |  |  | N | Electric Utility | 1 | X | NG
Natural Gas Fired Combustion Turbine.NG | natural gas peaker | TRUE | 59421 | SEPG Operating Services, LLC MPC | 7764 | MPC Generating | GA | Walton | 1 | Natural Gas Fired Combustion Turbine | GT |  | W | 147.5 | 169 | 110 | N | 2000 |  |  | N | IPP Non-CHP | 2 | X | NG | DFO
Natural Gas Fired Combustion Turbine.NG | natural gas peaker | TRUE | 59421 | SEPG Operating Services, LLC MPC | 7764 | MPC Generating | GA | Walton | 2 | Natural Gas Fired Combustion Turbine | GT |  | W | 155 | 182 | 110 | N | 2001 |  |  | N | IPP Non-CHP | 2 | X | NG | DFO
Petroleum Liquids.DFO | petroleum | TRUE | 5957 | City of Erie - (KS) | 7766 | Erie Energy Center | KS | Neosho | 1 | Petroleum Liquids | IC |  | S | 2.5 | 2.5 | 1.5 | N | 1999 |  |  | N | Electric Utility | 1 | X | DFO
Petroleum Liquids.DFO | petroleum | TRUE | 5957 | City of Erie - (KS) | 7766 | Erie Energy Center | KS | Neosho | 2 | Petroleum Liquids | IC |  | S | 2.5 | 2.5 | 1.5 | N | 1999 |  |  | N | Electric Utility | 1 | X | DFO
Petroleum Liquids.DFO | petroleum | TRUE | 5957 | City of Erie - (KS) | 7766 | Erie Energy Center | KS | Neosho | 3 | Petroleum Liquids | IC |  | S | 2.5 | 2.5 | 1.5 | N | 1999 |  |  | N | Electric Utility | 1 | X | DFO
Petroleum Liquids.DFO | petroleum | TRUE | 5957 | City of Erie - (KS) | 7766 | Erie Energy Center | KS | Neosho | 4 | Petroleum Liquids | IC |  | S | 2.5 | 2.5 | 1.5 | N | 1999 |  |  | N | Electric Utility | 1 | X | DFO
Petroleum Liquids.DFO | petroleum | TRUE | 5957 | City of Erie - (KS) | 7766 | Erie Energy Center | KS | Neosho | 5 | Petroleum Liquids | IC |  | S | 2.5 | 2.5 | 1.5 | N | 1999 |  |  | N | Electric Utility | 1 | X | DFO
Petroleum Liquids.DFO | petroleum | TRUE | 5957 | City of Erie - (KS) | 7766 | Erie Energy Center | KS | Neosho | 6 | Petroleum Liquids | IC |  | S | 2.5 | 2.5 | 1.5 | N | 1999 |  |  | N | Electric Utility | 1 | X | DFO
Petroleum Liquids.DFO | petroleum | TRUE | 5957 | City of Erie - (KS) | 7766 | Erie Energy Center | KS | Neosho | 7 | Petroleum Liquids | IC |  | S | 2.5 | 2.5 | 1.5 | N | 1999 |  |  | N | Electric Utility | 1 | X | DFO
Petroleum Liquids.DFO | petroleum | TRUE | 5957 | City of Erie - (KS) | 7766 | Erie Energy Center | KS | Neosho | 8 | Petroleum Liquids | IC |  | S | 2.5 | 2.5 | 1.5 | N | 1999 |  |  | N | Electric Utility | 1 | X | DFO
Petroleum Liquids.DFO | petroleum | TRUE | 17874 | City of St George | 7767 | Bloomington Power Plant | UT | Washington | 1 | Petroleum Liquids | IC |  | S | 1.5 | 1.5 | 0.3 | N | 1999 |  |  | N | Electric Utility | 1 | X | DFO
Petroleum Liquids.DFO | petroleum | TRUE | 17874 | City of St George | 7767 | Bloomington Power Plant | UT | Washington | 2 | Petroleum Liquids | IC |  | S | 1.5 | 1.5 | 0.3 | N | 1999 |  |  | N | Electric Utility | 1 | X | DFO
Petroleum Liquids.DFO | petroleum | TRUE | 17874 | City of St George | 7767 | Bloomington Power Plant | UT | Washington | 3 | Petroleum Liquids | IC |  | S | 1.5 | 1.5 | 0.3 | N | 1999 |  |  | N | Electric Utility | 1 | X | DFO
Petroleum Liquids.DFO | petroleum | TRUE | 17874 | City of St George | 7767 | Bloomington Power Plant | UT | Washington | 4 | Petroleum Liquids | IC |  | S | 1.5 | 1.5 | 0.3 | N | 1999 |  |  | N | Electric Utility | 1 | X | DFO
Petroleum Liquids.DFO | petroleum | TRUE | 17874 | City of St George | 7767 | Bloomington Power Plant | UT | Washington | 5 | Petroleum Liquids | IC |  | S | 1.5 | 1.5 | 0.3 | N | 1999 |  |  | N | Electric Utility | 1 | X | DFO
Petroleum Liquids.DFO | petroleum | TRUE | 17874 | City of St George | 7767 | Bloomington Power Plant | UT | Washington | 6 | Petroleum Liquids | IC |  | S | 1.5 | 1.5 | 0.3 | N | 1999 |  |  | N | Electric Utility | 1 | X | DFO
Natural Gas Fired Combustion Turbine.NG | natural gas peaker | TRUE | 17690 | SOWEGA Power LLC | 7768 | Sowega Power | GA | Mitchell | CTG2 | Natural Gas Fired Combustion Turbine | GT |  | W | 48.5 | 48.5 | 37 | N | 1999 |  |  | N | Electric Utility | 1 | X | NG | DFO
Natural Gas Fired Combustion Turbine.NG | natural gas peaker | TRUE | 17690 | SOWEGA Power LLC | 7768 | Sowega Power | GA | Mitchell | CTG3 | Natural Gas Fired Combustion Turbine | GT |  | W | 48.5 | 48.5 | 37 | N | 1999 |  |  | N | Electric Utility | 1 | X | NG | DFO
Onshore Wind Turbine.WND | onshore wind | TRUE | 58190 | Bluestem LLC | 7771 | Springview | NE | Keya Paha | 3 | Onshore Wind Turbine | WT |  | S | 1.5 | 1.5 | 1.5 | N | 2011 |  |  | N | IPP Non-CHP | 2 | X | WND
Onshore Wind Turbine.WND | onshore wind | TRUE | 58190 | Bluestem LLC | 7771 | Springview | NE | Keya Paha | 4 | Onshore Wind Turbine | WT |  | S | 1.5 | 1.5 | 1.5 | N | 2011 |  |  | N | IPP Non-CHP | 2 | X | WND
Petroleum Liquids.DFO | petroleum | TRUE | 40577 | American Mun Power-Ohio, Inc | 7774 | Cleveland Peaking | OH | Cuyahoga | 1 | Petroleum Liquids | IC |  | S | 1.8 | 1.8 | 1.8 | N | 2000 |  |  | N | Electric Utility | 1 | X | DFO
Petroleum Liquids.DFO | petroleum | TRUE | 40577 | American Mun Power-Ohio, Inc | 7774 | Cleveland Peaking | OH | Cuyahoga | 2 | Petroleum Liquids | IC |  | S | 1.8 | 1.8 | 1.8 | N | 2000 |  |  | N | Electric Utility | 1 | X | DFO
Petroleum Liquids.DFO | petroleum | TRUE | 40577 | American Mun Power-Ohio, Inc | 7774 | Cleveland Peaking | OH | Cuyahoga | 3 | Petroleum Liquids | IC |  | S | 1.8 | 1.8 | 1.8 | N | 2000 |  |  | N | Electric Utility | 1 | X | DFO
Petroleum Liquids.DFO | petroleum | TRUE | 40577 | American Mun Power-Ohio, Inc | 7774 | Cleveland Peaking | OH | Cuyahoga | 4 | Petroleum Liquids | IC |  | S | 1.8 | 1.8 | 1.8 | N | 2000 |  |  | N | Electric Utility | 1 | X | DFO
Petroleum Liquids.DFO | petroleum | TRUE | 40577 | American Mun Power-Ohio, Inc | 7774 | Cleveland Peaking | OH | Cuyahoga | 5 | Petroleum Liquids | IC |  | S | 1.8 | 1.8 | 1.8 | N | 2000 |  |  | N | Electric Utility | 1 | X | DFO
Petroleum Liquids.DFO | petroleum | TRUE | 40577 | American Mun Power-Ohio, Inc | 7774 | Cleveland Peaking | OH | Cuyahoga | 6 | Petroleum Liquids | IC |  | S | 1.8 | 1.8 | 1.8 | N | 2000 |  |  | N | Electric Utility | 1 | X | DFO
Petroleum Liquids.DFO | petroleum | TRUE | 40577 | American Mun Power-Ohio, Inc | 7775 | Versailles Peaking | OH | Darke | 1 | Petroleum Liquids | IC |  | J | 1.8 | 1.8 | 1.8 | N | 1999 |  |  | N | Electric Utility | 1 | X | DFO
Petroleum Liquids.DFO | petroleum | TRUE | 40577 | American Mun Power-Ohio, Inc | 7775 | Versailles Peaking | OH | Darke | 2 | Petroleum Liquids | IC |  | J | 1.8 | 1.8 | 1.8 | N | 1999 |  |  | N | Electric Utility | 1 | X | DFO
Petroleum Liquids.DFO | petroleum | TRUE | 40577 | American Mun Power-Ohio, Inc | 7775 | Versailles Peaking | OH | Darke | 3 | Petroleum Liquids | IC |  | J | 1.8 | 1.8 | 1.8 | N | 1999 |  |  | N | Electric Utility | 1 | X | DFO
Petroleum Liquids.DFO | petroleum | TRUE | 40577 | American Mun Power-Ohio, Inc | 7776 | Napoleon Peaking | OH | Henry | 4 | Petroleum Liquids | IC |  | J | 1.8 | 1.8 | 1.8 | N | 1999 |  |  | N | Electric Utility | 1 | X | DFO
Petroleum Liquids.DFO | petroleum | TRUE | 40577 | American Mun Power-Ohio, Inc | 7776 | Napoleon Peaking | OH | Henry | 5 | Petroleum Liquids | IC |  | J | 1.8 | 1.8 | 1.8 | N | 1999 |  |  | N | Electric Utility | 1 | X | DFO
Petroleum Liquids.DFO | petroleum | TRUE | 40577 | American Mun Power-Ohio, Inc | 7776 | Napoleon Peaking | OH | Henry | 6 | Petroleum Liquids | IC |  | J | 1.8 | 1.8 | 1.8 | N | 1999 |  |  | N | Electric Utility | 1 | X | DFO
Petroleum Liquids.DFO | petroleum | TRUE | 40577 | American Mun Power-Ohio, Inc | 7777 | Dover Peaking | OH | Tuscarawas | 1 | Petroleum Liquids | IC |  | J | 1.8 | 1.8 | 1.8 | N | 1999 |  |  | N | Electric Utility | 1 | X | DFO
Petroleum Liquids.DFO | petroleum | TRUE | 40577 | American Mun Power-Ohio, Inc | 7777 | Dover Peaking | OH | Tuscarawas | 2 | Petroleum Liquids | IC |  | J | 1.8 | 1.8 | 1.8 | N | 1999 |  |  | N | Electric Utility | 1 | X | DFO
Petroleum Liquids.DFO | petroleum | TRUE | 40577 | American Mun Power-Ohio, Inc | 7777 | Dover Peaking | OH | Tuscarawas | 3 | Petroleum Liquids | IC |  | J | 1.8 | 1.8 | 1.8 | N | 1999 |  |  | N | Electric Utility | 1 | X | DFO
Petroleum Liquids.DFO | petroleum | TRUE | 40577 | American Mun Power-Ohio, Inc | 7777 | Dover Peaking | OH | Tuscarawas | 4 | Petroleum Liquids | IC |  | J | 1.8 | 1.8 | 1.8 | N | 1999 |  |  | N | Electric Utility | 1 | X | DFO
Petroleum Liquids.DFO | petroleum | TRUE | 40577 | American Mun Power-Ohio, Inc | 7777 | Dover Peaking | OH | Tuscarawas | 5 | Petroleum Liquids | IC |  | J | 1.8 | 1.8 | 1.8 | N | 1999 |  |  | N | Electric Utility | 1 | X | DFO
Petroleum Liquids.DFO | petroleum | TRUE | 40577 | American Mun Power-Ohio, Inc | 7777 | Dover Peaking | OH | Tuscarawas | 6 | Petroleum Liquids | IC |  | J | 1.8 | 1.8 | 1.8 | N | 1999 |  |  | N | Electric Utility | 1 | X | DFO
Petroleum Liquids.DFO | petroleum | TRUE | 40577 | American Mun Power-Ohio, Inc | 7778 | Orrville Peaking | OH | Wayne | 1 | Petroleum Liquids | IC |  | S | 1.8 | 1.8 | 1.8 | N | 1999 |  |  | N | Electric Utility | 1 | X | DFO
Petroleum Liquids.DFO | petroleum | TRUE | 40577 | American Mun Power-Ohio, Inc | 7778 | Orrville Peaking | OH | Wayne | 2 | Petroleum Liquids | IC |  | S | 1.8 | 1.8 | 1.8 | N | 1999 |  |  | N | Electric Utility | 1 | X | DFO
Petroleum Liquids.DFO | petroleum | TRUE | 40577 | American Mun Power-Ohio, Inc | 7778 | Orrville Peaking | OH | Wayne | 3 | Petroleum Liquids | IC |  | S | 1.8 | 1.8 | 1.8 | N | 1999 |  |  | N | Electric Utility | 1 | X | DFO
Petroleum Liquids.DFO | petroleum | TRUE | 40577 | American Mun Power-Ohio, Inc | 7779 | Bryan Peaking | OH | Williams | 1 | Petroleum Liquids | IC |  | S | 1.8 | 1.8 | 1.8 | N | 1999 |  |  | N | Electric Utility | 1 | X | DFO
Petroleum Liquids.DFO | petroleum | TRUE | 40577 | American Mun Power-Ohio, Inc | 7779 | Bryan Peaking | OH | Williams | 2 | Petroleum Liquids | IC |  | S | 1.8 | 1.8 | 1.8 | N | 1999 |  |  | N | Electric Utility | 1 | X | DFO
Petroleum Liquids.DFO | petroleum | TRUE | 40577 | American Mun Power-Ohio, Inc | 7779 | Bryan Peaking | OH | Williams | 3 | Petroleum Liquids | IC |  | S | 1.8 | 1.8 | 1.8 | N | 1999 |  |  | N | Electric Utility | 1 | X | DFO
Petroleum Liquids.DFO | petroleum | TRUE | 40577 | American Mun Power-Ohio, Inc | 7779 | Bryan Peaking | OH | Williams | 4 | Petroleum Liquids | IC |  | S | 1.8 | 1.8 | 1.8 | N | 1999 |  |  | N | Electric Utility | 1 | X | DFO
Petroleum Liquids.DFO | petroleum | TRUE | 40577 | American Mun Power-Ohio, Inc | 7779 | Bryan Peaking | OH | Williams | 5 | Petroleum Liquids | IC |  | S | 1.8 | 1.8 | 1.8 | N | 1999 |  |  | N | Electric Utility | 1 | X | DFO
Petroleum Liquids.DFO | petroleum | TRUE | 40577 | American Mun Power-Ohio, Inc | 7779 | Bryan Peaking | OH | Williams | 6 | Petroleum Liquids | IC |  | S | 1.8 | 1.8 | 1.8 | N | 1999 |  |  | N | Electric Utility | 1 | X | DFO
Petroleum Liquids.DFO | petroleum | TRUE | 40577 | American Mun Power-Ohio, Inc | 7780 | Jackson Cntr Peaking | OH | Shelby | 1 | Petroleum Liquids | IC |  | J | 1.8 | 1.8 | 1.8 | N | 1999 |  |  | N | Electric Utility | 1 | X | DFO
Natural Gas Fired Combustion Turbine.NG | natural gas peaker | TRUE | 40577 | American Mun Power-Ohio, Inc | 7782 | Hamilton Peaking | OH | Butler | 1 | Natural Gas Fired Combustion Turbine | GT |  | S | 29 | 32 | 29 | N | 2000 |  |  | N | Electric Utility | 1 | X | NG
Natural Gas Fired Combustion Turbine.NG | natural gas peaker | TRUE | 40577 | American Mun Power-Ohio, Inc | 7783 | Bowling Green Peaking | OH | Wood | 1 | Natural Gas Fired Combustion Turbine | GT |  | S | 29 | 32 | 29 | N | 2000 |  |  | N | Electric Utility | 1 | X | NG
Natural Gas Fired Combined Cycle.NG | natural gas combined cycle | TRUE | 58651 | Allegany Generating Station, LLC | 7784 | Allegany Cogen | NY | Allegany | 1 | Natural Gas Fired Combined Cycle | CT | CC01 | S | 40 | 40 | 27 | N | 1994 |  |  | N | IPP Non-CHP | 2 | X | NG
Natural Gas Fired Combined Cycle.NG | natural gas combined cycle | TRUE | 58651 | Allegany Generating Station, LLC | 7784 | Allegany Cogen | NY | Allegany | 2 | Natural Gas Fired Combined Cycle | CA | CC01 | S | 20 | 20 | 10 | N | 1994 |  |  | N | IPP Non-CHP | 2 | X | NG
Conventional Hydroelectric.WAT | hydro | TRUE | 11204 | Los Alamos County | 7789 | Abiquiu Dam | NM | Rio Arriba | 1 | Conventional Hydroelectric | HY |  | S | 6.9 | 6.9 | 1 | N | 1989 |  |  | N | Electric Utility | 1 | X | WAT
Conventional Hydroelectric.WAT | hydro | TRUE | 11204 | Los Alamos County | 7789 | Abiquiu Dam | NM | Rio Arriba | 2 | Conventional Hydroelectric | HY |  | S | 6.9 | 6.9 | 1 | N | 1989 |  |  | N | Electric Utility | 1 | X | WAT
Conventional Hydroelectric.WAT | hydro | TRUE | 11204 | Los Alamos County | 7789 | Abiquiu Dam | NM | Rio Arriba | 3 | Conventional Hydroelectric | HY |  | S | 3 | 3 | 0.5 | N | 2011 |  |  | N | Electric Utility | 1 | X | WAT
Conventional Steam Coal.BIT | hard coal | TRUE | 40230 | Deseret Generation & Tran Coop | 7790 | Bonanza | UT | Uintah | 1 | Conventional Steam Coal | ST |  | J | 458 | 458 | 210 | N | 1986 |  |  | N | Electric Utility | 1 | X | BIT
Solar Photovoltaic.SUN | solar PV | TRUE | 40230 | Deseret Generation & Tran Coop | 7790 | Bonanza | UT | Uintah | 4 | Solar Photovoltaic | PV |  | S | 12.5 | 11 |  | N | 2023 |  |  | N | Electric Utility | 1 | X | SUN
Petroleum Liquids.DFO | petroleum | TRUE | 40577 | American Mun Power-Ohio, Inc | 7791 | Montpelier | OH | Williams | 1 | Petroleum Liquids | IC |  | J | 1.8 | 1.8 | 1.8 | N | 2000 |  |  | N | Electric Utility | 1 | X | DFO
Petroleum Liquids.DFO | petroleum | TRUE | 40577 | American Mun Power-Ohio, Inc | 7791 | Montpelier | OH | Williams | 2 | Petroleum Liquids | IC |  | J | 1.8 | 1.8 | 1.8 | N | 2000 |  |  | N | Electric Utility | 1 | X | DFO
Petroleum Liquids.DFO | petroleum | TRUE | 40577 | American Mun Power-Ohio, Inc | 7791 | Montpelier | OH | Williams | 3 | Petroleum Liquids | IC |  | J | 1.8 | 1.8 | 1.8 | N | 2000 |  |  | N | Electric Utility | 1 | X | DFO
Petroleum Liquids.DFO | petroleum | TRUE | 40577 | American Mun Power-Ohio, Inc | 7791 | Montpelier | OH | Williams | 4 | Petroleum Liquids | IC |  | J | 1.8 | 1.8 | 1.8 | N | 2000 |  |  | N | Electric Utility | 1 | X | DFO
Petroleum Liquids.DFO | petroleum | TRUE | 40577 | American Mun Power-Ohio, Inc | 7791 | Montpelier | OH | Williams | 5 | Petroleum Liquids | IC |  | J | 1.8 | 1.8 | 1.8 | N | 2000 |  |  | N | Electric Utility | 1 | X | DFO
Petroleum Liquids.DFO | petroleum | TRUE | 40577 | American Mun Power-Ohio, Inc | 7791 | Montpelier | OH | Williams | 6 | Petroleum Liquids | IC |  | J | 1.8 | 1.8 | 1.8 | N | 2000 |  |  | N | Electric Utility | 1 | X | DFO
Natural Gas Fired Combustion Turbine.NG | natural gas peaker | TRUE | 11571 | Manitowoc Public Utilities | 7795 | Custer Energy Center | WI | Manitowoc | 1 | Natural Gas Fired Combustion Turbine | GT |  | S | 22 | 24 | 9.8 | N | 1999 |  |  | N | Electric Utility | 1 | X | NG | DFO
Petroleum Liquids.DFO | petroleum | TRUE | 11560 | City of Manassas - (VA) | 7797 | Dominion/Lo Mar | VA | Prince William | DOM1 | Petroleum Liquids | GT |  | J | 9 | 9 | 3 | N | 1997 |  |  | N | Electric Utility | 1 | X | DFO
Petroleum Liquids.DFO | petroleum | TRUE | 11560 | City of Manassas - (VA) | 7797 | Dominion/Lo Mar | VA | Prince William | DOM2 | Petroleum Liquids | IC |  | S | 1.7 | 1.7 | 0.3 | N | 1997 |  |  | N | Electric Utility | 1 | X | DFO
Petroleum Liquids.DFO | petroleum | TRUE | 11560 | City of Manassas - (VA) | 7797 | Dominion/Lo Mar | VA | Prince William | LOM1 | Petroleum Liquids | IC |  | S | 1.7 | 1.7 | 0.3 | N | 1997 |  |  | N | Electric Utility | 1 | X | DFO
Petroleum Liquids.DFO | petroleum | TRUE | 11560 | City of Manassas - (VA) | 7797 | Dominion/Lo Mar | VA | Prince William | LOM2 | Petroleum Liquids | IC |  | S | 1.7 | 1.7 | 0.3 | N | 1997 |  |  | N | Electric Utility | 1 | X | DFO
Petroleum Liquids.DFO | petroleum | TRUE | 11560 | City of Manassas - (VA) | 7797 | Dominion/Lo Mar | VA | Prince William | LOM3 | Petroleum Liquids | IC |  | S | 1.7 | 1.7 | 0.3 | N | 1997 |  |  | N | Electric Utility | 1 | X | DFO
Petroleum Liquids.DFO | petroleum | TRUE | 11560 | City of Manassas - (VA) | 7798 | Gateway Gen | VA | Prince William | 1 | Petroleum Liquids | IC |  | S | 1.7 | 1.7 | 0.3 | N | 1996 |  |  | N | Electric Utility | 1 | X | DFO
Petroleum Liquids.DFO | petroleum | TRUE | 11560 | City of Manassas - (VA) | 7798 | Gateway Gen | VA | Prince William | 2 | Petroleum Liquids | IC |  | S | 1.7 | 1.7 | 0.3 | N | 2009 |  |  | N | Electric Utility | 1 | X | DFO
Natural Gas Fired Combustion Turbine.NG | natural gas peaker | TRUE | 11479 | Madison Gas & Electric Co | 7799 | West Marinette 34 | WI | Marinette | 34 | Natural Gas Fired Combustion Turbine | GT |  | S | 68.5 | 93.1 | 50 | N | 2000 |  |  | N | Electric Utility | 1 | X | NG
Natural Gas Fired Combustion Turbine.NG | natural gas peaker | TRUE | 3046 | Duke Energy Progress - (NC) | 7805 | Sherwood H Smith Jr Energy Complex | NC | Richmond | 001 | Natural Gas Fired Combustion Turbine | GT |  | S | 165 | 192 | 100 | N | 2001 |  |  | N | Electric Utility | 1 | X | NG | DFO
Natural Gas Fired Combustion Turbine.NG | natural gas peaker | TRUE | 3046 | Duke Energy Progress - (NC) | 7805 | Sherwood H Smith Jr Energy Complex | NC | Richmond | 002 | Natural Gas Fired Combustion Turbine | GT |  | S | 164 | 192 | 100 | N | 2001 |  |  | N | Electric Utility | 1 | X | NG | DFO
Natural Gas Fired Combustion Turbine.NG | natural gas peaker | TRUE | 3046 | Duke Energy Progress - (NC) | 7805 | Sherwood H Smith Jr Energy Complex | NC | Richmond | 003 | Natural Gas Fired Combustion Turbine | GT |  | S | 160 | 192 | 100 | N | 2001 |  |  | N | Electric Utility | 1 | X | NG | DFO
Natural Gas Fired Combustion Turbine.NG | natural gas peaker | TRUE | 3046 | Duke Energy Progress - (NC) | 7805 | Sherwood H Smith Jr Energy Complex | NC | Richmond | 004 | Natural Gas Fired Combustion Turbine | GT |  | S | 159 | 192 | 100 | N | 2001 |  |  | N | Electric Utility | 1 | X | NG | DFO
Natural Gas Fired Combined Cycle.NG | natural gas combined cycle | TRUE | 3046 | Duke Energy Progress - (NC) | 7805 | Sherwood H Smith Jr Energy Complex | NC | Richmond | 10 | Natural Gas Fired Combined Cycle | CT | 2 | S | 178 | 215 | 178 | N | 2011 |  |  | N | Electric Utility | 1 | X | NG | DFO
Natural Gas Fired Combustion Turbine.NG | natural gas peaker | TRUE | 3046 | Duke Energy Progress - (NC) | 7805 | Sherwood H Smith Jr Energy Complex | NC | Richmond | 6 | Natural Gas Fired Combustion Turbine | GT |  | S | 152 | 192 | 100 | N | 2002 |  |  | N | Electric Utility | 1 | X | NG | DFO
Natural Gas Fired Combined Cycle.NG | natural gas combined cycle | TRUE | 3046 | Duke Energy Progress - (NC) | 7805 | Sherwood H Smith Jr Energy Complex | NC | Richmond | 7 | Natural Gas Fired Combined Cycle | CT | 1 | S | 152 | 193 | 152 | N | 2002 |  |  | N | Electric Utility | 1 | X | NG | DFO
Natural Gas Fired Combined Cycle.NG | natural gas combined cycle | TRUE | 3046 | Duke Energy Progress - (NC) | 7805 | Sherwood H Smith Jr Energy Complex | NC | Richmond | 8 | Natural Gas Fired Combined Cycle | CT | 1 | S | 152 | 193 | 152 | N | 2002 |  |  | N | Electric Utility | 1 | X | NG | DFO
Natural Gas Fired Combined Cycle.NG | natural gas combined cycle | TRUE | 3046 | Duke Energy Progress - (NC) | 7805 | Sherwood H Smith Jr Energy Complex | NC | Richmond | 9 | Natural Gas Fired Combined Cycle | CT | 2 | S | 178 | 215 | 178 | N | 2011 |  |  | N | Electric Utility | 1 | X | NG | DFO
Natural Gas Fired Combined Cycle.NG | natural gas combined cycle | TRUE | 3046 | Duke Energy Progress - (NC) | 7805 | Sherwood H Smith Jr Energy Complex | NC | Richmond | ST4 | Natural Gas Fired Combined Cycle | CA | 1 | S | 171 | 184 | 171 | N | 2002 |  |  | N | Electric Utility | 1 | X | NG | DFO
Natural Gas Fired Combined Cycle.NG | natural gas combined cycle | TRUE | 3046 | Duke Energy Progress - (NC) | 7805 | Sherwood H Smith Jr Energy Complex | NC | Richmond | ST5 | Natural Gas Fired Combined Cycle | CA | 2 | S | 252 | 250 | 252 | N | 2011 |  |  | N | Electric Utility | 1 | X | NG | DFO
Natural Gas Internal Combustion Engine.NG | natural gas peaker | TRUE | 16873 | Village of Sebewaing - (MI) | 7806 | Pine Street | MI | Huron | 7 | Natural Gas Internal Combustion Engine | IC |  | S | 4.4 | 4.4 | 2.2 | N | 2020 |  |  | N | Electric Utility | 1 | X | NG
Natural Gas Internal Combustion Engine.NG | natural gas peaker | TRUE | 16873 | Village of Sebewaing - (MI) | 7806 | Pine Street | MI | Huron | 8 | Natural Gas Internal Combustion Engine | IC |  | S | 3.3 | 3.3 | 1.6 | N | 2020 |  |  | N | Electric Utility | 1 | X | NG
Conventional Hydroelectric.WAT | hydro | TRUE | 7977 | City of Hamilton - (OH) | 7807 | Hamilton Hydro | OH | Butler | 3 | Conventional Hydroelectric | HY |  | S | 1 | 1 | 0.3 | N | 1994 |  |  | N | Electric Utility | 1 | X | WAT
Conventional Hydroelectric.WAT | hydro | TRUE | 7977 | City of Hamilton - (OH) | 7807 | Hamilton Hydro | OH | Butler | 4 | Conventional Hydroelectric | HY |  | S | 1 | 1 | 0.3 | N | 1994 |  |  | N | Electric Utility | 1 | X | WAT
Petroleum Liquids.DFO | petroleum | TRUE | 792 | City of Argyle - (WI) | 7810 | Argyle | WI | Lafayette | 5 | Petroleum Liquids | IC |  | S | 2 | 2 | 0.5 | N | 2004 |  |  | N | Electric Utility | 1 | X | DFO
Natural Gas Fired Combustion Turbine.NG | natural gas peaker | TRUE | 13994 | Oglethorpe Power Corporation | 7813 | Sewell Creek Energy | GA | Polk | 1 | Natural Gas Fired Combustion Turbine | GT |  | W | 97.2 | 109.1 | 65 | N | 2000 |  |  | N | Electric Utility | 1 | X | NG
Natural Gas Fired Combustion Turbine.NG | natural gas peaker | TRUE | 13994 | Oglethorpe Power Corporation | 7813 | Sewell Creek Energy | GA | Polk | 2 | Natural Gas Fired Combustion Turbine | GT |  | W | 98.6 | 112.1 | 65 | N | 2000 |  |  | N | Electric Utility | 1 | X | NG
Natural Gas Fired Combustion Turbine.NG | natural gas peaker | TRUE | 13994 | Oglethorpe Power Corporation | 7813 | Sewell Creek Energy | GA | Polk | 3 | Natural Gas Fired Combustion Turbine | GT |  | W | 129.8 | 147.4 | 69 | N | 2000 |  |  | N | Electric Utility | 1 | X | NG
Natural Gas Fired Combustion Turbine.NG | natural gas peaker | TRUE | 13994 | Oglethorpe Power Corporation | 7813 | Sewell Creek Energy | GA | Polk | 4 | Natural Gas Fired Combustion Turbine | GT |  | W | 126.7 | 142.8 | 69 | N | 2000 |  |  | N | Electric Utility | 1 | X | NG
Petroleum Liquids.DFO | petroleum | TRUE | 59159 | Central Electric Power | 7814 | Webb Forging | SC | Union | 1 | Petroleum Liquids | IC |  | S | 2.4 | 2.4 | 2 | N | 2003 |  |  | N | Electric Utility | 1 | X | DFO
Petroleum Liquids.DFO | petroleum | TRUE | 59159 | Central Electric Power | 7814 | Webb Forging | SC | Union | 2 | Petroleum Liquids | IC |  | S | 2.4 | 2.4 | 2 | N | 2003 |  |  | N | Electric Utility | 1 | X | DFO
Natural Gas Fired Combustion Turbine.NG | natural gas peaker | TRUE | 40307 | Prairie Power, Inc | 7818 | Alsey | IL | Scott | 1 | Natural Gas Fired Combustion Turbine | GT |  | S | 30 | 34.7 | 6 | N | 1999 |  |  | N | Electric Utility | 1 | X | NG
Natural Gas Fired Combustion Turbine.NG | natural gas peaker | TRUE | 40307 | Prairie Power, Inc | 7818 | Alsey | IL | Scott | 2 | Natural Gas Fired Combustion Turbine | GT |  | S | 30 | 34.7 | 6 | N | 1999 |  |  | N | Electric Utility | 1 | X | NG
Natural Gas Fired Combustion Turbine.NG | natural gas peaker | TRUE | 40307 | Prairie Power, Inc | 7818 | Alsey | IL | Scott | 3 | Natural Gas Fired Combustion Turbine | GT |  | S | 19.3 | 20.3 | 12 | N | 1999 |  |  | N | Electric Utility | 1 | X | NG | DFO
Natural Gas Fired Combustion Turbine.NG | natural gas peaker | TRUE | 40307 | Prairie Power, Inc | 7818 | Alsey | IL | Scott | 4 | Natural Gas Fired Combustion Turbine | GT |  | S | 18 | 19.4 | 12 | N | 1999 |  |  | N | Electric Utility | 1 | X | NG | DFO
Natural Gas Fired Combustion Turbine.NG | natural gas peaker | TRUE | 40307 | Prairie Power, Inc | 7818 | Alsey | IL | Scott | 5 | Natural Gas Fired Combustion Turbine | GT |  | S | 25 | 26.7 | 12 | N | 1999 |  |  | N | Electric Utility | 1 | X | NG
Natural Gas Fired Combustion Turbine.NG | natural gas peaker | TRUE | 40307 | Prairie Power, Inc | 7818 | Alsey | IL | Scott | 6 | Natural Gas Fired Combustion Turbine | GT |  | S | 42 | 45 | 20 | N | 2016 |  |  | N | Electric Utility | 1 | X | NG | DFO
Conventional Hydroelectric.WAT | hydro | TRUE | 20847 | Wisconsin Electric Power Co | 7820 | Big Quinnesec 92 | MI | Dickinson | 1 | Conventional Hydroelectric | HY |  | S | 8 | 8 | 5.4 | N | 1949 |  |  | N | Electric Utility | 1 | X | WAT
Conventional Hydroelectric.WAT | hydro | TRUE | 20847 | Wisconsin Electric Power Co | 7820 | Big Quinnesec 92 | MI | Dickinson | 2 | Conventional Hydroelectric | HY |  | S | 8 | 8 | 5.3 | N | 1949 |  |  | N | Electric Utility | 1 | X | WAT
Conventional Hydroelectric.WAT | hydro | TRUE | 20847 | Wisconsin Electric Power Co | 7821 | Big Quinnesec 61 | MI | Dickinson | 4 | Conventional Hydroelectric | HY |  | S | 2.2 | 2.2 | 0.5 | N | 1914 |  |  | N | Electric Utility | 1 | X | WAT
Conventional Hydroelectric.WAT | hydro | TRUE | 20847 | Wisconsin Electric Power Co | 7821 | Big Quinnesec 61 | MI | Dickinson | 5 | Conventional Hydroelectric | HY |  | S | 2.2 | 2.2 | 0.5 | N | 1914 |  |  | N | Electric Utility | 1 | X | WAT
Conventional Hydroelectric.WAT | hydro | TRUE | 10056 | City of Kaukauna | 7822 | Kaukauna City Hydro | WI | Outagamie | 1 | Conventional Hydroelectric | HY |  | S | 2.4 | 2.4 | 0.2 | N | 1940 |  |  | N | Electric Utility | 1 | X | WAT
Conventional Hydroelectric.WAT | hydro | TRUE | 10056 | City of Kaukauna | 7822 | Kaukauna City Hydro | WI | Outagamie | 2 | Conventional Hydroelectric | HY |  | S | 2.4 | 2.4 | 0.2 | N | 1942 |  |  | N | Electric Utility | 1 | X | WAT
Natural Gas Fired Combustion Turbine.NG | natural gas peaker | TRUE | 9216 | Imperial Irrigation District | 7824 | Rockwood | CA | Imperial | 1 | Natural Gas Fired Combustion Turbine | GT |  | S | 21.2 | 21.1 | 1.5 | N | 1979 |  |  | N | Electric Utility | 1 | X | NG | DFO
Petroleum Liquids.DFO | petroleum | TRUE | 9216 | Imperial Irrigation District | 7824 | Rockwood | CA | Imperial | 2 | Petroleum Liquids | GT |  | S | 21.1 | 21.9 | 1.5 | N | 1980 |  |  | N | Electric Utility | 1 | X | DFO
Natural Gas Fired Combustion Turbine.NG | natural gas peaker | TRUE | 807 | Arkansas Electric Coop Corp | 7825 | Fulton (AR) | AR | Hempstead | 1 | Natural Gas Fired Combustion Turbine | GT |  | S | 153 | 153 | 125 | N | 2001 |  |  | N | Electric Utility | 1 | X | NG
Natural Gas Fired Combustion Turbine.NG | natural gas peaker | TRUE | 17650 | Southern Power Co | 7826 | Rowan | NC | Rowan | 001 | Natural Gas Fired Combustion Turbine | GT |  | S | 156.4 | 185.2 | 95 | N | 2001 |  |  | N | IPP Non-CHP | 2 | X | NG | DFO
Natural Gas Fired Combustion Turbine.NG | natural gas peaker | TRUE | 17650 | Southern Power Co | 7826 | Rowan | NC | Rowan | 002 | Natural Gas Fired Combustion Turbine | GT |  | S | 162.9 | 184.4 | 95 | N | 2001 |  |  | N | IPP Non-CHP | 2 | X | NG | DFO
Natural Gas Fired Combustion Turbine.NG | natural gas peaker | TRUE | 17650 | Southern Power Co | 7826 | Rowan | NC | Rowan | 003 | Natural Gas Fired Combustion Turbine | GT |  | S | 156.1 | 184.6 | 95 | N | 2001 |  |  | N | IPP Non-CHP | 2 | X | NG | DFO
Natural Gas Fired Combined Cycle.NG | natural gas combined cycle | TRUE | 17650 | Southern Power Co | 7826 | Rowan | NC | Rowan | 4 | Natural Gas Fired Combined Cycle | CT | G102 | S | 155.5 | 188.5 | 58 | N | 2003 |  |  | N | IPP Non-CHP | 2 | X | NG | DFO
Natural Gas Fired Combined Cycle.NG | natural gas combined cycle | TRUE | 17650 | Southern Power Co | 7826 | Rowan | NC | Rowan | 5 | Natural Gas Fired Combined Cycle | CT | G102 | S | 155.5 | 188.5 | 58 | N | 2003 |  |  | N | IPP Non-CHP | 2 | X | NG
Natural Gas Fired Combined Cycle.NG | natural gas combined cycle | TRUE | 17650 | Southern Power Co | 7826 | Rowan | NC | Rowan | STG | Natural Gas Fired Combined Cycle | CA | G102 | S | 188 | 188 | 59 | N | 2003 |  |  | N | IPP Non-CHP | 2 | X | NG
Petroleum Liquids.DFO | petroleum | TRUE | 40577 | American Mun Power-Ohio, Inc | 7827 | Shelby North | OH | Richland | 1 | Petroleum Liquids | IC |  | S | 1.8 | 1.8 | 1.8 | N | 2000 |  |  | N | Electric Utility | 1 | X | DFO
Petroleum Liquids.DFO | petroleum | TRUE | 17043 | City of Shelby - (OH) | 7828 | Shelby South | OH | Richland | 1 | Petroleum Liquids | IC |  | S | 1.8 | 1.8 | 0.2 | N | 2000 |  |  | N | Electric Utility | 1 | X | DFO
Natural Gas Fired Combustion Turbine.NG | natural gas peaker | TRUE | 13994 | Oglethorpe Power Corporation | 7829 | Smarr Energy Center | GA | Monroe | 1 | Natural Gas Fired Combustion Turbine | GT |  | W | 96 | 109.1 | 65 | N | 1999 |  |  | N | Electric Utility | 1 | X | NG
Natural Gas Fired Combustion Turbine.NG | natural gas peaker | TRUE | 13994 | Oglethorpe Power Corporation | 7829 | Smarr Energy Center | GA | Monroe | 2 | Natural Gas Fired Combustion Turbine | GT |  | W | 95.6 | 109.1 | 65 | N | 1999 |  |  | N | Electric Utility | 1 | X | NG
Petroleum Liquids.DFO | petroleum | TRUE | 38084 | Great Lakes Energy Coop | 7831 | Beaver Island | MI | Charlevoix | 1 | Petroleum Liquids | IC |  | S | 1 | 1 | 0.4 | N | 2000 |  |  | N | Electric Utility | 1 | X | DFO
Petroleum Liquids.DFO | petroleum | TRUE | 38084 | Great Lakes Energy Coop | 7831 | Beaver Island | MI | Charlevoix | 2 | Petroleum Liquids | IC |  | S | 1 | 1 | 0.4 | N | 2000 |  |  | N | Electric Utility | 1 | X | DFO
Petroleum Liquids.DFO | petroleum | TRUE | 38084 | Great Lakes Energy Coop | 7831 | Beaver Island | MI | Charlevoix | 3 | Petroleum Liquids | IC |  | S | 0.8 | 0.8 | 0.3 | N | 2001 |  |  | N | Electric Utility | 1 | X | DFO
Natural Gas Fired Combined Cycle.NG | natural gas combined cycle | TRUE | 17543 | South Carolina Public Service Authority | 7834 | John S Rainey | SC | Anderson | CT1A | Natural Gas Fired Combined Cycle | CT | PB1 | S | 150 | 170 | 120 | N | 2001 |  |  | N | Electric Utility | 1 | X | NG | DFO
Natural Gas Fired Combined Cycle.NG | natural gas combined cycle | TRUE | 17543 | South Carolina Public Service Authority | 7834 | John S Rainey | SC | Anderson | CT1B | Natural Gas Fired Combined Cycle | CT | PB1 | S | 150 | 170 | 120 | N | 2001 |  |  | N | Electric Utility | 1 | X | NG | DFO
Natural Gas Fired Combustion Turbine.NG | natural gas peaker | TRUE | 17543 | South Carolina Public Service Authority | 7834 | John S Rainey | SC | Anderson | CT2A | Natural Gas Fired Combustion Turbine | GT |  | S | 146 | 180 | 20 | N | 2002 |  |  | N | Electric Utility | 1 | X | NG | DFO
Natural Gas Fired Combustion Turbine.NG | natural gas peaker | TRUE | 17543 | South Carolina Public Service Authority | 7834 | John S Rainey | SC | Anderson | CT2B | Natural Gas Fired Combustion Turbine | GT |  | S | 146 | 180 | 20 | N | 2002 |  |  | N | Electric Utility | 1 | X | NG | DFO
Natural Gas Fired Combustion Turbine.NG | natural gas peaker | TRUE | 17543 | South Carolina Public Service Authority | 7834 | John S Rainey | SC | Anderson | CT3A | Natural Gas Fired Combustion Turbine | GT |  | S | 75 | 90 | 10 | N | 2004 |  |  | N | Electric Utility | 1 | X | NG
Natural Gas Fired Combustion Turbine.NG | natural gas peaker | TRUE | 17543 | South Carolina Public Service Authority | 7834 | John S Rainey | SC | Anderson | CT3B | Natural Gas Fired Combustion Turbine | GT |  | S | 75 | 90 | 10 | N | 2004 |  |  | N | Electric Utility | 1 | X | NG
Natural Gas Fired Combustion Turbine.NG | natural gas peaker | TRUE | 17543 | South Carolina Public Service Authority | 7834 | John S Rainey | SC | Anderson | CT4A | Natural Gas Fired Combustion Turbine | GT |  | S | 75 | 90 | 10 | N | 2004 |  |  | N | Electric Utility | 1 | X | NG
Natural Gas Fired Combined Cycle.NG | natural gas combined cycle | TRUE | 17543 | South Carolina Public Service Authority | 7834 | John S Rainey | SC | Anderson | ST1S | Natural Gas Fired Combined Cycle | CA | PB1 | S | 160 | 180 | 120 | N | 2001 |  |  | N | Electric Utility | 1 | X | NG
Natural Gas Fired Combustion Turbine.NG | natural gas peaker | TRUE | 56386 | Essential Power Operating Services LLC | 7835 | Essential Power Rock Springs LLC | MD | Cecil | 1 | Natural Gas Fired Combustion Turbine | GT |  | S | 167.5 | 167.5 | 100 | N | 2003 |  |  | N | IPP Non-CHP | 2 | X | NG
Natural Gas Fired Combustion Turbine.NG | natural gas peaker | TRUE | 56386 | Essential Power Operating Services LLC | 7835 | Essential Power Rock Springs LLC | MD | Cecil | 2 | Natural Gas Fired Combustion Turbine | GT |  | S | 164.1 | 164.1 | 100 | N | 2003 |  |  | N | IPP Non-CHP | 2 | X | NG
Natural Gas Fired Combustion Turbine.NG | natural gas peaker | TRUE | 56386 | Essential Power Operating Services LLC | 7835 | Essential Power Rock Springs LLC | MD | Cecil | 3 | Natural Gas Fired Combustion Turbine | GT |  | S | 169 | 169 | 100 | N | 2003 |  |  | N | IPP Non-CHP | 2 | X | NG
Natural Gas Fired Combustion Turbine.NG | natural gas peaker | TRUE | 56386 | Essential Power Operating Services LLC | 7835 | Essential Power Rock Springs LLC | MD | Cecil | 4 | Natural Gas Fired Combustion Turbine | GT |  | S | 166.3 | 166.3 | 100 | N | 2003 |  |  | N | IPP Non-CHP | 2 | X | NG
Natural Gas Fired Combustion Turbine.NG | natural gas peaker | TRUE | 40229 | Old Dominion Electric Coop | 7836 | Marsh Run Generation Facility | VA | Fauquier | 1 | Natural Gas Fired Combustion Turbine | GT |  | S | 161 | 192 | 96 | N | 2004 |  |  | N | Electric Utility | 1 | X | NG | DFO
Natural Gas Fired Combustion Turbine.NG | natural gas peaker | TRUE | 40229 | Old Dominion Electric Coop | 7836 | Marsh Run Generation Facility | VA | Fauquier | 2 | Natural Gas Fired Combustion Turbine | GT |  | S | 159.3 | 192 | 96 | N | 2004 |  |  | N | Electric Utility | 1 | X | NG | DFO
Natural Gas Fired Combustion Turbine.NG | natural gas peaker | TRUE | 40229 | Old Dominion Electric Coop | 7836 | Marsh Run Generation Facility | VA | Fauquier | 3 | Natural Gas Fired Combustion Turbine | GT |  | S | 161 | 192 | 96 | N | 2004 |  |  | N | Electric Utility | 1 | X | NG | DFO
Natural Gas Fired Combustion Turbine.NG | natural gas peaker | TRUE | 40229 | Old Dominion Electric Coop | 7837 | Louisa Generation Facility | VA | Louisa | 1 | Natural Gas Fired Combustion Turbine | GT |  | S | 76.5 | 92 | 46 | N | 2003 |  |  | N | Electric Utility | 1 | X | NG | DFO
Natural Gas Fired Combustion Turbine.NG | natural gas peaker | TRUE | 40229 | Old Dominion Electric Coop | 7837 | Louisa Generation Facility | VA | Louisa | 2 | Natural Gas Fired Combustion Turbine | GT |  | S | 77 | 92 | 46 | N | 2003 |  |  | N | Electric Utility | 1 | X | NG | DFO
Natural Gas Fired Combustion Turbine.NG | natural gas peaker | TRUE | 40229 | Old Dominion Electric Coop | 7837 | Louisa Generation Facility | VA | Louisa | 3 | Natural Gas Fired Combustion Turbine | GT |  | S | 77.3 | 92 | 46 | N | 2003 |  |  | N | Electric Utility | 1 | X | NG | DFO
Natural Gas Fired Combustion Turbine.NG | natural gas peaker | TRUE | 40229 | Old Dominion Electric Coop | 7837 | Louisa Generation Facility | VA | Louisa | 4 | Natural Gas Fired Combustion Turbine | GT |  | S | 77.2 | 92 | 46 | N | 2003 |  |  | N | Electric Utility | 1 | X | NG | DFO
Natural Gas Fired Combustion Turbine.NG | natural gas peaker | TRUE | 40229 | Old Dominion Electric Coop | 7837 | Louisa Generation Facility | VA | Louisa | 5 | Natural Gas Fired Combustion Turbine | GT |  | S | 158 | 187 | 95 | N | 2003 |  |  | N | Electric Utility | 1 | X | NG | DFO
Natural Gas Fired Combustion Turbine.NG | natural gas peaker | TRUE | 19876 | Virginia Electric & Power Co | 7838 | Remington | VA | Fauquier | 1 | Natural Gas Fired Combustion Turbine | GT |  | S | 149.7 | 181.1 | 90 | N | 2000 |  |  | N | Electric Utility | 1 | X | NG | DFO
Natural Gas Fired Combustion Turbine.NG | natural gas peaker | TRUE | 19876 | Virginia Electric & Power Co | 7838 | Remington | VA | Fauquier | 2 | Natural Gas Fired Combustion Turbine | GT |  | S | 151 | 179.8 | 90 | N | 2000 |  |  | N | Electric Utility | 1 | X | NG | DFO
Natural Gas Fired Combustion Turbine.NG | natural gas peaker | TRUE | 19876 | Virginia Electric & Power Co | 7838 | Remington | VA | Fauquier | 3 | Natural Gas Fired Combustion Turbine | GT |  | S | 152.3 | 190 | 90 | N | 2000 |  |  | N | Electric Utility | 1 | X | NG | DFO
Natural Gas Fired Combustion Turbine.NG | natural gas peaker | TRUE | 19876 | Virginia Electric & Power Co | 7838 | Remington | VA | Fauquier | 4 | Natural Gas Fired Combustion Turbine | GT |  | S | 151 | 176.3 | 90 | N | 2000 |  |  | N | Electric Utility | 1 | X | NG | DFO
Natural Gas Fired Combustion Turbine.NG | natural gas peaker | TRUE | 19876 | Virginia Electric & Power Co | 7839 | Ladysmith | VA | Caroline | 1 | Natural Gas Fired Combustion Turbine | GT |  | S | 162 | 180.8 | 90 | Y | 2001 |  |  | N | Electric Utility | 1 | X | NG | DFO
Natural Gas Fired Combustion Turbine.NG | natural gas peaker | TRUE | 19876 | Virginia Electric & Power Co | 7839 | Ladysmith | VA | Caroline | 2 | Natural Gas Fired Combustion Turbine | GT |  | S | 162 | 183.5 | 90 | Y | 2001 |  |  | N | Electric Utility | 1 | X | NG | DFO
Natural Gas Fired Combustion Turbine.NG | natural gas peaker | TRUE | 19876 | Virginia Electric & Power Co | 7839 | Ladysmith | VA | Caroline | 3 | Natural Gas Fired Combustion Turbine | GT |  | S | 160 | 190 | 90 | N | 2008 |  |  | N | Electric Utility | 1 | X | NG | DFO
Natural Gas Fired Combustion Turbine.NG | natural gas peaker | TRUE | 19876 | Virginia Electric & Power Co | 7839 | Ladysmith | VA | Caroline | 4 | Natural Gas Fired Combustion Turbine | GT |  | S | 165 | 190 | 90 | N | 2008 |  |  | N | Electric Utility | 1 | X | NG | DFO
Natural Gas Fired Combustion Turbine.NG | natural gas peaker | TRUE | 19876 | Virginia Electric & Power Co | 7839 | Ladysmith | VA | Caroline | 5 | Natural Gas Fired Combustion Turbine | GT |  | S | 160.6 | 188.3 | 90 | N | 2009 |  |  | N | Electric Utility | 1 | X | NG | DFO
Petroleum Liquids.WO | petroleum | TRUE | 4329 | Copper Valley Elec Assn, Inc | 7841 | Valdez Cogen | AK | Valdez Cordova | 1 | Petroleum Liquids | GT |  | S | 5.1 | 5.3 | 1 | N | 2000 |  |  | Y | Electric Utility | 1 | T | WO
Natural Gas Fired Combustion Turbine.NG | natural gas peaker | TRUE | 17697 | Southwestern Electric Coop Inc - (IL) | 7842 | Freedom Power Project | IL | Fayette | CT1 | Natural Gas Fired Combustion Turbine | GT |  | S | 45 | 45 | 20 | N | 2000 | 5 | 2024 | N | Electric Utility | 1 | X | NG
Natural Gas Fired Combustion Turbine.NG | natural gas peaker | TRUE | 7570 | Great River Energy | 7843 | Pleasant Valley (MN) | MN | Mower | 11 | Natural Gas Fired Combustion Turbine | GT |  | S | 151.2 | 177.6 | 40 | N | 2001 |  |  | N | Electric Utility | 1 | X | NG | DFO
Natural Gas Fired Combustion Turbine.NG | natural gas peaker | TRUE | 7570 | Great River Energy | 7843 | Pleasant Valley (MN) | MN | Mower | 12 | Natural Gas Fired Combustion Turbine | GT |  | S | 148.4 | 178.3 | 40 | N | 2001 |  |  | N | Electric Utility | 1 | X | NG | DFO
Natural Gas Fired Combustion Turbine.NG | natural gas peaker | TRUE | 7570 | Great River Energy | 7843 | Pleasant Valley (MN) | MN | Mower | 13 | Natural Gas Fired Combustion Turbine | GT |  | S | 113.3 | 128.6 | 65 | N | 2002 |  |  | N | Electric Utility | 1 | X | NG | DFO
Natural Gas Fired Combustion Turbine.NG | natural gas peaker | TRUE | 12667 | Minnesota Municipal Power Agny | 7844 | Minnesota River | MN | Carver | UOO1 | Natural Gas Fired Combustion Turbine | GT |  | W | 39 | 39 | 1 | N | 2001 |  |  | N | Electric Utility | 1 | X | NG | DFO
Natural Gas Fired Combined Cycle.NG | natural gas combined cycle | TRUE | 18642 | Tennessee Valley Authority | 7845 | Lagoon Creek | TN | Haywood | CTG1 | Natural Gas Fired Combined Cycle | CT | CC1 | S | 160 | 190 | 78.2 | N | 2010 |  |  | N | Electric Utility | 1 | X | NG
Natural Gas Fired Combined Cycle.NG | natural gas combined cycle | TRUE | 18642 | Tennessee Valley Authority | 7845 | Lagoon Creek | TN | Haywood | CTG2 | Natural Gas Fired Combined Cycle | CT | CC1 | S | 160 | 190 | 78.2 | N | 2010 |  |  | N | Electric Utility | 1 | X | NG
Natural Gas Fired Combustion Turbine.NG | natural gas peaker | TRUE | 18642 | Tennessee Valley Authority | 7845 | Lagoon Creek | TN | Haywood | GT1 | Natural Gas Fired Combustion Turbine | GT |  | S | 73.9 | 94.3 | 60 | N | 2001 |  |  | N | Electric Utility | 1 | X | NG | DFO
Natural Gas Fired Combustion Turbine.NG | natural gas peaker | TRUE | 18642 | Tennessee Valley Authority | 7845 | Lagoon Creek | TN | Haywood | GT10 | Natural Gas Fired Combustion Turbine | GT |  | S | 72.7 | 92.8 | 60 | N | 2002 |  |  | N | Electric Utility | 1 | X | NG | DFO
Natural Gas Fired Combustion Turbine.NG | natural gas peaker | TRUE | 18642 | Tennessee Valley Authority | 7845 | Lagoon Creek | TN | Haywood | GT11 | Natural Gas Fired Combustion Turbine | GT |  | S | 72.7 | 92.8 | 60 | N | 2002 |  |  | N | Electric Utility | 1 | X | NG | DFO
Natural Gas Fired Combustion Turbine.NG | natural gas peaker | TRUE | 18642 | Tennessee Valley Authority | 7845 | Lagoon Creek | TN | Haywood | GT12 | Natural Gas Fired Combustion Turbine | GT |  | S | 72.7 | 92.8 | 60 | N | 2002 |  |  | N | Electric Utility | 1 | X | NG | DFO
Natural Gas Fired Combustion Turbine.NG | natural gas peaker | TRUE | 18642 | Tennessee Valley Authority | 7845 | Lagoon Creek | TN | Haywood | GT2 | Natural Gas Fired Combustion Turbine | GT |  | S | 73.9 | 94.3 | 60 | N | 2001 |  |  | N | Electric Utility | 1 | X | NG | DFO
Natural Gas Fired Combustion Turbine.NG | natural gas peaker | TRUE | 18642 | Tennessee Valley Authority | 7845 | Lagoon Creek | TN | Haywood | GT3 | Natural Gas Fired Combustion Turbine | GT |  | S | 73.9 | 94.3 | 60 | N | 2001 |  |  | N | Electric Utility | 1 | X | NG | DFO
Natural Gas Fired Combustion Turbine.NG | natural gas peaker | TRUE | 18642 | Tennessee Valley Authority | 7845 | Lagoon Creek | TN | Haywood | GT4 | Natural Gas Fired Combustion Turbine | GT |  | S | 73.9 | 94.3 | 60 | N | 2001 |  |  | N | Electric Utility | 1 | X | NG | DFO
Natural Gas Fired Combustion Turbine.NG | natural gas peaker | TRUE | 18642 | Tennessee Valley Authority | 7845 | Lagoon Creek | TN | Haywood | GT5 | Natural Gas Fired Combustion Turbine | GT |  | S | 73.9 | 94.3 | 60 | N | 2001 |  |  | N | Electric Utility | 1 | X | NG | DFO
Natural Gas Fired Combustion Turbine.NG | natural gas peaker | TRUE | 18642 | Tennessee Valley Authority | 7845 | Lagoon Creek | TN | Haywood | GT6 | Natural Gas Fired Combustion Turbine | GT |  | S | 73.9 | 94.3 | 60 | N | 2001 |  |  | N | Electric Utility | 1 | X | NG | DFO
Natural Gas Fired Combustion Turbine.NG | natural gas peaker | TRUE | 18642 | Tennessee Valley Authority | 7845 | Lagoon Creek | TN | Haywood | GT7 | Natural Gas Fired Combustion Turbine | GT |  | S | 73.9 | 94.3 | 60 | N | 2001 |  |  | N | Electric Utility | 1 | X | NG | DFO
Natural Gas Fired Combustion Turbine.NG | natural gas peaker | TRUE | 18642 | Tennessee Valley Authority | 7845 | Lagoon Creek | TN | Haywood | GT8 | Natural Gas Fired Combustion Turbine | GT |  | S | 73.9 | 94.3 | 60 | N | 2001 |  |  | N | Electric Utility | 1 | X | NG | DFO
Natural Gas Fired Combustion Turbine.NG | natural gas peaker | TRUE | 18642 | Tennessee Valley Authority | 7845 | Lagoon Creek | TN | Haywood | GT9 | Natural Gas Fired Combustion Turbine | GT |  | S | 72.7 | 92.8 | 60 | N | 2002 |  |  | N | Electric Utility | 1 | X | NG | DFO
Natural Gas Fired Combined Cycle.NG | natural gas combined cycle | TRUE | 18642 | Tennessee Valley Authority | 7845 | Lagoon Creek | TN | Haywood | STG1 | Natural Gas Fired Combined Cycle | CA | CC1 | S | 205 | 235 | 96.8 | N | 2010 |  |  | N | Electric Utility | 1 | X | NG
Natural Gas Fired Combustion Turbine.NG | natural gas peaker | TRUE | 9617 | JEA | 7846 | Brandy Branch | FL | Duval | 001 | Natural Gas Fired Combustion Turbine | GT |  | S | 178.6 | 191.2 | 85 | N | 2001 |  |  | N | Electric Utility | 1 | X | NG | DFO
Natural Gas Fired Combined Cycle.NG | natural gas combined cycle | TRUE | 9617 | JEA | 7846 | Brandy Branch | FL | Duval | 002 | Natural Gas Fired Combined Cycle | CT | CC1 | S | 189.8 | 211.1 | 65 | N | 2001 |  |  | N | Electric Utility | 1 | X | NG
Natural Gas Fired Combined Cycle.NG | natural gas combined cycle | TRUE | 9617 | JEA | 7846 | Brandy Branch | FL | Duval | 003 | Natural Gas Fired Combined Cycle | CT | CC1 | S | 189.8 | 211.1 | 65 | N | 2001 |  |  | N | Electric Utility | 1 | X | NG
Natural Gas Fired Combined Cycle.NG | natural gas combined cycle | TRUE | 9617 | JEA | 7846 | Brandy Branch | FL | Duval | 004 | Natural Gas Fired Combined Cycle | CA | CC1 | S | 185 | 190 | 65 | N | 2005 |  |  | N | Electric Utility | 1 | X | NG
Petroleum Liquids.DFO | petroleum | TRUE | 4305 | City of Coon Rapids | 7847 | Coon Rapids II | IA | Carroll | 1 | Petroleum Liquids | IC |  | S | 1.7 | 1.8 | 0.2 | N | 2001 |  |  | N | Electric Utility | 1 | X | DFO
Petroleum Liquids.DFO | petroleum | TRUE | 4305 | City of Coon Rapids | 7847 | Coon Rapids II | IA | Carroll | 2 | Petroleum Liquids | IC |  | S | 1.7 | 1.8 | 0.2 | N | 2001 |  |  | N | Electric Utility | 1 | X | DFO
Petroleum Liquids.DFO | petroleum | TRUE | 4305 | City of Coon Rapids | 7847 | Coon Rapids II | IA | Carroll | 3 | Petroleum Liquids | IC |  | S | 1.7 | 1.8 | 0.2 | N | 2001 |  |  | N | Electric Utility | 1 | X | DFO
Natural Gas Fired Combustion Turbine.NG | natural gas peaker | TRUE | 924 | Associated Electric Coop, Inc | 7848 | Holden | MO | Johnson | 11 | Natural Gas Fired Combustion Turbine | GT |  | S | 84 | 101 | 69 | N | 2002 |  |  | N | Electric Utility | 1 | X | NG | DFO
Natural Gas Fired Combustion Turbine.NG | natural gas peaker | TRUE | 924 | Associated Electric Coop, Inc | 7848 | Holden | MO | Johnson | 12 | Natural Gas Fired Combustion Turbine | GT |  | S | 83 | 96 | 69 | N | 2002 |  |  | N | Electric Utility | 1 | X | NG | DFO
Natural Gas Fired Combustion Turbine.NG | natural gas peaker | TRUE | 924 | Associated Electric Coop, Inc | 7848 | Holden | MO | Johnson | 13 | Natural Gas Fired Combustion Turbine | GT |  | S | 83 | 97 | 69 | N | 2002 |  |  | N | Electric Utility | 1 | X | NG | DFO
Petroleum Liquids.DFO | petroleum | TRUE | 12341 | MidAmerican Energy Co | 7849 | Knoxville Industrial | IA | Marion | 1 | Petroleum Liquids | IC |  | S | 2 | 2 | 2 | N | 2000 |  |  | N | Electric Utility | 1 | X | DFO
Petroleum Liquids.DFO | petroleum | TRUE | 12341 | MidAmerican Energy Co | 7849 | Knoxville Industrial | IA | Marion | 2 | Petroleum Liquids | IC |  | S | 2 | 2 | 2 | N | 2000 |  |  | N | Electric Utility | 1 | X | DFO
Petroleum Liquids.DFO | petroleum | TRUE | 12341 | MidAmerican Energy Co | 7849 | Knoxville Industrial | IA | Marion | 3 | Petroleum Liquids | IC |  | S | 2 | 2 | 2 | N | 2000 |  |  | N | Electric Utility | 1 | X | DFO
Petroleum Liquids.DFO | petroleum | TRUE | 12341 | MidAmerican Energy Co | 7849 | Knoxville Industrial | IA | Marion | 4 | Petroleum Liquids | IC |  | S | 2 | 2 | 2 | N | 2000 |  |  | N | Electric Utility | 1 | X | DFO
Petroleum Liquids.DFO | petroleum | TRUE | 12341 | MidAmerican Energy Co | 7849 | Knoxville Industrial | IA | Marion | 5 | Petroleum Liquids | IC |  | S | 2 | 2 | 2 | N | 2000 |  |  | N | Electric Utility | 1 | X | DFO
Petroleum Liquids.DFO | petroleum | TRUE | 12341 | MidAmerican Energy Co | 7849 | Knoxville Industrial | IA | Marion | 6 | Petroleum Liquids | IC |  | S | 2 | 2 | 2 | N | 2000 |  |  | N | Electric Utility | 1 | X | DFO
Petroleum Liquids.DFO | petroleum | TRUE | 12341 | MidAmerican Energy Co | 7849 | Knoxville Industrial | IA | Marion | 7 | Petroleum Liquids | IC |  | S | 2 | 2 | 2 | N | 2000 |  |  | N | Electric Utility | 1 | X | DFO
Petroleum Liquids.DFO | petroleum | TRUE | 12341 | MidAmerican Energy Co | 7849 | Knoxville Industrial | IA | Marion | 8 | Petroleum Liquids | IC |  | S | 2 | 2 | 2 | N | 2000 |  |  | N | Electric Utility | 1 | X | DFO
Petroleum Liquids.DFO | petroleum | TRUE | 12341 | MidAmerican Energy Co | 7850 | Shenandoah | IA | Page | 1 | Petroleum Liquids | IC |  | S | 2 | 2 | 2 | N | 2000 |  |  | N | Electric Utility | 1 | X | DFO
Petroleum Liquids.DFO | petroleum | TRUE | 12341 | MidAmerican Energy Co | 7850 | Shenandoah | IA | Page | 10 | Petroleum Liquids | IC |  | S | 2 | 2 | 2 | N | 2000 |  |  | N | Electric Utility | 1 | X | DFO
Petroleum Liquids.DFO | petroleum | TRUE | 12341 | MidAmerican Energy Co | 7850 | Shenandoah | IA | Page | 2 | Petroleum Liquids | IC |  | S | 2 | 2 | 2 | N | 2000 |  |  | N | Electric Utility | 1 | X | DFO
Petroleum Liquids.DFO | petroleum | TRUE | 12341 | MidAmerican Energy Co | 7850 | Shenandoah | IA | Page | 3 | Petroleum Liquids | IC |  | S | 2 | 2 | 2 | N | 2000 |  |  | N | Electric Utility | 1 | X | DFO
Petroleum Liquids.DFO | petroleum | TRUE | 12341 | MidAmerican Energy Co | 7850 | Shenandoah | IA | Page | 4 | Petroleum Liquids | IC |  | S | 2 | 2 | 2 | N | 2000 |  |  | N | Electric Utility | 1 | X | DFO
Petroleum Liquids.DFO | petroleum | TRUE | 12341 | MidAmerican Energy Co | 7850 | Shenandoah | IA | Page | 5 | Petroleum Liquids | IC |  | S | 2 | 2 | 2 | N | 2000 |  |  | N | Electric Utility | 1 | X | DFO
Petroleum Liquids.DFO | petroleum | TRUE | 12341 | MidAmerican Energy Co | 7850 | Shenandoah | IA | Page | 6 | Petroleum Liquids | IC |  | S | 2 | 2 | 2 | N | 2000 |  |  | N | Electric Utility | 1 | X | DFO
Petroleum Liquids.DFO | petroleum | TRUE | 12341 | MidAmerican Energy Co | 7850 | Shenandoah | IA | Page | 7 | Petroleum Liquids | IC |  | S | 2 | 2 | 2 | N | 2000 |  |  | N | Electric Utility | 1 | X | DFO
Petroleum Liquids.DFO | petroleum | TRUE | 12341 | MidAmerican Energy Co | 7850 | Shenandoah | IA | Page | 8 | Petroleum Liquids | IC |  | S | 2 | 2 | 2 | N | 2000 |  |  | N | Electric Utility | 1 | X | DFO
Petroleum Liquids.DFO | petroleum | TRUE | 12341 | MidAmerican Energy Co | 7850 | Shenandoah | IA | Page | 9 | Petroleum Liquids | IC |  | S | 2 | 2 | 2 | N | 2000 |  |  | N | Electric Utility | 1 | X | DFO
Petroleum Liquids.DFO | petroleum | TRUE | 12341 | MidAmerican Energy Co | 7851 | Waterloo Lundquist | IA | Black Hawk | 1 | Petroleum Liquids | IC |  | S | 2 | 2 | 2 | N | 2000 |  |  | N | Electric Utility | 1 | X | DFO
Petroleum Liquids.DFO | petroleum | TRUE | 12341 | MidAmerican Energy Co | 7851 | Waterloo Lundquist | IA | Black Hawk | 2 | Petroleum Liquids | IC |  | S | 2 | 2 | 2 | N | 2000 |  |  | N | Electric Utility | 1 | X | DFO
Petroleum Liquids.DFO | petroleum | TRUE | 12341 | MidAmerican Energy Co | 7851 | Waterloo Lundquist | IA | Black Hawk | 3 | Petroleum Liquids | IC |  | S | 2 | 2 | 2 | N | 2000 |  |  | N | Electric Utility | 1 | X | DFO
Petroleum Liquids.DFO | petroleum | TRUE | 12341 | MidAmerican Energy Co | 7851 | Waterloo Lundquist | IA | Black Hawk | 4 | Petroleum Liquids | IC |  | S | 2 | 2 | 2 | N | 2000 |  |  | N | Electric Utility | 1 | X | DFO
Petroleum Liquids.DFO | petroleum | TRUE | 12341 | MidAmerican Energy Co | 7851 | Waterloo Lundquist | IA | Black Hawk | 5 | Petroleum Liquids | IC |  | S | 2 | 2 | 2 | N | 2000 |  |  | N | Electric Utility | 1 | X | DFO
Petroleum Liquids.DFO | petroleum | TRUE | 12341 | MidAmerican Energy Co | 7851 | Waterloo Lundquist | IA | Black Hawk | 6 | Petroleum Liquids | IC |  | S | 2 | 2 | 2 | N | 2000 |  |  | N | Electric Utility | 1 | X | DFO
Petroleum Liquids.DFO | petroleum | TRUE | 12341 | MidAmerican Energy Co | 7851 | Waterloo Lundquist | IA | Black Hawk | 7 | Petroleum Liquids | IC |  | S | 2 | 2 | 2 | N | 2000 |  |  | N | Electric Utility | 1 | X | DFO
Petroleum Liquids.DFO | petroleum | TRUE | 12341 | MidAmerican Energy Co | 7851 | Waterloo Lundquist | IA | Black Hawk | 8 | Petroleum Liquids | IC |  | S | 2 | 2 | 2 | N | 2000 |  |  | N | Electric Utility | 1 | X | DFO
Petroleum Liquids.DFO | petroleum | TRUE | 12341 | MidAmerican Energy Co | 7851 | Waterloo Lundquist | IA | Black Hawk | 9 | Petroleum Liquids | IC |  | S | 2 | 2 | 2 | N | 2000 |  |  | N | Electric Utility | 1 | X | DFO
Petroleum Liquids.DFO | petroleum | TRUE | 5056 | City of Denison - (IA) | 7853 | West Receiving | IA | Crawford | 1 | Petroleum Liquids | IC |  | S | 1.8 | 1.8 | 1.4 | N | 1998 |  |  | N | Electric Utility | 1 | X | DFO
Petroleum Liquids.DFO | petroleum | TRUE | 16198 | City of Rock Falls - (IL) | 7854 | Avenue A Generator Sets | IL | Whiteside | 1 | Petroleum Liquids | IC |  | S | 1.8 | 1.8 | 0.5 | N | 2000 |  |  | N | Electric Utility | 1 | X | DFO
Petroleum Liquids.DFO | petroleum | TRUE | 16198 | City of Rock Falls - (IL) | 7854 | Avenue A Generator Sets | IL | Whiteside | 2 | Petroleum Liquids | IC |  | S | 1.8 | 1.8 | 0.5 | N | 2000 |  |  | N | Electric Utility | 1 | X | DFO
Onshore Wind Turbine.WND | onshore wind | TRUE | 12894 | City of Moorhead - (MN) | 7855 | Moorhead Wind Turbine | MN | Clay | 8 | Onshore Wind Turbine | WT |  | S | 0.7 | 0.7 | 0.1 | N | 1999 |  |  | N | Electric Utility | 1 | X | WND
Onshore Wind Turbine.WND | onshore wind | TRUE | 12894 | City of Moorhead - (MN) | 7855 | Moorhead Wind Turbine | MN | Clay | 9 | Onshore Wind Turbine | WT |  | S | 0.7 | 0.7 | 0.1 | N | 2001 |  |  | N | Electric Utility | 1 | X | WND
Petroleum Liquids.DFO | petroleum | TRUE | 7626 | City of Greenfield - (IA) | 7856 | North Generation Plant | IA | Adair | 1 | Petroleum Liquids | IC |  | S | 1.8 | 1.8 | 0.5 | N | 2002 |  |  | N | Electric Utility | 1 | X | DFO
Petroleum Liquids.DFO | petroleum | TRUE | 7626 | City of Greenfield - (IA) | 7856 | North Generation Plant | IA | Adair | 2 | Petroleum Liquids | IC |  | S | 1.8 | 1.8 | 0.5 | N | 2002 |  |  | N | Electric Utility | 1 | X | DFO
Petroleum Liquids.DFO | petroleum | TRUE | 7626 | City of Greenfield - (IA) | 7856 | North Generation Plant | IA | Adair | 3 | Petroleum Liquids | IC |  | S | 2.2 | 2.2 | 0.6 | N | 2011 |  |  | N | Electric Utility | 1 | X | DFO
Petroleum Liquids.DFO | petroleum | TRUE | 7626 | City of Greenfield - (IA) | 7856 | North Generation Plant | IA | Adair | 4 | Petroleum Liquids | IC |  | S | 2.2 | 2.2 | 0.6 | N | 2011 |  |  | N | Electric Utility | 1 | X | DFO
Petroleum Liquids.DFO | petroleum | TRUE | 18231 | City of Stuart - (IA) | 7857 | Gilliam South | IA | Adair | 1 | Petroleum Liquids | IC |  | S | 1.7 | 1.8 | 0.5 | N | 2001 |  |  | N | Electric Utility | 1 | X | DFO
Petroleum Liquids.DFO | petroleum | TRUE | 18231 | City of Stuart - (IA) | 7857 | Gilliam South | IA | Adair | 7 | Petroleum Liquids | IC |  | S | 2.3 | 2.3 | 0.5 | N | 2012 |  |  | N | Electric Utility | 1 | X | DFO
Petroleum Liquids.DFO | petroleum | TRUE | 17035 | City of Shelbina - (MO) | 7860 | Shelbina Power #3 | MO | Shelby | G7 | Petroleum Liquids | IC |  | S | 1.8 | 1.8 | 1 | N | 2002 |  |  | N | Electric Utility | 1 | X | DFO
Petroleum Liquids.DFO | petroleum | TRUE | 17035 | City of Shelbina - (MO) | 7860 | Shelbina Power #3 | MO | Shelby | G8 | Petroleum Liquids | IC |  | S | 1.8 | 1.8 | 1 | N | 2002 |  |  | N | Electric Utility | 1 | X | DFO
Conventional Hydroelectric.WAT | hydro | TRUE | 40215 | Cordova Electric Coop, Inc | 7862 | Power Creek | AK | Valdez Cordova | 4 | Conventional Hydroelectric | HY |  | S | 2.8 | 2.7 | 0.1 | N | 2001 |  |  | N | Electric Utility | 1 | X | WAT
Conventional Hydroelectric.WAT | hydro | TRUE | 40215 | Cordova Electric Coop, Inc | 7862 | Power Creek | AK | Valdez Cordova | 5 | Conventional Hydroelectric | HY |  | S | 2.8 | 2.7 | 0.1 | N | 2001 |  |  | N | Electric Utility | 1 | X | WAT
Natural Gas Fired Combustion Turbine.NG | natural gas peaker | TRUE | 4716 | Dairyland Power Coop | 7863 | Elk Mound | WI | Chippewa | 1 | Natural Gas Fired Combustion Turbine | GT |  | S | 30.7 | 40.4 | 20.7 | N | 2001 |  |  | N | Electric Utility | 1 | X | NG | DFO
Natural Gas Fired Combustion Turbine.NG | natural gas peaker | TRUE | 4716 | Dairyland Power Coop | 7863 | Elk Mound | WI | Chippewa | 2 | Natural Gas Fired Combustion Turbine | GT |  | S | 33.9 | 44.3 | 21.1 | N | 2001 |  |  | N | Electric Utility | 1 | X | NG | DFO
Petroleum Liquids.DFO | petroleum | TRUE | 5563 | City of Earlville - (IA) | 7865 | Earlville | IA | Delaware | 1 | Petroleum Liquids | IC |  | S | 1.8 | 1.8 | 0 | N | 2001 |  |  | N | Electric Utility | 1 | X | DFO
Conventional Hydroelectric.WAT | hydro | TRUE | 15500 | Puget Sound Energy Inc | 7867 | Snoqualmie 2 | WA | King | 6A | Conventional Hydroelectric | HY |  | S | 12.6 | 12.6 | 5.2 | N | 2013 |  |  | N | Electric Utility | 1 | X | WAT
Conventional Hydroelectric.WAT | hydro | TRUE | 15500 | Puget Sound Energy Inc | 7867 | Snoqualmie 2 | WA | King | 7 | Conventional Hydroelectric | HY |  | S | 21 | 21 | 5 | N | 1957 |  |  | N | Electric Utility | 1 | X | WAT
Petroleum Liquids.KER | petroleum | TRUE | 56505 | National Grid Generation LLC | 7869 | Glenwood Landing | NY | Nassau | GT1 | Petroleum Liquids | GT |  | S | 12.6 | 17.6 | 10 | N | 1967 |  |  | N | Electric Utility | 1 | X | KER
Natural Gas Fired Combustion Turbine.NG | natural gas peaker | TRUE | 56505 | National Grid Generation LLC | 7869 | Glenwood Landing | NY | Nassau | GT4 | Natural Gas Fired Combustion Turbine | GT |  | S | 42.6 | 47 | 37 | N | 2002 |  |  | N | Electric Utility | 1 | X | NG | KER
Natural Gas Fired Combustion Turbine.NG | natural gas peaker | TRUE | 56505 | National Grid Generation LLC | 7869 | Glenwood Landing | NY | Nassau | GT5 | Natural Gas Fired Combustion Turbine | GT |  | S | 42.5 | 47 | 37 | N | 2002 |  |  | N | Electric Utility | 1 | X | NG | KER
Natural Gas Fired Combined Cycle.NG | natural gas combined cycle | TRUE | 15500 | Puget Sound Energy Inc | 7870 | Encogen | WA | Whatcom | CTG1 | Natural Gas Fired Combined Cycle | CT | CC1 | S | 34.5 | 42.2 | 21 | N | 1993 |  |  | N | Electric Utility | 1 | X | NG | DFO
Natural Gas Fired Combined Cycle.NG | natural gas combined cycle | TRUE | 15500 | Puget Sound Energy Inc | 7870 | Encogen | WA | Whatcom | CTG2 | Natural Gas Fired Combined Cycle | CT | CC1 | S | 34.5 | 42.2 | 21 | N | 1993 |  |  | N | Electric Utility | 1 | X | NG | DFO
Natural Gas Fired Combined Cycle.NG | natural gas combined cycle | TRUE | 15500 | Puget Sound Energy Inc | 7870 | Encogen | WA | Whatcom | CTG3 | Natural Gas Fired Combined Cycle | CT | CC1 | S | 34.5 | 42.2 | 22 | N | 1993 |  |  | N | Electric Utility | 1 | X | NG | DFO
Natural Gas Fired Combined Cycle.NG | natural gas combined cycle | TRUE | 15500 | Puget Sound Energy Inc | 7870 | Encogen | WA | Whatcom | STG | Natural Gas Fired Combined Cycle | CA | CC1 | S | 55.9 | 55.9 | 30 | N | 1993 |  |  | N | Electric Utility | 1 | X | NG | DFO
Natural Gas Fired Combustion Turbine.NG | natural gas peaker | TRUE | 7004 | Buckeye Power, Inc | 7872 | Robert P Mone Plant | OH | Van Wert | 1 | Natural Gas Fired Combustion Turbine | GT |  | S | 147 | 180 | 100 | N | 2002 |  |  | N | Electric Utility | 1 | X | NG | DFO
Natural Gas Fired Combustion Turbine.NG | natural gas peaker | TRUE | 7004 | Buckeye Power, Inc | 7872 | Robert P Mone Plant | OH | Van Wert | 2 | Natural Gas Fired Combustion Turbine | GT |  | S | 147 | 180 | 100 | N | 2002 |  |  | N | Electric Utility | 1 | X | NG | DFO
Natural Gas Fired Combustion Turbine.NG | natural gas peaker | TRUE | 7004 | Buckeye Power, Inc | 7872 | Robert P Mone Plant | OH | Van Wert | 3 | Natural Gas Fired Combustion Turbine | GT |  | S | 147 | 180 | 100 | N | 2002 |  |  | N | Electric Utility | 1 | X | NG | DFO
Natural Gas Fired Combined Cycle.NG | natural gas combined cycle | TRUE | 18454 | Tampa Electric Co | 7873 | H L Culbreath Bayside Power Station | FL | Hillsborough | 1A | Natural Gas Fired Combined Cycle | CT | CC1 | S | 168 | 196 | 78 | Y | 2003 |  |  | N | Electric Utility | 1 | X | NG
Natural Gas Fired Combined Cycle.NG | natural gas combined cycle | TRUE | 18454 | Tampa Electric Co | 7873 | H L Culbreath Bayside Power Station | FL | Hillsborough | 1B | Natural Gas Fired Combined Cycle | CT | CC1 | S | 168 | 196 | 78 | Y | 2003 |  |  | N | Electric Utility | 1 | X | NG
Natural Gas Fired Combined Cycle.NG | natural gas combined cycle | TRUE | 18454 | Tampa Electric Co | 7873 | H L Culbreath Bayside Power Station | FL | Hillsborough | 1C | Natural Gas Fired Combined Cycle | CT | CC1 | S | 168 | 196 | 78 | Y | 2003 |  |  | N | Electric Utility | 1 | X | NG
Natural Gas Fired Combined Cycle.NG | natural gas combined cycle | TRUE | 18454 | Tampa Electric Co | 7873 | H L Culbreath Bayside Power Station | FL | Hillsborough | 1ST | Natural Gas Fired Combined Cycle | CA | CC1 | S | 245 | 259 | 47 | Y | 1965 |  |  | N | Electric Utility | 1 | X | NG
Natural Gas Fired Combined Cycle.NG | natural gas combined cycle | TRUE | 18454 | Tampa Electric Co | 7873 | H L Culbreath Bayside Power Station | FL | Hillsborough | 2A | Natural Gas Fired Combined Cycle | CT | CC2 | S | 156 | 183 | 78 | N | 2004 |  |  | N | Electric Utility | 1 | X | NG
Natural Gas Fired Combined Cycle.NG | natural gas combined cycle | TRUE | 18454 | Tampa Electric Co | 7873 | H L Culbreath Bayside Power Station | FL | Hillsborough | 2B | Natural Gas Fired Combined Cycle | CT | CC2 | S | 156 | 183 | 78 | N | 2004 |  |  | N | Electric Utility | 1 | X | NG
Natural Gas Fired Combined Cycle.NG | natural gas combined cycle | TRUE | 18454 | Tampa Electric Co | 7873 | H L Culbreath Bayside Power Station | FL | Hillsborough | 2C | Natural Gas Fired Combined Cycle | CT | CC2 | S | 156 | 183 | 78 | N | 2004 |  |  | N | Electric Utility | 1 | X | NG
Natural Gas Fired Combined Cycle.NG | natural gas combined cycle | TRUE | 18454 | Tampa Electric Co | 7873 | H L Culbreath Bayside Power Station | FL | Hillsborough | 2D | Natural Gas Fired Combined Cycle | CT | CC2 | S | 156 | 183 | 78 | N | 2004 |  |  | N | Electric Utility | 1 | X | NG
Natural Gas Fired Combined Cycle.NG | natural gas combined cycle | TRUE | 18454 | Tampa Electric Co | 7873 | H L Culbreath Bayside Power Station | FL | Hillsborough | 2ST | Natural Gas Fired Combined Cycle | CA | CC2 | S | 305 | 315 | 52 | N | 1967 |  |  | N | Electric Utility | 1 | X | NG
Natural Gas Fired Combustion Turbine.NG | natural gas peaker | TRUE | 18454 | Tampa Electric Co | 7873 | H L Culbreath Bayside Power Station | FL | Hillsborough | 3 | Natural Gas Fired Combustion Turbine | GT |  | S | 56 | 61 | 14 | N | 2009 |  |  | N | Electric Utility | 1 | X | NG
Natural Gas Fired Combustion Turbine.NG | natural gas peaker | TRUE | 18454 | Tampa Electric Co | 7873 | H L Culbreath Bayside Power Station | FL | Hillsborough | 4 | Natural Gas Fired Combustion Turbine | GT |  | S | 56 | 61 | 14 | N | 2009 |  |  | N | Electric Utility | 1 | X | NG
Natural Gas Fired Combustion Turbine.NG | natural gas peaker | TRUE | 18454 | Tampa Electric Co | 7873 | H L Culbreath Bayside Power Station | FL | Hillsborough | 5 | Natural Gas Fired Combustion Turbine | GT |  | S | 56 | 61 | 14 | N | 2009 |  |  | N | Electric Utility | 1 | X | NG
Natural Gas Fired Combustion Turbine.NG | natural gas peaker | TRUE | 18454 | Tampa Electric Co | 7873 | H L Culbreath Bayside Power Station | FL | Hillsborough | 6 | Natural Gas Fired Combustion Turbine | GT |  | S | 56 | 61 | 14 | N | 2009 |  |  | N | Electric Utility | 1 | X | NG
Petroleum Liquids.DFO | petroleum | TRUE | 40577 | American Mun Power-Ohio, Inc | 7874 | Edgerton | OH | Williams | 1 | Petroleum Liquids | IC |  | J | 1.8 | 1.8 | 1.8 | N | 2000 |  |  | N | Electric Utility | 1 | X | DFO
Petroleum Liquids.DFO | petroleum | TRUE | 40577 | American Mun Power-Ohio, Inc | 7874 | Edgerton | OH | Williams | 2 | Petroleum Liquids | IC |  | J | 1.8 | 1.8 | 1.8 | N | 2000 |  |  | N | Electric Utility | 1 | X | DFO
Petroleum Liquids.DFO | petroleum | TRUE | 40577 | American Mun Power-Ohio, Inc | 7878 | Wellington | OH | Lorain | 1 | Petroleum Liquids | IC |  | S | 1 | 1 | 1 | N | 1998 |  |  | N | Electric Utility | 1 | X | DFO
Petroleum Liquids.DFO | petroleum | TRUE | 15293 | Powell Valley Electric Coop | 7883 | Powell Valley | TN | Hancock | 1 | Petroleum Liquids | IC |  | S | 1.8 | 1.8 | 0.4 | N | 2000 |  |  | N | Electric Utility | 1 | X | DFO
Petroleum Liquids.DFO | petroleum | TRUE | 15293 | Powell Valley Electric Coop | 7883 | Powell Valley | TN | Hancock | 10 | Petroleum Liquids | IC |  | S | 1.8 | 1.8 | 0.4 | N | 2000 |  |  | N | Electric Utility | 1 | X | DFO
Petroleum Liquids.DFO | petroleum | TRUE | 15293 | Powell Valley Electric Coop | 7883 | Powell Valley | TN | Hancock | 11 | Petroleum Liquids | IC |  | S | 1.8 | 1.8 | 0.4 | N | 2000 |  |  | N | Electric Utility | 1 | X | DFO
Petroleum Liquids.DFO | petroleum | TRUE | 15293 | Powell Valley Electric Coop | 7883 | Powell Valley | TN | Hancock | 2 | Petroleum Liquids | IC |  | S | 1.8 | 1.8 | 0.4 | N | 2000 |  |  | N | Electric Utility | 1 | X | DFO
Petroleum Liquids.DFO | petroleum | TRUE | 15293 | Powell Valley Electric Coop | 7883 | Powell Valley | TN | Hancock | 3 | Petroleum Liquids | IC |  | S | 1.8 | 1.8 | 0.4 | N | 2000 |  |  | N | Electric Utility | 1 | X | DFO
Petroleum Liquids.DFO | petroleum | TRUE | 15293 | Powell Valley Electric Coop | 7883 | Powell Valley | TN | Hancock | 4 | Petroleum Liquids | IC |  | S | 1.8 | 1.8 | 0.4 | N | 2000 |  |  | N | Electric Utility | 1 | X | DFO
Petroleum Liquids.DFO | petroleum | TRUE | 15293 | Powell Valley Electric Coop | 7883 | Powell Valley | TN | Hancock | 5 | Petroleum Liquids | IC |  | S | 1.8 | 1.8 | 0.4 | N | 2000 |  |  | N | Electric Utility | 1 | X | DFO
Petroleum Liquids.DFO | petroleum | TRUE | 15293 | Powell Valley Electric Coop | 7883 | Powell Valley | TN | Hancock | 6 | Petroleum Liquids | IC |  | S | 1.8 | 1.8 | 0.4 | N | 2000 |  |  | N | Electric Utility | 1 | X | DFO
Petroleum Liquids.DFO | petroleum | TRUE | 15293 | Powell Valley Electric Coop | 7883 | Powell Valley | TN | Hancock | 7 | Petroleum Liquids | IC |  | S | 1.8 | 1.8 | 0.4 | N | 2000 |  |  | N | Electric Utility | 1 | X | DFO
Petroleum Liquids.DFO | petroleum | TRUE | 15293 | Powell Valley Electric Coop | 7883 | Powell Valley | TN | Hancock | 8 | Petroleum Liquids | IC |  | S | 1.8 | 1.8 | 0.4 | N | 2000 |  |  | N | Electric Utility | 1 | X | DFO
Petroleum Liquids.DFO | petroleum | TRUE | 15293 | Powell Valley Electric Coop | 7883 | Powell Valley | TN | Hancock | 9 | Petroleum Liquids | IC |  | S | 1.8 | 1.8 | 0.4 | N | 2000 |  |  | N | Electric Utility | 1 | X | DFO
Petroleum Liquids.DFO | petroleum | FALSE | 4775 | Dakota Magic Casino | 7884 | Dakota Magic | ND | Richland | 1 | Petroleum Liquids | IC |  | S | 1.5 | 1.5 | 0.1 | N | 2000 |  |  | N | Commercial Non-CHP | 4 | X | DFO
Onshore Wind Turbine.WND | onshore wind | TRUE | 11479 | Madison Gas & Electric Co | 7886 | Wind Turbine | WI | Kewaunee | 1 | Onshore Wind Turbine | WT |  | S | 11 | 11 | 0.1 | N | 1999 |  |  | N | Electric Utility | 1 | X | WND
Natural Gas Fired Combined Cycle.NG | natural gas combined cycle | TRUE | 11018 | Lincoln Electric System | 7887 | Terry Bundy Generating Station | NE | Lancaster | 1 | Natural Gas Fired Combined Cycle | CA | CC1 | S | 27.3 | 28.6 | 10 | N | 2004 |  |  | N | Electric Utility | 1 | X | NG
Natural Gas Fired Combined Cycle.NG | natural gas combined cycle | TRUE | 11018 | Lincoln Electric System | 7887 | Terry Bundy Generating Station | NE | Lancaster | 2 | Natural Gas Fired Combined Cycle | CT | CC1 | S | 46 | 48 | 20 | N | 2003 |  |  | N | Electric Utility | 1 | X | NG | DFO
Natural Gas Fired Combined Cycle.NG | natural gas combined cycle | TRUE | 11018 | Lincoln Electric System | 7887 | Terry Bundy Generating Station | NE | Lancaster | 3 | Natural Gas Fired Combined Cycle | CT | CC1 | S | 45.2 | 48 | 20 | N | 2004 |  |  | N | Electric Utility | 1 | X | NG | DFO
Natural Gas Fired Combustion Turbine.NG | natural gas peaker | TRUE | 11018 | Lincoln Electric System | 7887 | Terry Bundy Generating Station | NE | Lancaster | 4 | Natural Gas Fired Combustion Turbine | GT |  | S | 45.4 | 48 | 20 | N | 2003 |  |  | N | Electric Utility | 1 | X | NG | DFO
Petroleum Liquids.DFO | petroleum | TRUE | 11018 | Lincoln Electric System | 7887 | Terry Bundy Generating Station | NE | Lancaster | BSU | Petroleum Liquids | IC |  | S | 1.6 | 1.6 | 0 | N | 2004 |  |  | N | Electric Utility | 1 | X | DFO
Landfill Gas.LFG | natural gas peaker | TRUE | 11018 | Lincoln Electric System | 7887 | Terry Bundy Generating Station | NE | Lancaster | LFG1 | Landfill Gas | IC |  | S | 1.6 | 1.6 | 1.1 | N | 2014 |  |  | N | Electric Utility | 1 | X | LFG
Landfill Gas.LFG | natural gas peaker | TRUE | 11018 | Lincoln Electric System | 7887 | Terry Bundy Generating Station | NE | Lancaster | LFG2 | Landfill Gas | IC |  | S | 1.6 | 1.6 | 1.1 | N | 2014 |  |  | N | Electric Utility | 1 | X | LFG
Landfill Gas.LFG | natural gas peaker | TRUE | 11018 | Lincoln Electric System | 7887 | Terry Bundy Generating Station | NE | Lancaster | LFG3 | Landfill Gas | IC |  | S | 1.6 | 1.6 | 1.1 | N | 2014 |  |  | N | Electric Utility | 1 | X | LFG
Natural Gas Fired Combined Cycle.NG | natural gas combined cycle | TRUE | 17650 | Southern Power Co | 7897 | E B Harris Electric Generating Plant | AL | Autauga | CT1A | Natural Gas Fired Combined Cycle | CT | G103 | S | 182.6 | 194.9 | 125 | N | 2003 |  |  | N | IPP Non-CHP | 2 | X | NG
Natural Gas Fired Combined Cycle.NG | natural gas combined cycle | TRUE | 17650 | Southern Power Co | 7897 | E B Harris Electric Generating Plant | AL | Autauga | CT1B | Natural Gas Fired Combined Cycle | CT | G103 | S | 182.6 | 194.9 | 125 | N | 2003 |  |  | N | IPP Non-CHP | 2 | X | NG
Natural Gas Fired Combined Cycle.NG | natural gas combined cycle | TRUE | 17650 | Southern Power Co | 7897 | E B Harris Electric Generating Plant | AL | Autauga | CT2A | Natural Gas Fired Combined Cycle | CT | G104 | S | 178.3 | 192.5 | 125 | N | 2003 |  |  | N | IPP Non-CHP | 2 | X | NG
Natural Gas Fired Combined Cycle.NG | natural gas combined cycle | TRUE | 17650 | Southern Power Co | 7897 | E B Harris Electric Generating Plant | AL | Autauga | CT2B | Natural Gas Fired Combined Cycle | CT | G104 | S | 178.3 | 192.5 | 125 | N | 2003 |  |  | N | IPP Non-CHP | 2 | X | NG
Natural Gas Fired Combined Cycle.NG | natural gas combined cycle | TRUE | 17650 | Southern Power Co | 7897 | E B Harris Electric Generating Plant | AL | Autauga | ST1 | Natural Gas Fired Combined Cycle | CA | G103 | S | 293 | 293 | 130 | N | 2003 |  |  | N | IPP Non-CHP | 2 | X | NG
Natural Gas Fired Combined Cycle.NG | natural gas combined cycle | TRUE | 17650 | Southern Power Co | 7897 | E B Harris Electric Generating Plant | AL | Autauga | ST2 | Natural Gas Fired Combined Cycle | CA | G104 | S | 300 | 300 | 130 | N | 2003 |  |  | N | IPP Non-CHP | 2 | X | NG
Natural Gas Fired Combined Cycle.NG | natural gas combined cycle | TRUE | 1015 | Austin Energy | 7900 | Sand Hill | TX | Travis | 5A | Natural Gas Fired Combined Cycle | CT | CC1 | S | 161 | 180 | 92 | N | 2004 |  |  | N | Electric Utility | 1 | X | NG
Natural Gas Fired Combined Cycle.NG | natural gas combined cycle | TRUE | 1015 | Austin Energy | 7900 | Sand Hill | TX | Travis | 5C | Natural Gas Fired Combined Cycle | CA | CC1 | S | 151 | 164 | 55 | N | 2004 |  |  | N | Electric Utility | 1 | X | NG
Natural Gas Fired Combustion Turbine.NG | natural gas peaker | TRUE | 1015 | Austin Energy | 7900 | Sand Hill | TX | Travis | SH1 | Natural Gas Fired Combustion Turbine | GT |  | S | 47.3 | 47.3 | 12 | N | 2001 |  |  | N | Electric Utility | 1 | X | NG
Natural Gas Fired Combustion Turbine.NG | natural gas peaker | TRUE | 1015 | Austin Energy | 7900 | Sand Hill | TX | Travis | SH2 | Natural Gas Fired Combustion Turbine | GT |  | S | 47.3 | 47.3 | 12 | N | 2001 |  |  | N | Electric Utility | 1 | X | NG
Natural Gas Fired Combustion Turbine.NG | natural gas peaker | TRUE | 1015 | Austin Energy | 7900 | Sand Hill | TX | Travis | SH3 | Natural Gas Fired Combustion Turbine | GT |  | S | 47.3 | 47.3 | 12 | N | 2001 |  |  | N | Electric Utility | 1 | X | NG
Natural Gas Fired Combustion Turbine.NG | natural gas peaker | TRUE | 1015 | Austin Energy | 7900 | Sand Hill | TX | Travis | SH4 | Natural Gas Fired Combustion Turbine | GT |  | S | 47.3 | 47.3 | 12 | N | 2001 |  |  | N | Electric Utility | 1 | X | NG
Natural Gas Fired Combustion Turbine.NG | natural gas peaker | TRUE | 1015 | Austin Energy | 7900 | Sand Hill | TX | Travis | SH6 | Natural Gas Fired Combustion Turbine | GT |  | S | 47.3 | 47.3 | 15 | N | 2010 |  |  | N | Electric Utility | 1 | X | NG
Natural Gas Fired Combustion Turbine.NG | natural gas peaker | TRUE | 1015 | Austin Energy | 7900 | Sand Hill | TX | Travis | SH7 | Natural Gas Fired Combustion Turbine | GT |  | S | 47.3 | 47.3 | 12 | N | 2010 |  |  | N | Electric Utility | 1 | X | NG
Natural Gas Fired Combustion Turbine.NG | natural gas peaker | TRUE | 17833 | City Utilities of Springfield - (MO) | 7903 | McCartney | MO | Greene | MGS1 | Natural Gas Fired Combustion Turbine | GT |  | S | 50 | 50 | 30 | N | 2002 |  |  | N | Electric Utility | 1 | X | NG
Natural Gas Fired Combustion Turbine.NG | natural gas peaker | TRUE | 17833 | City Utilities of Springfield - (MO) | 7903 | McCartney | MO | Greene | MSG2 | Natural Gas Fired Combustion Turbine | GT |  | S | 50 | 50 | 30 | N | 2002 |  |  | N | Electric Utility | 1 | X | NG
Conventional Hydroelectric.WAT | hydro | TRUE | 10325 | Kings River Conservation Dist | 7907 | Pine Flat | CA | Fresno | 1 | Conventional Hydroelectric | HY |  | S | 55 | 55 | 5 | N | 1984 |  |  | N | Electric Utility | 1 | X | WAT
Conventional Hydroelectric.WAT | hydro | TRUE | 10325 | Kings River Conservation Dist | 7907 | Pine Flat | CA | Fresno | 2 | Conventional Hydroelectric | HY |  | S | 55 | 55 | 5 | N | 1984 |  |  | N | Electric Utility | 1 | X | WAT
Conventional Hydroelectric.WAT | hydro | TRUE | 10325 | Kings River Conservation Dist | 7907 | Pine Flat | CA | Fresno | 3 | Conventional Hydroelectric | HY |  | S | 55 | 55 | 5 | N | 1984 |  |  | N | Electric Utility | 1 | X | WAT
Natural Gas Fired Combustion Turbine.NG | natural gas peaker | TRUE | 15296 | New York Power Authority | 7909 | Vernon Boulevard | NY | Queens | VG02 | Natural Gas Fired Combustion Turbine | GT |  | S | 40 | 40 | 39.9 | N | 2001 |  |  | N | Electric Utility | 1 | X | NG
Natural Gas Fired Combustion Turbine.NG | natural gas peaker | TRUE | 15296 | New York Power Authority | 7909 | Vernon Boulevard | NY | Queens | VG03 | Natural Gas Fired Combustion Turbine | GT |  | S | 39.9 | 39.9 | 39.9 | N | 2001 |  |  | N | Electric Utility | 1 | X | NG
Natural Gas Fired Combustion Turbine.NG | natural gas peaker | TRUE | 15296 | New York Power Authority | 7910 | Joseph J Seymour Power Project | NY | Kings | 1 | Natural Gas Fired Combustion Turbine | GT |  | S | 40 | 40 | 39.9 | N | 2001 |  |  | N | Electric Utility | 1 | X | NG
Natural Gas Fired Combustion Turbine.NG | natural gas peaker | TRUE | 15296 | New York Power Authority | 7910 | Joseph J Seymour Power Project | NY | Kings | 2 | Natural Gas Fired Combustion Turbine | GT |  | S | 39.9 | 39.9 | 39.9 | N | 2001 |  |  | N | Electric Utility | 1 | X | NG
Conventional Hydroelectric.WAT | hydro | TRUE | 64145 | Kern and Tule Hydro LLC | 7911 | Kern Canyon | CA | Kern | 1 | Conventional Hydroelectric | HY |  | S | 11.5 | 11.5 | 0 | N | 1921 |  |  | N | Electric Utility | 1 | X | WAT
Natural Gas Fired Combustion Turbine.NG | natural gas peaker | TRUE | 15296 | New York Power Authority | 7912 | Brentwood | NY | Suffolk | 1 | Natural Gas Fired Combustion Turbine | GT |  | S | 45.5 | 46 | 45 | N | 2001 |  |  | N | Electric Utility | 1 | X | NG
Natural Gas Fired Combustion Turbine.NG | natural gas peaker | TRUE | 15296 | New York Power Authority | 7913 | Hell Gate | NY | Bronx | HG01 | Natural Gas Fired Combustion Turbine | GT |  | S | 39.9 | 39.9 | 39.9 | N | 2001 |  |  | N | Electric Utility | 1 | X | NG
Natural Gas Fired Combustion Turbine.NG | natural gas peaker | TRUE | 15296 | New York Power Authority | 7913 | Hell Gate | NY | Bronx | HG02 | Natural Gas Fired Combustion Turbine | GT |  | S | 40 | 40 | 39.9 | N | 2001 |  |  | N | Electric Utility | 1 | X | NG
Natural Gas Fired Combustion Turbine.NG | natural gas peaker | TRUE | 15296 | New York Power Authority | 7914 | Harlem River Yard | NY | Bronx | HR01 | Natural Gas Fired Combustion Turbine | GT |  | S | 39.9 | 39.9 | 39.9 | N | 2001 |  |  | N | Electric Utility | 1 | X | NG
Natural Gas Fired Combustion Turbine.NG | natural gas peaker | TRUE | 15296 | New York Power Authority | 7914 | Harlem River Yard | NY | Bronx | HR02 | Natural Gas Fired Combustion Turbine | GT |  | S | 40 | 40 | 39.9 | N | 2001 |  |  | N | Electric Utility | 1 | X | NG
Natural Gas Fired Combustion Turbine.NG | natural gas peaker | TRUE | 15296 | New York Power Authority | 7915 | North 1st | NY | Kings | N01 | Natural Gas Fired Combustion Turbine | GT |  | S | 45.8 | 46 | 40 | N | 2001 |  |  | N | Electric Utility | 1 | X | NG
Natural Gas Fired Combustion Turbine.NG | natural gas peaker | TRUE | 13994 | Oglethorpe Power Corporation | 7916 | Talbot County Energy | GA | Talbot | 1 | Natural Gas Fired Combustion Turbine | GT |  | S | 97 | 114 | 70 | N | 2002 |  |  | N | Electric Utility | 1 | X | NG
Natural Gas Fired Combustion Turbine.NG | natural gas peaker | TRUE | 13994 | Oglethorpe Power Corporation | 7916 | Talbot County Energy | GA | Talbot | 2 | Natural Gas Fired Combustion Turbine | GT |  | S | 95.8 | 114 | 70 | N | 2002 |  |  | N | Electric Utility | 1 | X | NG
Natural Gas Fired Combustion Turbine.NG | natural gas peaker | TRUE | 13994 | Oglethorpe Power Corporation | 7916 | Talbot County Energy | GA | Talbot | 3 | Natural Gas Fired Combustion Turbine | GT |  | S | 93.1 | 110.9 | 70 | N | 2002 |  |  | N | Electric Utility | 1 | X | NG
Natural Gas Fired Combustion Turbine.NG | natural gas peaker | TRUE | 13994 | Oglethorpe Power Corporation | 7916 | Talbot County Energy | GA | Talbot | 4 | Natural Gas Fired Combustion Turbine | GT |  | S | 97.3 | 114 | 70 | N | 2002 |  |  | N | Electric Utility | 1 | X | NG
Natural Gas Fired Combustion Turbine.NG | natural gas peaker | TRUE | 13994 | Oglethorpe Power Corporation | 7916 | Talbot County Energy | GA | Talbot | 5 | Natural Gas Fired Combustion Turbine | GT |  | S | 96.5 | 114 | 70 | N | 2003 |  |  | N | Electric Utility | 1 | X | NG | DFO
Natural Gas Fired Combustion Turbine.NG | natural gas peaker | TRUE | 13994 | Oglethorpe Power Corporation | 7916 | Talbot County Energy | GA | Talbot | 6 | Natural Gas Fired Combustion Turbine | GT |  | S | 96.3 | 114 | 70 | N | 2003 |  |  | N | Electric Utility | 1 | X | NG | DFO
Natural Gas Fired Combined Cycle.NG | natural gas combined cycle | TRUE | 13994 | Oglethorpe Power Corporation | 7917 | Chattahoochee Energy Facility | GA | Heard | 1 | Natural Gas Fired Combined Cycle | CT | 2224 | S | 145.5 | 169.5 | 65 | N | 2003 |  |  | N | Electric Utility | 1 | X | NG
Natural Gas Fired Combined Cycle.NG | natural gas combined cycle | TRUE | 13994 | Oglethorpe Power Corporation | 7917 | Chattahoochee Energy Facility | GA | Heard | 2 | Natural Gas Fired Combined Cycle | CT | 2224 | S | 141.5 | 167.5 | 130 | N | 2003 |  |  | N | Electric Utility | 1 | X | NG
Natural Gas Fired Combined Cycle.NG | natural gas combined cycle | TRUE | 13994 | Oglethorpe Power Corporation | 7917 | Chattahoochee Energy Facility | GA | Heard | 3 | Natural Gas Fired Combined Cycle | CA | 2224 | S | 179 | 189 | 130 | N | 2003 |  |  | N | Electric Utility | 1 | X | NG
Petroleum Liquids.DFO | petroleum | TRUE | 40577 | American Mun Power-Ohio, Inc | 7918 | Galion | OH | Crawford | 1 | Petroleum Liquids | IC |  | J | 1.8 | 1.8 | 1.8 | N | 2001 |  |  | N | Electric Utility | 1 | X | DFO
Petroleum Liquids.DFO | petroleum | TRUE | 40577 | American Mun Power-Ohio, Inc | 7918 | Galion | OH | Crawford | 2 | Petroleum Liquids | IC |  | J | 1.8 | 1.8 | 1.8 | N | 2001 |  |  | N | Electric Utility | 1 | X | DFO
Petroleum Liquids.DFO | petroleum | TRUE | 40577 | American Mun Power-Ohio, Inc | 7918 | Galion | OH | Crawford | 3 | Petroleum Liquids | IC |  | J | 1.8 | 1.8 | 1.8 | N | 2001 |  |  | N | Electric Utility | 1 | X | DFO
Petroleum Liquids.DFO | petroleum | TRUE | 40577 | American Mun Power-Ohio, Inc | 7919 | Seville | OH | Medina | 1 | Petroleum Liquids | IC |  | J | 1.8 | 1.8 | 1.8 | N | 2001 |  |  | N | Electric Utility | 1 | X | DFO
Petroleum Liquids.DFO | petroleum | TRUE | 40577 | American Mun Power-Ohio, Inc | 7919 | Seville | OH | Medina | 2 | Petroleum Liquids | IC |  | J | 1.8 | 1.8 | 1.8 | N | 2001 |  |  | N | Electric Utility | 1 | X | DFO
Petroleum Liquids.DFO | petroleum | TRUE | 40577 | American Mun Power-Ohio, Inc | 7919 | Seville | OH | Medina | 3 | Petroleum Liquids | IC |  | J | 1.8 | 1.8 | 1.8 | N | 2001 |  |  | N | Electric Utility | 1 | X | DFO
Petroleum Liquids.DFO | petroleum | TRUE | 19062 | City of Traer - (IA) | 7920 | Traer South | IA | Tama | 5 | Petroleum Liquids | IC |  | S | 1.8 | 1.8 | 1.6 | N | 2001 |  |  | N | Electric Utility | 1 | X | DFO
Petroleum Liquids.DFO | petroleum | TRUE | 11611 | City of Maquoketa - (IA) | 7921 | Maquoketa 2 | IA | Jackson | 11 | Petroleum Liquids | IC |  | S | 1.2 | 1.2 | 0.6 | N | 2001 |  |  | N | Electric Utility | 1 | X | DFO
Petroleum Liquids.DFO | petroleum | TRUE | 11611 | City of Maquoketa - (IA) | 7921 | Maquoketa 2 | IA | Jackson | 12 | Petroleum Liquids | IC |  | S | 1.3 | 1.3 | 0.6 | N | 2001 |  |  | N | Electric Utility | 1 | X | DFO
Petroleum Liquids.DFO | petroleum | TRUE | 11611 | City of Maquoketa - (IA) | 7921 | Maquoketa 2 | IA | Jackson | 13 | Petroleum Liquids | IC |  | S | 1.3 | 1.3 | 0.6 | N | 2002 |  |  | N | Electric Utility | 1 | X | DFO
Petroleum Liquids.DFO | petroleum | TRUE | 11611 | City of Maquoketa - (IA) | 7921 | Maquoketa 2 | IA | Jackson | 14 | Petroleum Liquids | IC |  | S | 1.3 | 1.3 | 0.6 | N | 2002 |  |  | N | Electric Utility | 1 | X | DFO
Petroleum Liquids.DFO | petroleum | TRUE | 2287 | City of Brooklyn - (IA) | 7922 | Brooklyn City North Plant | IA | Poweshiek | 7 | Petroleum Liquids | IC |  | S | 2 | 2 | 0.2 | N | 2012 |  |  | N | Electric Utility | 1 | X | DFO
Petroleum Liquids.DFO | petroleum | TRUE | 241 | Albertville Municipal Utilities Board | 7924 | Albertville | AL | Marshall | DG1 | Petroleum Liquids | IC |  | S | 0.9 | 0.9 | 0.3 | N | 2000 |  |  | N | Electric Utility | 1 | X | DFO
Petroleum Liquids.DFO | petroleum | TRUE | 241 | Albertville Municipal Utilities Board | 7924 | Albertville | AL | Marshall | DG2 | Petroleum Liquids | IC |  | S | 0.9 | 0.9 | 0.3 | N | 2000 |  |  | N | Electric Utility | 1 | X | DFO
Petroleum Liquids.DFO | petroleum | TRUE | 241 | Albertville Municipal Utilities Board | 7924 | Albertville | AL | Marshall | DG3 | Petroleum Liquids | IC |  | S | 0.9 | 0.9 | 0.3 | N | 2000 |  |  | N | Electric Utility | 1 | X | DFO
Petroleum Liquids.DFO | petroleum | TRUE | 241 | Albertville Municipal Utilities Board | 7924 | Albertville | AL | Marshall | DG4 | Petroleum Liquids | IC |  | S | 0.9 | 0.9 | 0.3 | N | 2000 |  |  | N | Electric Utility | 1 | X | DFO
Natural Gas Fired Combustion Turbine.NG | natural gas peaker | TRUE | 7570 | Great River Energy | 7925 | Lakefield Junction | MN | Martin | 1 | Natural Gas Fired Combustion Turbine | GT |  | S | 76.9 | 91.7 | 45 | N | 2001 |  |  | N | Electric Utility | 1 | X | NG | DFO
Natural Gas Fired Combustion Turbine.NG | natural gas peaker | TRUE | 7570 | Great River Energy | 7925 | Lakefield Junction | MN | Martin | 2 | Natural Gas Fired Combustion Turbine | GT |  | S | 76.7 | 91.7 | 45 | N | 2001 |  |  | N | Electric Utility | 1 | X | NG | DFO
Natural Gas Fired Combustion Turbine.NG | natural gas peaker | TRUE | 7570 | Great River Energy | 7925 | Lakefield Junction | MN | Martin | 3 | Natural Gas Fired Combustion Turbine | GT |  | S | 76.5 | 91.7 | 45 | N | 2001 |  |  | N | Electric Utility | 1 | X | NG | DFO
Natural Gas Fired Combustion Turbine.NG | natural gas peaker | TRUE | 7570 | Great River Energy | 7925 | Lakefield Junction | MN | Martin | 4 | Natural Gas Fired Combustion Turbine | GT |  | S | 76.8 | 91.7 | 45 | N | 2001 |  |  | N | Electric Utility | 1 | X | NG | DFO
Natural Gas Fired Combustion Turbine.NG | natural gas peaker | TRUE | 7570 | Great River Energy | 7925 | Lakefield Junction | MN | Martin | 5 | Natural Gas Fired Combustion Turbine | GT |  | S | 77.4 | 91.7 | 45 | N | 2001 |  |  | N | Electric Utility | 1 | X | NG | DFO
Natural Gas Fired Combustion Turbine.NG | natural gas peaker | TRUE | 7570 | Great River Energy | 7925 | Lakefield Junction | MN | Martin | 6 | Natural Gas Fired Combustion Turbine | GT |  | S | 76.5 | 91.7 | 45 | N | 2001 |  |  | N | Electric Utility | 1 | X | NG | DFO
Petroleum Liquids.DFO | petroleum | TRUE | 7570 | Great River Energy | 7925 | Lakefield Junction | MN | Martin | 7 | Petroleum Liquids | IC |  | S | 2 | 2 | 2 | N | 2002 |  |  | N | Electric Utility | 1 | X | DFO
Petroleum Liquids.DFO | petroleum | TRUE | 18204 | City of Strawberry Point | 7926 | South Strawberry | IA | Clayton | 1A | Petroleum Liquids | IC |  | S | 1.8 | 1.8 | 1.8 | N | 2002 |  |  | N | Electric Utility | 1 | X | DFO
Petroleum Liquids.DFO | petroleum | TRUE | 18204 | City of Strawberry Point | 7926 | South Strawberry | IA | Clayton | 2A | Petroleum Liquids | IC |  | S | 1.8 | 1.8 | 1.8 | N | 2002 |  |  | N | Electric Utility | 1 | X | DFO
Onshore Wind Turbine.WND | onshore wind | TRUE | 18642 | Tennessee Valley Authority | 7927 | Buffalo Mountain | TN | Anderson | 1 | Onshore Wind Turbine | WT |  | S | 0.7 | 0.7 | 0 | N | 2000 |  |  | N | Electric Utility | 1 | X | WND
Onshore Wind Turbine.WND | onshore wind | TRUE | 18642 | Tennessee Valley Authority | 7927 | Buffalo Mountain | TN | Anderson | 2 | Onshore Wind Turbine | WT |  | S | 0.7 | 0.7 | 0 | N | 2000 |  |  | N | Electric Utility | 1 | X | WND
Onshore Wind Turbine.WND | onshore wind | TRUE | 18642 | Tennessee Valley Authority | 7927 | Buffalo Mountain | TN | Anderson | 3 | Onshore Wind Turbine | WT |  | S | 0.7 | 0.7 | 0 | N | 2000 |  |  | N | Electric Utility | 1 | X | WND
Natural Gas Fired Combustion Turbine.NG | natural gas peaker | TRUE | 10000 | Evergy Metro | 7928 | Osawatomie | KS | Miami | 1 | Natural Gas Fired Combustion Turbine | GT |  | S | 76.6 | 76.6 | 50 | N | 2003 |  |  | N | Electric Utility | 1 | X | NG
Natural Gas Fired Combustion Turbine.NG | natural gas peaker | TRUE | 10000 | Evergy Metro | 7929 | West Gardner | KS | Johnson | 1 | Natural Gas Fired Combustion Turbine | GT |  | S | 77.9 | 77.9 | 30 | N | 2003 |  |  | N | Electric Utility | 1 | X | NG
Natural Gas Fired Combustion Turbine.NG | natural gas peaker | TRUE | 10000 | Evergy Metro | 7929 | West Gardner | KS | Johnson | 2 | Natural Gas Fired Combustion Turbine | GT |  | S | 79.2 | 79.2 | 30 | N | 2003 |  |  | N | Electric Utility | 1 | X | NG
Natural Gas Fired Combustion Turbine.NG | natural gas peaker | TRUE | 10000 | Evergy Metro | 7929 | West Gardner | KS | Johnson | 3 | Natural Gas Fired Combustion Turbine | GT |  | S | 78.5 | 78.5 | 30 | N | 2003 |  |  | N | Electric Utility | 1 | X | NG
Natural Gas Fired Combustion Turbine.NG | natural gas peaker | TRUE | 10000 | Evergy Metro | 7929 | West Gardner | KS | Johnson | 4 | Natural Gas Fired Combustion Turbine | GT |  | S | 79.2 | 79.2 | 30 | N | 2003 |  |  | N | Electric Utility | 1 | X | NG
Natural Gas Fired Combustion Turbine.NG | natural gas peaker | TRUE | 16440 | City of Russell - (KS) | 7930 | Russell Energy Center | KS | Russell | T-1 | Natural Gas Fired Combustion Turbine | GT |  | S | 6 | 7.9 | 4.7 | N | 2002 |  |  | Y | Electric Utility | 1 | T | NG
Natural Gas Fired Combustion Turbine.NG | natural gas peaker | TRUE | 16440 | City of Russell - (KS) | 7930 | Russell Energy Center | KS | Russell | T-2 | Natural Gas Fired Combustion Turbine | GT |  | S | 6 | 7.9 | 4.7 | N | 2002 |  |  | Y | Electric Utility | 1 | T | NG
Natural Gas Fired Combined Cycle.NG | natural gas combined cycle | TRUE | 20169 | Avista Corp | 7931 | Coyote Springs II | OR | Morrow | 1 | Natural Gas Fired Combined Cycle | CT | U2CT | S | 173 | 207 | 65 | N | 2003 |  |  | N | Electric Utility | 1 | X | NG
Natural Gas Fired Combined Cycle.NG | natural gas combined cycle | TRUE | 20169 | Avista Corp | 7931 | Coyote Springs II | OR | Morrow | 2 | Natural Gas Fired Combined Cycle | CA | U2CT | S | 117 | 117 | 57 | N | 2003 |  |  | N | Electric Utility | 1 | X | NG
Natural Gas Fired Combustion Turbine.NG | natural gas peaker | TRUE | 20910 | Wolverine Power Supply Coop | 7932 | Gaylord - Wolverine | MI | Otsego | 1 | Natural Gas Fired Combustion Turbine | GT |  | S | 20.2 | 27.1 | 11.7 | N | 2001 |  |  | N | Electric Utility | 1 | X | NG
Natural Gas Fired Combustion Turbine.NG | natural gas peaker | TRUE | 20910 | Wolverine Power Supply Coop | 7932 | Gaylord - Wolverine | MI | Otsego | 2 | Natural Gas Fired Combustion Turbine | GT |  | S | 20.2 | 27.1 | 11.7 | N | 2001 |  |  | N | Electric Utility | 1 | X | NG
Natural Gas Fired Combustion Turbine.NG | natural gas peaker | TRUE | 20910 | Wolverine Power Supply Coop | 7932 | Gaylord - Wolverine | MI | Otsego | 3 | Natural Gas Fired Combustion Turbine | GT |  | S | 20.2 | 27.1 | 11.7 | N | 2001 |  |  | N | Electric Utility | 1 | X | NG
Petroleum Liquids.DFO | petroleum | TRUE | 16198 | City of Rock Falls - (IL) | 7934 | Industrial Park | IL | Whiteside | 3 | Petroleum Liquids | IC |  | S | 1.8 | 1.8 | 0.5 | N | 2001 |  |  | N | Electric Utility | 1 | X | DFO
Petroleum Liquids.DFO | petroleum | TRUE | 16198 | City of Rock Falls - (IL) | 7934 | Industrial Park | IL | Whiteside | 4 | Petroleum Liquids | IC |  | S | 1.8 | 1.8 | 0.5 | N | 2001 |  |  | N | Electric Utility | 1 | X | DFO
Petroleum Liquids.DFO | petroleum | TRUE | 16198 | City of Rock Falls - (IL) | 7934 | Industrial Park | IL | Whiteside | 5 | Petroleum Liquids | IC |  | S | 1.8 | 1.8 | 0.5 | N | 2001 |  |  | N | Electric Utility | 1 | X | DFO
Petroleum Liquids.DFO | petroleum | TRUE | 16198 | City of Rock Falls - (IL) | 7934 | Industrial Park | IL | Whiteside | 6 | Petroleum Liquids | IC |  | S | 1.8 | 1.8 | 0.5 | N | 2002 |  |  | N | Electric Utility | 1 | X | DFO
Petroleum Liquids.DFO | petroleum | TRUE | 16198 | City of Rock Falls - (IL) | 7934 | Industrial Park | IL | Whiteside | 7 | Petroleum Liquids | IC |  | S | 1.8 | 1.8 | 0.5 | N | 2002 |  |  | N | Electric Utility | 1 | X | DFO
Petroleum Liquids.DFO | petroleum | TRUE | 16198 | City of Rock Falls - (IL) | 7934 | Industrial Park | IL | Whiteside | 8 | Petroleum Liquids | IC |  | S | 2.2 | 2.2 | 0.5 | N | 2011 |  |  | N | Electric Utility | 1 | X | DFO
Petroleum Liquids.DFO | petroleum | TRUE | 16198 | City of Rock Falls - (IL) | 7934 | Industrial Park | IL | Whiteside | 9 | Petroleum Liquids | IC |  | S | 2.2 | 2.2 | 0.5 | N | 2011 |  |  | N | Electric Utility | 1 | X | DFO
Petroleum Liquids.DFO | petroleum | TRUE | 19150 | Trenton Municipal Utilities - (MO) | 7935 | Trenton South | MO | Grundy | 1 | Petroleum Liquids | IC |  | S | 1.8 | 1.8 | 0.7 | N | 2000 |  |  | N | Electric Utility | 1 | X | DFO
Petroleum Liquids.DFO | petroleum | TRUE | 19150 | Trenton Municipal Utilities - (MO) | 7935 | Trenton South | MO | Grundy | 2 | Petroleum Liquids | IC |  | S | 1.8 | 1.8 | 0.7 | N | 2000 |  |  | N | Electric Utility | 1 | X | DFO
Petroleum Liquids.DFO | petroleum | TRUE | 19150 | Trenton Municipal Utilities - (MO) | 7935 | Trenton South | MO | Grundy | 3 | Petroleum Liquids | IC |  | S | 1.8 | 1.8 | 0.7 | N | 2000 |  |  | N | Electric Utility | 1 | X | DFO
Petroleum Liquids.DFO | petroleum | TRUE | 19150 | Trenton Municipal Utilities - (MO) | 7935 | Trenton South | MO | Grundy | 4 | Petroleum Liquids | IC |  | S | 1.8 | 1.8 | 0.7 | N | 2000 |  |  | N | Electric Utility | 1 | X | DFO
Petroleum Liquids.DFO | petroleum | TRUE | 19150 | Trenton Municipal Utilities - (MO) | 7935 | Trenton South | MO | Grundy | 5 | Petroleum Liquids | IC |  | S | 2 | 2 | 0.7 | N | 2004 |  |  | N | Electric Utility | 1 | X | DFO
Petroleum Liquids.DFO | petroleum | TRUE | 19150 | Trenton Municipal Utilities - (MO) | 7935 | Trenton South | MO | Grundy | 6 | Petroleum Liquids | IC |  | S | 2 | 2 | 0.7 | N | 2004 |  |  | N | Electric Utility | 1 | X | DFO
Petroleum Liquids.DFO | petroleum | TRUE | 19150 | Trenton Municipal Utilities - (MO) | 7935 | Trenton South | MO | Grundy | 7 | Petroleum Liquids | IC |  | S | 2 | 2 | 0.7 | N | 2004 |  |  | N | Electric Utility | 1 | X | DFO
Onshore Wind Turbine.WND | onshore wind | TRUE | 20160 | Energy Northwest | 7936 | Nine Canyon | WA | Benton | 1 | Onshore Wind Turbine | WT |  | S | 95 | 95 | 0 | N | 2002 |  |  | N | Electric Utility | 1 | X | WND
Petroleum Liquids.DFO | petroleum | TRUE | 40229 | Old Dominion Electric Coop | 7940 | Ponton Diesel Generating Facility | VA | Amelia | 1 | Petroleum Liquids | IC |  | S | 2 | 2 | 0.2 | N | 2002 |  |  | N | Electric Utility | 1 | X | DFO
Petroleum Liquids.DFO | petroleum | TRUE | 40229 | Old Dominion Electric Coop | 7940 | Ponton Diesel Generating Facility | VA | Amelia | 2 | Petroleum Liquids | IC |  | S | 2 | 2 | 0.2 | N | 2002 |  |  | N | Electric Utility | 1 | X | DFO
Petroleum Liquids.DFO | petroleum | TRUE | 40229 | Old Dominion Electric Coop | 7941 | Nottoway Diesel Generating Facility | VA | Southampton | 1 | Petroleum Liquids | IC |  | S | 2 | 2 | 0.2 | N | 2002 |  |  | N | Electric Utility | 1 | X | DFO
Petroleum Liquids.DFO | petroleum | TRUE | 40229 | Old Dominion Electric Coop | 7941 | Nottoway Diesel Generating Facility | VA | Southampton | 2 | Petroleum Liquids | IC |  | S | 2 | 2 | 0.2 | N | 2002 |  |  | N | Electric Utility | 1 | X | DFO
Conventional Hydroelectric.WAT | hydro | TRUE | 12397 | Metropolitan Water District of S CA | 7942 | Diamond Valley Lake | CA | Riverside | 10 | Conventional Hydroelectric | HY |  | S | 3.3 | 3.3 | 2 | N | 2001 |  |  | N | Electric Utility | 1 | X | WAT
Conventional Hydroelectric.WAT | hydro | TRUE | 12397 | Metropolitan Water District of S CA | 7942 | Diamond Valley Lake | CA | Riverside | 11 | Conventional Hydroelectric | HY |  | S | 3.3 | 3.3 | 2 | N | 2001 |  |  | N | Electric Utility | 1 | X | WAT
Conventional Hydroelectric.WAT | hydro | TRUE | 12397 | Metropolitan Water District of S CA | 7942 | Diamond Valley Lake | CA | Riverside | 12 | Conventional Hydroelectric | HY |  | S | 3.3 | 3.3 | 2 | N | 2001 |  |  | N | Electric Utility | 1 | X | WAT
Conventional Hydroelectric.WAT | hydro | TRUE | 12397 | Metropolitan Water District of S CA | 7942 | Diamond Valley Lake | CA | Riverside | 2 | Conventional Hydroelectric | HY |  | S | 3.3 | 3.3 | 2 | N | 2001 |  |  | N | Electric Utility | 1 | X | WAT
Conventional Hydroelectric.WAT | hydro | TRUE | 12397 | Metropolitan Water District of S CA | 7942 | Diamond Valley Lake | CA | Riverside | 3 | Conventional Hydroelectric | HY |  | S | 3.3 | 3.3 | 2 | N | 2001 |  |  | N | Electric Utility | 1 | X | WAT
Conventional Hydroelectric.WAT | hydro | TRUE | 12397 | Metropolitan Water District of S CA | 7942 | Diamond Valley Lake | CA | Riverside | 4 | Conventional Hydroelectric | HY |  | S | 3.3 | 3.3 | 2 | N | 2001 |  |  | N | Electric Utility | 1 | X | WAT
Conventional Hydroelectric.WAT | hydro | TRUE | 12397 | Metropolitan Water District of S CA | 7942 | Diamond Valley Lake | CA | Riverside | 6 | Conventional Hydroelectric | HY |  | S | 3.3 | 3.3 | 2 | N | 2001 |  |  | N | Electric Utility | 1 | X | WAT
Conventional Hydroelectric.WAT | hydro | TRUE | 12397 | Metropolitan Water District of S CA | 7942 | Diamond Valley Lake | CA | Riverside | 7 | Conventional Hydroelectric | HY |  | S | 3.3 | 3.3 | 2 | N | 2001 |  |  | N | Electric Utility | 1 | X | WAT
Conventional Hydroelectric.WAT | hydro | TRUE | 12397 | Metropolitan Water District of S CA | 7942 | Diamond Valley Lake | CA | Riverside | 8 | Conventional Hydroelectric | HY |  | S | 3.3 | 3.3 | 2 | N | 2001 |  |  | N | Electric Utility | 1 | X | WAT
Natural Gas Fired Combined Cycle.NG | natural gas combined cycle | TRUE | 13100 | Municipal Electric Authority | 7946 | Wansley Unit 9 | GA | Heard | CT1 | Natural Gas Fired Combined Cycle | CT | CC1 | S | 136.9 | 165.6 | 110 | N | 2004 |  |  | N | Electric Utility | 1 | X | NG
Natural Gas Fired Combined Cycle.NG | natural gas combined cycle | TRUE | 13100 | Municipal Electric Authority | 7946 | Wansley Unit 9 | GA | Heard | CT2 | Natural Gas Fired Combined Cycle | CT | CC1 | S | 135 | 164.9 | 110 | N | 2004 |  |  | N | Electric Utility | 1 | X | NG
Natural Gas Fired Combined Cycle.NG | natural gas combined cycle | TRUE | 13100 | Municipal Electric Authority | 7946 | Wansley Unit 9 | GA | Heard | ST1 | Natural Gas Fired Combined Cycle | CA | CC1 | S | 196.7 | 207.4 | 65 | N | 2004 |  |  | N | Electric Utility | 1 | X | NG
Natural Gas Fired Combustion Turbine.NG | natural gas peaker | TRUE | 14232 | Otter Tail Power Co | 7947 | Solway CT | MN | Beltrami | 1 | Natural Gas Fired Combustion Turbine | GT |  | S | 42.3 | 50 | 15 | N | 2003 |  |  | N | Electric Utility | 1 | X | NG | DFO
Petroleum Liquids.DFO | petroleum | TRUE | 14232 | Otter Tail Power Co | 7947 | Solway CT | MN | Beltrami | D1 | Petroleum Liquids | IC |  | S | 1.3 | 1.3 | 0.1 | N | 2005 |  |  | N | Electric Utility | 1 | X | DFO
Natural Gas Fired Combustion Turbine.NG | natural gas peaker | TRUE | 9267 | Hoosier Energy R E C, Inc | 7948 | Lawrence County Station | IN | Lawrence | 1 | Natural Gas Fired Combustion Turbine | GT |  | S | 44.8 | 48.3 | 20 | N | 2005 |  |  | N | Electric Utility | 1 | X | NG
Natural Gas Fired Combustion Turbine.NG | natural gas peaker | TRUE | 9267 | Hoosier Energy R E C, Inc | 7948 | Lawrence County Station | IN | Lawrence | 2 | Natural Gas Fired Combustion Turbine | GT |  | S | 44.8 | 48.3 | 20 | N | 2005 |  |  | N | Electric Utility | 1 | X | NG
Natural Gas Fired Combustion Turbine.NG | natural gas peaker | TRUE | 9267 | Hoosier Energy R E C, Inc | 7948 | Lawrence County Station | IN | Lawrence | 3 | Natural Gas Fired Combustion Turbine | GT |  | S | 42 | 46.5 | 20 | N | 2005 |  |  | N | Electric Utility | 1 | X | NG
Natural Gas Fired Combustion Turbine.NG | natural gas peaker | TRUE | 9267 | Hoosier Energy R E C, Inc | 7948 | Lawrence County Station | IN | Lawrence | 4 | Natural Gas Fired Combustion Turbine | GT |  | S | 44.8 | 48.3 | 20 | N | 2005 |  |  | N | Electric Utility | 1 | X | NG
Natural Gas Fired Combustion Turbine.NG | natural gas peaker | TRUE | 9267 | Hoosier Energy R E C, Inc | 7948 | Lawrence County Station | IN | Lawrence | 5 | Natural Gas Fired Combustion Turbine | GT |  | W | 44.3 | 47.8 | 20 | N | 2005 |  |  | N | Electric Utility | 1 | X | NG
Natural Gas Fired Combustion Turbine.NG | natural gas peaker | TRUE | 9267 | Hoosier Energy R E C, Inc | 7948 | Lawrence County Station | IN | Lawrence | 6 | Natural Gas Fired Combustion Turbine | GT |  | W | 43.4 | 46.9 | 20 | N | 2005 |  |  | N | Electric Utility | 1 | X | NG
Natural Gas Fired Combustion Turbine.NG | natural gas peaker | TRUE | 9191 | Idaho Power Co | 7953 | Evander Andrews Power Complex | ID | Elmore | 1 | Natural Gas Fired Combustion Turbine | GT |  | S | 202.5 | 225 | 125.3 | N | 2008 |  |  | N | Electric Utility | 1 | X | NG
Natural Gas Fired Combustion Turbine.NG | natural gas peaker | TRUE | 9191 | Idaho Power Co | 7953 | Evander Andrews Power Complex | ID | Elmore | 2 | Natural Gas Fired Combustion Turbine | GT |  | S | 42.1 | 48.8 | 31 | N | 2001 |  |  | N | Electric Utility | 1 | X | NG
Natural Gas Fired Combustion Turbine.NG | natural gas peaker | TRUE | 9191 | Idaho Power Co | 7953 | Evander Andrews Power Complex | ID | Elmore | 3 | Natural Gas Fired Combustion Turbine | GT |  | S | 42.9 | 49.2 | 29.3 | N | 2001 |  |  | N | Electric Utility | 1 | X | NG
Petroleum Liquids.DFO | petroleum | TRUE | 56152 | New Smyrna Beach Utilities Commission | 7954 | Field Street | FL | Volusia | 1 | Petroleum Liquids | GT |  | S | 22 | 24 | 12 | N | 2001 |  |  | N | Electric Utility | 1 | X | DFO
Petroleum Liquids.DFO | petroleum | TRUE | 56152 | New Smyrna Beach Utilities Commission | 7954 | Field Street | FL | Volusia | 2 | Petroleum Liquids | GT |  | S | 22 | 24 | 12 | N | 2001 |  |  | N | Electric Utility | 1 | X | DFO
Landfill Gas.LFG | natural gas peaker | TRUE | 14127 | Omaha Public Power District | 7955 | Elk City Station | NE | Douglas | 1 | Landfill Gas | IC |  | S | 0.8 | 0.8 | 0.8 | N | 2002 |  |  | N | Electric Utility | 1 | X | LFG
Landfill Gas.LFG | natural gas peaker | TRUE | 14127 | Omaha Public Power District | 7955 | Elk City Station | NE | Douglas | 2 | Landfill Gas | IC |  | S | 0.8 | 0.8 | 0.8 | N | 2002 |  |  | N | Electric Utility | 1 | X | LFG
Landfill Gas.LFG | natural gas peaker | TRUE | 14127 | Omaha Public Power District | 7955 | Elk City Station | NE | Douglas | 3 | Landfill Gas | IC |  | S | 0.8 | 0.8 | 0.8 | N | 2002 |  |  | N | Electric Utility | 1 | X | LFG
Landfill Gas.LFG | natural gas peaker | TRUE | 14127 | Omaha Public Power District | 7955 | Elk City Station | NE | Douglas | 4 | Landfill Gas | IC |  | S | 0.8 | 0.8 | 0.8 | N | 2002 |  |  | N | Electric Utility | 1 | X | LFG
Landfill Gas.LFG | natural gas peaker | TRUE | 14127 | Omaha Public Power District | 7955 | Elk City Station | NE | Douglas | 5 | Landfill Gas | IC |  | S | 0.8 | 0.8 | 0.8 | N | 2006 |  |  | N | Electric Utility | 1 | X | LFG
Landfill Gas.LFG | natural gas peaker | TRUE | 14127 | Omaha Public Power District | 7955 | Elk City Station | NE | Douglas | 6 | Landfill Gas | IC |  | S | 0.7 | 0.7 | 0.7 | N | 2006 |  |  | N | Electric Utility | 1 | X | LFG
Landfill Gas.LFG | natural gas peaker | TRUE | 14127 | Omaha Public Power District | 7955 | Elk City Station | NE | Douglas | 7 | Landfill Gas | IC |  | S | 0.7 | 0.7 | 0.7 | N | 2006 |  |  | N | Electric Utility | 1 | X | LFG
Landfill Gas.LFG | natural gas peaker | TRUE | 14127 | Omaha Public Power District | 7955 | Elk City Station | NE | Douglas | 8 | Landfill Gas | IC |  | S | 0.8 | 0.8 | 0.8 | N | 2009 |  |  | N | Electric Utility | 1 | X | LFG
Petroleum Liquids.DFO | petroleum | TRUE | 59159 | Central Electric Power | 7957 | Sediver | SC | York | 1 | Petroleum Liquids | IC |  | S | 2.4 | 2.4 | 2 | N | 2003 |  |  | N | Electric Utility | 1 | X | DFO
Landfill Gas.LFG | natural gas peaker | TRUE | 17543 | South Carolina Public Service Authority | 7958 | Horry Land Fill Gas Site | SC | Horry | HG1 | Landfill Gas | IC |  | S | 1.1 | 1.1 | 0.5 | N | 2001 |  |  | N | Electric Utility | 1 | X | LFG
Landfill Gas.LFG | natural gas peaker | TRUE | 17543 | South Carolina Public Service Authority | 7958 | Horry Land Fill Gas Site | SC | Horry | HG2 | Landfill Gas | IC |  | S | 1.1 | 1.1 | 0.5 | N | 2001 |  |  | N | Electric Utility | 1 | X | LFG
Landfill Gas.LFG | natural gas peaker | TRUE | 17543 | South Carolina Public Service Authority | 7958 | Horry Land Fill Gas Site | SC | Horry | HG3 | Landfill Gas | IC |  | S | 1.1 | 1.1 | 0.5 | N | 2003 |  |  | N | Electric Utility | 1 | X | LFG
Natural Gas Fired Combustion Turbine.NG | natural gas peaker | TRUE | 18642 | Tennessee Valley Authority | 7960 | Kemper County | MS | Kemper | GT1 | Natural Gas Fired Combustion Turbine | GT |  | S | 73.3 | 93.6 | 60 | N | 2002 |  |  | N | Electric Utility | 1 | X | NG | DFO
Natural Gas Fired Combustion Turbine.NG | natural gas peaker | TRUE | 18642 | Tennessee Valley Authority | 7960 | Kemper County | MS | Kemper | GT2 | Natural Gas Fired Combustion Turbine | GT |  | S | 73.3 | 93.6 | 60 | N | 2002 |  |  | N | Electric Utility | 1 | X | NG | DFO
Natural Gas Fired Combustion Turbine.NG | natural gas peaker | TRUE | 18642 | Tennessee Valley Authority | 7960 | Kemper County | MS | Kemper | GT3 | Natural Gas Fired Combustion Turbine | GT |  | S | 73.3 | 93.6 | 60 | N | 2002 |  |  | N | Electric Utility | 1 | X | NG | DFO
Natural Gas Fired Combustion Turbine.NG | natural gas peaker | TRUE | 18642 | Tennessee Valley Authority | 7960 | Kemper County | MS | Kemper | GT4 | Natural Gas Fired Combustion Turbine | GT |  | S | 73.3 | 93.6 | 60 | N | 2002 |  |  | N | Electric Utility | 1 | X | NG | DFO
Natural Gas Fired Combustion Turbine.NG | natural gas peaker | TRUE | 5084 | Delaware Municipal Electric Corp | 7962 | Warren F Sam Beasley Generation Station | DE | Kent | 001 | Natural Gas Fired Combustion Turbine | GT |  | S | 48 | 48 | 2 | N | 2002 |  |  | N | Electric Utility | 1 | X | NG | DFO
Natural Gas Fired Combustion Turbine.NG | natural gas peaker | TRUE | 5084 | Delaware Municipal Electric Corp | 7962 | Warren F Sam Beasley Generation Station | DE | Kent | 002 | Natural Gas Fired Combustion Turbine | GT |  | S | 50 | 50 | 2 | N | 2012 |  |  | N | Electric Utility | 1 | X | NG | DFO
Natural Gas Fired Combustion Turbine.NG | natural gas peaker | TRUE | 19436 | Union Electric Co - (MO) | 7964 | Peno Creek | MO | Pike | GT1 | Natural Gas Fired Combustion Turbine | GT |  | S | 43 | 53 | 38 | N | 2002 |  |  | N | Electric Utility | 1 | X | NG | DFO
Natural Gas Fired Combustion Turbine.NG | natural gas peaker | TRUE | 19436 | Union Electric Co - (MO) | 7964 | Peno Creek | MO | Pike | GT2 | Natural Gas Fired Combustion Turbine | GT |  | S | 43 | 53 | 38 | N | 2002 |  |  | N | Electric Utility | 1 | X | NG | DFO
Natural Gas Fired Combustion Turbine.NG | natural gas peaker | TRUE | 19436 | Union Electric Co - (MO) | 7964 | Peno Creek | MO | Pike | GT3 | Natural Gas Fired Combustion Turbine | GT |  | S | 43 | 53 | 38 | N | 2002 |  |  | N | Electric Utility | 1 | X | NG | DFO
Natural Gas Fired Combustion Turbine.NG | natural gas peaker | TRUE | 19436 | Union Electric Co - (MO) | 7964 | Peno Creek | MO | Pike | GT4 | Natural Gas Fired Combustion Turbine | GT |  | S | 43 | 53 | 38 | N | 2002 |  |  | N | Electric Utility | 1 | X | NG | DFO
Onshore Wind Turbine.WND | onshore wind | TRUE | 11018 | Lincoln Electric System | 7965 | Salt Valley Wind Plant | NE | Lancaster | G1 | Onshore Wind Turbine | WT |  | S | 0.7 | 0.7 | 0.1 | N | 1998 |  |  | N | Electric Utility | 1 | X | WND
Onshore Wind Turbine.WND | onshore wind | TRUE | 11018 | Lincoln Electric System | 7965 | Salt Valley Wind Plant | NE | Lancaster | G2 | Onshore Wind Turbine | WT |  | S | 0.7 | 0.7 | 0.1 | N | 1999 |  |  | N | Electric Utility | 1 | X | WND
Onshore Wind Turbine.WND | onshore wind | TRUE | 309 | City of Algona - (IA) | 7966 | Iowa Distributed Wind Generation Project | IA | Kossuth | IDWG | Onshore Wind Turbine | WT |  | S | 2.3 | 2.3 | 0.1 | N | 2000 |  |  | N | Electric Utility | 1 | X | WND
Natural Gas Fired Combustion Turbine.NG | natural gas peaker | TRUE | 15473 | Public Service Co of NM | 7967 | Lordsburg Generating | NM | Hidalgo | GT1 | Natural Gas Fired Combustion Turbine | GT |  | S | 41.3 | 42.7 | 10 | N | 2002 |  |  | N | Electric Utility | 1 | X | NG
Natural Gas Fired Combustion Turbine.NG | natural gas peaker | TRUE | 15473 | Public Service Co of NM | 7967 | Lordsburg Generating | NM | Hidalgo | GT2 | Natural Gas Fired Combustion Turbine | GT |  | S | 41.3 | 42.7 | 10 | N | 2002 |  |  | N | Electric Utility | 1 | X | NG
Petroleum Liquids.DFO | petroleum | TRUE | 14645 | City of Pella - (IA) | 7971 | Pella Peaking | IA | Marion | 10 | Petroleum Liquids | IC |  | S | 1.8 | 1.8 | 1 | N | 2003 |  |  | N | Electric Utility | 1 | X | DFO
Petroleum Liquids.DFO | petroleum | TRUE | 14645 | City of Pella - (IA) | 7971 | Pella Peaking | IA | Marion | 11 | Petroleum Liquids | IC |  | S | 1.8 | 1.8 | 1 | N | 2003 |  |  | N | Electric Utility | 1 | X | DFO
Petroleum Liquids.DFO | petroleum | TRUE | 14645 | City of Pella - (IA) | 7971 | Pella Peaking | IA | Marion | 12 | Petroleum Liquids | IC |  | S | 1.8 | 1.8 | 1 | N | 2003 |  |  | N | Electric Utility | 1 | X | DFO
Petroleum Liquids.DFO | petroleum | TRUE | 14645 | City of Pella - (IA) | 7971 | Pella Peaking | IA | Marion | 13 | Petroleum Liquids | IC |  | S | 1.8 | 1.8 | 1 | N | 2003 |  |  | N | Electric Utility | 1 | X | DFO
Petroleum Liquids.DFO | petroleum | TRUE | 14645 | City of Pella - (IA) | 7971 | Pella Peaking | IA | Marion | 14 | Petroleum Liquids | IC |  | S | 1.8 | 1.8 | 1 | N | 2003 |  |  | N | Electric Utility | 1 | X | DFO
Petroleum Liquids.DFO | petroleum | TRUE | 14645 | City of Pella - (IA) | 7971 | Pella Peaking | IA | Marion | 15 | Petroleum Liquids | IC |  | S | 1.8 | 1.8 | 1 | N | 2003 |  |  | N | Electric Utility | 1 | X | DFO
Petroleum Liquids.DFO | petroleum | TRUE | 14645 | City of Pella - (IA) | 7971 | Pella Peaking | IA | Marion | 16 | Petroleum Liquids | IC |  | S | 1.8 | 1.8 | 1 | N | 2003 |  |  | N | Electric Utility | 1 | X | DFO
Petroleum Liquids.DFO | petroleum | TRUE | 14645 | City of Pella - (IA) | 7971 | Pella Peaking | IA | Marion | 3 | Petroleum Liquids | IC |  | S | 1.8 | 1.8 | 1 | N | 2003 |  |  | N | Electric Utility | 1 | X | DFO
Petroleum Liquids.DFO | petroleum | TRUE | 14645 | City of Pella - (IA) | 7971 | Pella Peaking | IA | Marion | 4 | Petroleum Liquids | IC |  | S | 1.8 | 1.8 | 1 | N | 2003 |  |  | N | Electric Utility | 1 | X | DFO
Petroleum Liquids.DFO | petroleum | TRUE | 14645 | City of Pella - (IA) | 7971 | Pella Peaking | IA | Marion | 5 | Petroleum Liquids | IC |  | S | 1.8 | 1.8 | 1 | N | 2003 |  |  | N | Electric Utility | 1 | X | DFO
Petroleum Liquids.DFO | petroleum | TRUE | 14645 | City of Pella - (IA) | 7971 | Pella Peaking | IA | Marion | 6 | Petroleum Liquids | IC |  | S | 1.8 | 1.8 | 1 | N | 2003 |  |  | N | Electric Utility | 1 | X | DFO
Petroleum Liquids.DFO | petroleum | TRUE | 14645 | City of Pella - (IA) | 7971 | Pella Peaking | IA | Marion | 7 | Petroleum Liquids | IC |  | S | 1.8 | 1.8 | 1 | N | 2003 |  |  | N | Electric Utility | 1 | X | DFO
Petroleum Liquids.DFO | petroleum | TRUE | 14645 | City of Pella - (IA) | 7971 | Pella Peaking | IA | Marion | 8 | Petroleum Liquids | IC |  | S | 1.8 | 1.8 | 1 | N | 2003 |  |  | N | Electric Utility | 1 | X | DFO
Petroleum Liquids.DFO | petroleum | TRUE | 14645 | City of Pella - (IA) | 7971 | Pella Peaking | IA | Marion | 9 | Petroleum Liquids | IC |  | S | 1.8 | 1.8 | 1 | N | 2003 |  |  | N | Electric Utility | 1 | X | DFO
Natural Gas Fired Combustion Turbine.NG | natural gas peaker | TRUE | 20910 | Wolverine Power Supply Coop | 7972 | Sumpter | MI | Wayne | 1 | Natural Gas Fired Combustion Turbine | GT |  | S | 77 | 93.9 | 45 | N | 2002 |  |  | N | Electric Utility | 1 | X | NG
Natural Gas Fired Combustion Turbine.NG | natural gas peaker | TRUE | 20910 | Wolverine Power Supply Coop | 7972 | Sumpter | MI | Wayne | 2 | Natural Gas Fired Combustion Turbine | GT |  | S | 77.5 | 94.2 | 45 | N | 2002 |  |  | N | Electric Utility | 1 | X | NG
Natural Gas Fired Combustion Turbine.NG | natural gas peaker | TRUE | 20910 | Wolverine Power Supply Coop | 7972 | Sumpter | MI | Wayne | 3 | Natural Gas Fired Combustion Turbine | GT |  | S | 76.6 | 93.1 | 45 | N | 2002 |  |  | N | Electric Utility | 1 | X | NG
Natural Gas Fired Combustion Turbine.NG | natural gas peaker | TRUE | 20910 | Wolverine Power Supply Coop | 7972 | Sumpter | MI | Wayne | 4 | Natural Gas Fired Combustion Turbine | GT |  | S | 77.3 | 93.8 | 45 | N | 2002 |  |  | N | Electric Utility | 1 | X | NG
Petroleum Liquids.DFO | petroleum | TRUE | 9961 | Kansas Electric Power Coop Inc | 7973 | Sharpe | KS | Coffey | 1 | Petroleum Liquids | IC |  | S | 2 | 2 | 0.3 | N | 2002 |  |  | N | Electric Utility | 1 | X | DFO
Petroleum Liquids.DFO | petroleum | TRUE | 9961 | Kansas Electric Power Coop Inc | 7973 | Sharpe | KS | Coffey | 10 | Petroleum Liquids | IC |  | S | 2 | 2 | 0.3 | N | 2002 |  |  | N | Electric Utility | 1 | X | DFO
Petroleum Liquids.DFO | petroleum | TRUE | 9961 | Kansas Electric Power Coop Inc | 7973 | Sharpe | KS | Coffey | 2 | Petroleum Liquids | IC |  | S | 2 | 2 | 0.3 | N | 2002 |  |  | N | Electric Utility | 1 | X | DFO
Petroleum Liquids.DFO | petroleum | TRUE | 9961 | Kansas Electric Power Coop Inc | 7973 | Sharpe | KS | Coffey | 3 | Petroleum Liquids | IC |  | S | 2 | 2 | 0.3 | N | 2002 |  |  | N | Electric Utility | 1 | X | DFO
Petroleum Liquids.DFO | petroleum | TRUE | 9961 | Kansas Electric Power Coop Inc | 7973 | Sharpe | KS | Coffey | 4 | Petroleum Liquids | IC |  | S | 2 | 2 | 0.3 | N | 2002 |  |  | N | Electric Utility | 1 | X | DFO
Petroleum Liquids.DFO | petroleum | TRUE | 9961 | Kansas Electric Power Coop Inc | 7973 | Sharpe | KS | Coffey | 5 | Petroleum Liquids | IC |  | S | 2 | 2 | 0.3 | N | 2002 |  |  | N | Electric Utility | 1 | X | DFO
Petroleum Liquids.DFO | petroleum | TRUE | 9961 | Kansas Electric Power Coop Inc | 7973 | Sharpe | KS | Coffey | 6 | Petroleum Liquids | IC |  | S | 2 | 2 | 0.3 | N | 2002 |  |  | N | Electric Utility | 1 | X | DFO
Petroleum Liquids.DFO | petroleum | TRUE | 9961 | Kansas Electric Power Coop Inc | 7973 | Sharpe | KS | Coffey | 7 | Petroleum Liquids | IC |  | S | 2 | 2 | 0.3 | N | 2002 |  |  | N | Electric Utility | 1 | X | DFO
Petroleum Liquids.DFO | petroleum | TRUE | 9961 | Kansas Electric Power Coop Inc | 7973 | Sharpe | KS | Coffey | 8 | Petroleum Liquids | IC |  | S | 2 | 2 | 0.3 | N | 2002 |  |  | N | Electric Utility | 1 | X | DFO
Petroleum Liquids.DFO | petroleum | TRUE | 9961 | Kansas Electric Power Coop Inc | 7973 | Sharpe | KS | Coffey | 9 | Petroleum Liquids | IC |  | S | 2 | 2 | 0.3 | N | 2002 |  |  | N | Electric Utility | 1 | X | DFO
Natural Gas Fired Combustion Turbine.NG | natural gas peaker | TRUE | 30151 | Tri-State G & T Assn, Inc | 7975 | Pyramid | NM | Hidalgo | 1 | Natural Gas Fired Combustion Turbine | GT |  | S | 39.5 | 45.6 | 25 | N | 2003 |  |  | N | Electric Utility | 1 | X | NG | DFO
Natural Gas Fired Combustion Turbine.NG | natural gas peaker | TRUE | 30151 | Tri-State G & T Assn, Inc | 7975 | Pyramid | NM | Hidalgo | 2 | Natural Gas Fired Combustion Turbine | GT |  | S | 39.5 | 45.6 | 25 | N | 2003 |  |  | N | Electric Utility | 1 | X | NG | DFO
Natural Gas Fired Combustion Turbine.NG | natural gas peaker | TRUE | 30151 | Tri-State G & T Assn, Inc | 7975 | Pyramid | NM | Hidalgo | 3 | Natural Gas Fired Combustion Turbine | GT |  | S | 39.5 | 45.6 | 25 | N | 2003 |  |  | N | Electric Utility | 1 | X | NG | DFO
Natural Gas Fired Combustion Turbine.NG | natural gas peaker | TRUE | 30151 | Tri-State G & T Assn, Inc | 7975 | Pyramid | NM | Hidalgo | 4 | Natural Gas Fired Combustion Turbine | GT |  | S | 39.5 | 45.6 | 25 | N | 2003 |  |  | N | Electric Utility | 1 | X | NG | DFO
Petroleum Liquids.DFO | petroleum | TRUE | 13095 | City of Mulvane - (KS) | 7976 | Mulvane 2 | KS | Sedgwick | 10 | Petroleum Liquids | IC |  | S | 3.8 | 3.8 | 1.5 | N | 2003 |  |  | N | Electric Utility | 1 | X | DFO
Petroleum Liquids.DFO | petroleum | TRUE | 13095 | City of Mulvane - (KS) | 7976 | Mulvane 2 | KS | Sedgwick | 11 | Petroleum Liquids | IC |  | S | 3.8 | 3.8 | 1.5 | N | 2003 |  |  | N | Electric Utility | 1 | X | DFO
Petroleum Liquids.DFO | petroleum | TRUE | 13095 | City of Mulvane - (KS) | 7976 | Mulvane 2 | KS | Sedgwick | 9 | Petroleum Liquids | IC |  | S | 1 | 1 | 0.4 | N | 2003 |  |  | N | Electric Utility | 1 | X | DFO
Petroleum Liquids.DFO | petroleum | TRUE | 7494 | City of Granite Falls - (MN) | 7977 | Granite Falls 2 | MN | Yellow Medicine | 1 | Petroleum Liquids | IC |  | S | 2 | 2 | 2 |  | 2003 |  |  | N | Electric Utility | 1 | X | DFO
Petroleum Liquids.DFO | petroleum | TRUE | 7494 | City of Granite Falls - (MN) | 7977 | Granite Falls 2 | MN | Yellow Medicine | 2 | Petroleum Liquids | IC |  | S | 2 | 2 | 2 |  | 2003 |  |  | N | Electric Utility | 1 | X | DFO
Petroleum Liquids.DFO | petroleum | TRUE | 7494 | City of Granite Falls - (MN) | 7977 | Granite Falls 2 | MN | Yellow Medicine | 3 | Petroleum Liquids | IC |  | S | 2 | 2 | 2 |  | 2003 |  |  | N | Electric Utility | 1 | X | DFO
Natural Gas Fired Combustion Turbine.NG | natural gas peaker | TRUE | 5416 | Duke Energy Carolinas, LLC | 7981 | Mill Creek (SC) | SC | Cherokee | 1 | Natural Gas Fired Combustion Turbine | GT |  | S | 71 | 94 | 71 | N | 2002 |  |  | N | Electric Utility | 1 | X | NG | DFO
Natural Gas Fired Combustion Turbine.NG | natural gas peaker | TRUE | 5416 | Duke Energy Carolinas, LLC | 7981 | Mill Creek (SC) | SC | Cherokee | 2 | Natural Gas Fired Combustion Turbine | GT |  | S | 70 | 94 | 70 | N | 2002 |  |  | N | Electric Utility | 1 | X | NG | DFO
Natural Gas Fired Combustion Turbine.NG | natural gas peaker | TRUE | 5416 | Duke Energy Carolinas, LLC | 7981 | Mill Creek (SC) | SC | Cherokee | 3 | Natural Gas Fired Combustion Turbine | GT |  | S | 71 | 95 | 71 | N | 2002 |  |  | N | Electric Utility | 1 | X | NG | DFO
Natural Gas Fired Combustion Turbine.NG | natural gas peaker | TRUE | 5416 | Duke Energy Carolinas, LLC | 7981 | Mill Creek (SC) | SC | Cherokee | 4 | Natural Gas Fired Combustion Turbine | GT |  | S | 70 | 94 | 70 | N | 2002 |  |  | N | Electric Utility | 1 | X | NG | DFO
Natural Gas Fired Combustion Turbine.NG | natural gas peaker | TRUE | 5416 | Duke Energy Carolinas, LLC | 7981 | Mill Creek (SC) | SC | Cherokee | 5 | Natural Gas Fired Combustion Turbine | GT |  | S | 69 | 94 | 69 | N | 2003 |  |  | N | Electric Utility | 1 | X | NG | DFO
Natural Gas Fired Combustion Turbine.NG | natural gas peaker | TRUE | 5416 | Duke Energy Carolinas, LLC | 7981 | Mill Creek (SC) | SC | Cherokee | 6 | Natural Gas Fired Combustion Turbine | GT |  | S | 71 | 92 | 71 | N | 2003 |  |  | N | Electric Utility | 1 | X | NG | DFO
Natural Gas Fired Combustion Turbine.NG | natural gas peaker | TRUE | 5416 | Duke Energy Carolinas, LLC | 7981 | Mill Creek (SC) | SC | Cherokee | 7 | Natural Gas Fired Combustion Turbine | GT |  | S | 70 | 95 | 70 | N | 2003 |  |  | N | Electric Utility | 1 | X | NG | DFO
Natural Gas Fired Combustion Turbine.NG | natural gas peaker | TRUE | 5416 | Duke Energy Carolinas, LLC | 7981 | Mill Creek (SC) | SC | Cherokee | 8 | Natural Gas Fired Combustion Turbine | GT |  | S | 71 | 93 | 71 | N | 2003 |  |  | N | Electric Utility | 1 | X | NG | DFO
Petroleum Liquids.DFO | petroleum | TRUE | 15793 | Redwood Falls Public Util Comm | 7982 | South Generation | MN | Redwood | 3 | Petroleum Liquids | IC |  | S | 2 | 2 | 0.1 | N | 2003 |  |  | N | Electric Utility | 1 | X | DFO
Petroleum Liquids.DFO | petroleum | TRUE | 15793 | Redwood Falls Public Util Comm | 7982 | South Generation | MN | Redwood | 4 | Petroleum Liquids | IC |  | S | 2 | 2 | 0.1 | N | 2003 |  |  | N | Electric Utility | 1 | X | DFO
Petroleum Liquids.DFO | petroleum | TRUE | 15793 | Redwood Falls Public Util Comm | 7982 | South Generation | MN | Redwood | 5 | Petroleum Liquids | IC |  | S | 2.2 | 2 | 0.1 | N | 2003 |  |  | N | Electric Utility | 1 | X | DFO
Natural Gas Fired Combustion Turbine.NG | natural gas peaker | TRUE | 40582 | Michigan Public Power Agency | 7984 | Kalkaska CT #1 | MI | Kalkaska | 001 | Natural Gas Fired Combustion Turbine | GT |  | S | 48.3 | 57.9 | 20 | N | 2002 |  |  | N | Electric Utility | 1 | X | NG
Natural Gas Fired Combined Cycle.NG | natural gas combined cycle | TRUE | 12341 | MidAmerican Energy Co | 7985 | Greater Des Moines | IA | Polk | GT1 | Natural Gas Fired Combined Cycle | CT | CC1 | S | 164.3 | 210 | 120 | N | 2003 |  |  | N | Electric Utility | 1 | X | NG
Natural Gas Fired Combined Cycle.NG | natural gas combined cycle | TRUE | 12341 | MidAmerican Energy Co | 7985 | Greater Des Moines | IA | Polk | GT2 | Natural Gas Fired Combined Cycle | CT | CC1 | S | 163.7 | 210 | 120 | N | 2003 |  |  | N | Electric Utility | 1 | X | NG
Natural Gas Fired Combined Cycle.NG | natural gas combined cycle | TRUE | 12341 | MidAmerican Energy Co | 7985 | Greater Des Moines | IA | Polk | ST1 | Natural Gas Fired Combined Cycle | CA | CC1 | S | 183.2 | 183.2 | 55 | N | 2004 |  |  | N | Electric Utility | 1 | X | NG
Natural Gas Fired Combustion Turbine.NG | natural gas peaker | TRUE | 2507 | City of Burbank Water and Power | 7987 | Lake One | CA | Los Angeles | L1 | Natural Gas Fired Combustion Turbine | GT |  | S | 48 | 48 | 10 | N | 2002 |  |  | N | Electric Utility | 1 | X | NG
Natural Gas Fired Combustion Turbine.NG | natural gas peaker | TRUE | 17568 | Cooperative Energy | 7988 | Silver Creek | MS | Jefferson Davis | 1 | Natural Gas Fired Combustion Turbine | GT |  | S | 75 | 83.5 | 53 | N | 2003 |  |  | N | Electric Utility | 1 | X | NG
Natural Gas Fired Combustion Turbine.NG | natural gas peaker | TRUE | 17568 | Cooperative Energy | 7988 | Silver Creek | MS | Jefferson Davis | 2 | Natural Gas Fired Combustion Turbine | GT |  | S | 75 | 83.5 | 53 | N | 2004 |  |  | N | Electric Utility | 1 | X | NG
Natural Gas Fired Combustion Turbine.NG | natural gas peaker | TRUE | 17568 | Cooperative Energy | 7988 | Silver Creek | MS | Jefferson Davis | 3 | Natural Gas Fired Combustion Turbine | GT |  | S | 75 | 83.5 | 53 | N | 2005 |  |  | N | Electric Utility | 1 | X | NG
Natural Gas Fired Combustion Turbine.NG | natural gas peaker | TRUE | 17568 | Cooperative Energy | 7989 | Sylvarena | MS | Smith | 1 | Natural Gas Fired Combustion Turbine | GT |  | S | 43 | 47 | 24 | N | 2003 |  |  | N | Electric Utility | 1 | X | NG
Natural Gas Fired Combustion Turbine.NG | natural gas peaker | TRUE | 17568 | Cooperative Energy | 7989 | Sylvarena | MS | Smith | 2 | Natural Gas Fired Combustion Turbine | GT |  | S | 43 | 47 | 24 | N | 2003 |  |  | N | Electric Utility | 1 | X | NG
Natural Gas Fired Combustion Turbine.NG | natural gas peaker | TRUE | 17568 | Cooperative Energy | 7989 | Sylvarena | MS | Smith | 3 | Natural Gas Fired Combustion Turbine | GT |  | S | 43 | 47 | 24 | N | 2003 |  |  | N | Electric Utility | 1 | X | NG
Petroleum Liquids.DFO | petroleum | TRUE | 406 | City of Altamont - (IL) | 7990 | Altamont | IL | Effingham | 1 | Petroleum Liquids | IC |  | S | 1.8 | 1.8 | 0.5 | N | 2002 |  |  | N | Electric Utility | 1 | X | DFO
Petroleum Liquids.DFO | petroleum | TRUE | 406 | City of Altamont - (IL) | 7990 | Altamont | IL | Effingham | 2 | Petroleum Liquids | IC |  | S | 1.8 | 1.8 | 0.5 | N | 2002 |  |  | N | Electric Utility | 1 | X | DFO
Petroleum Liquids.DFO | petroleum | TRUE | 406 | City of Altamont - (IL) | 7990 | Altamont | IL | Effingham | 3 | Petroleum Liquids | IC |  | S | 1.8 | 1.8 | 0.5 | N | 2002 |  |  | N | Electric Utility | 1 | X | DFO
Petroleum Liquids.DFO | petroleum | TRUE | 406 | City of Altamont - (IL) | 7990 | Altamont | IL | Effingham | 4 | Petroleum Liquids | IC |  | S | 1.8 | 1.8 | 0.5 | N | 2006 |  |  | N | Electric Utility | 1 | X | DFO
Natural Gas Fired Combined Cycle.NG | natural gas combined cycle | TRUE | 11479 | Madison Gas & Electric Co | 7991 | West Campus Cogeneration Facility | WI | Dane | 1 | Natural Gas Fired Combined Cycle | CT | CC1 | S | 30 | 39 | 27 | N | 2005 |  |  | Y | Electric Utility | 1 | T | NG | DFO
Natural Gas Fired Combined Cycle.NG | natural gas combined cycle | TRUE | 11479 | Madison Gas & Electric Co | 7991 | West Campus Cogeneration Facility | WI | Dane | CT2 | Natural Gas Fired Combined Cycle | CT | CC1 | S | 31.5 | 40.5 | 27 | N | 2005 |  |  | Y | Electric Utility | 1 | T | NG | DFO
Natural Gas Fired Combined Cycle.NG | natural gas combined cycle | TRUE | 11479 | Madison Gas & Electric Co | 7991 | West Campus Cogeneration Facility | WI | Dane | STG1 | Natural Gas Fired Combined Cycle | CA | CC1 | J | 65.4 | 48.2 | 11 | N | 2005 |  |  | Y | Electric Utility | 1 | T | NG | DFO
Petroleum Liquids.DFO | petroleum | TRUE | 56146 | Black Hills Colorado Electric, LLC | 7995 | Airport Industrial | CO | Pueblo | IC1 | Petroleum Liquids | IC |  | S | 2.5 | 2.5 | 2 | N | 2002 |  |  | N | Electric Utility | 1 | X | DFO
Petroleum Liquids.DFO | petroleum | TRUE | 56146 | Black Hills Colorado Electric, LLC | 7995 | Airport Industrial | CO | Pueblo | IC2 | Petroleum Liquids | IC |  | S | 2.5 | 2.5 | 2 | N | 2002 |  |  | N | Electric Utility | 1 | X | DFO
Petroleum Liquids.DFO | petroleum | TRUE | 56146 | Black Hills Colorado Electric, LLC | 7995 | Airport Industrial | CO | Pueblo | IC3 | Petroleum Liquids | IC |  | S | 2.5 | 2.5 | 2 | N | 2002 |  |  | N | Electric Utility | 1 | X | DFO
Petroleum Liquids.DFO | petroleum | TRUE | 56146 | Black Hills Colorado Electric, LLC | 7995 | Airport Industrial | CO | Pueblo | IC4 | Petroleum Liquids | IC |  | S | 2.5 | 2.5 | 2 | N | 2002 |  |  | N | Electric Utility | 1 | X | DFO
Petroleum Liquids.DFO | petroleum | TRUE | 10623 | City of Lakeland - (FL) | 7997 | Winston | FL | Polk | WD01 | Petroleum Liquids | IC |  | S | 2.5 | 2.5 | 2.5 | N | 2001 |  |  | N | Electric Utility | 1 | X | DFO
Petroleum Liquids.DFO | petroleum | TRUE | 10623 | City of Lakeland - (FL) | 7997 | Winston | FL | Polk | WD02 | Petroleum Liquids | IC |  | S | 2.5 | 2.5 | 2.5 | N | 2001 |  |  | N | Electric Utility | 1 | X | DFO
Petroleum Liquids.DFO | petroleum | TRUE | 10623 | City of Lakeland - (FL) | 7997 | Winston | FL | Polk | WD03 | Petroleum Liquids | IC |  | S | 2.5 | 2.5 | 2.5 | N | 2001 |  |  | N | Electric Utility | 1 | X | DFO
Petroleum Liquids.DFO | petroleum | TRUE | 10623 | City of Lakeland - (FL) | 7997 | Winston | FL | Polk | WD04 | Petroleum Liquids | IC |  | S | 2.5 | 2.5 | 2.5 | N | 2001 |  |  | N | Electric Utility | 1 | X | DFO
Petroleum Liquids.DFO | petroleum | TRUE | 10623 | City of Lakeland - (FL) | 7997 | Winston | FL | Polk | WD05 | Petroleum Liquids | IC |  | S | 2.5 | 2.5 | 2.5 | N | 2001 |  |  | N | Electric Utility | 1 | X | DFO
Petroleum Liquids.DFO | petroleum | TRUE | 10623 | City of Lakeland - (FL) | 7997 | Winston | FL | Polk | WD06 | Petroleum Liquids | IC |  | S | 2.5 | 2.5 | 2.5 | N | 2001 |  |  | N | Electric Utility | 1 | X | DFO
Petroleum Liquids.DFO | petroleum | TRUE | 10623 | City of Lakeland - (FL) | 7997 | Winston | FL | Polk | WD07 | Petroleum Liquids | IC |  | S | 2.5 | 2.5 | 2.5 | N | 2001 |  |  | N | Electric Utility | 1 | X | DFO
Petroleum Liquids.DFO | petroleum | TRUE | 10623 | City of Lakeland - (FL) | 7997 | Winston | FL | Polk | WD08 | Petroleum Liquids | IC |  | S | 2.5 | 2.5 | 2.5 | N | 2001 |  |  | N | Electric Utility | 1 | X | DFO
Petroleum Liquids.DFO | petroleum | TRUE | 10623 | City of Lakeland - (FL) | 7997 | Winston | FL | Polk | WD09 | Petroleum Liquids | IC |  | S | 2.5 | 2.5 | 2.5 | N | 2001 |  |  | N | Electric Utility | 1 | X | DFO
Petroleum Liquids.DFO | petroleum | TRUE | 10623 | City of Lakeland - (FL) | 7997 | Winston | FL | Polk | WD10 | Petroleum Liquids | IC |  | S | 2.5 | 2.5 | 2.5 | N | 2001 |  |  | N | Electric Utility | 1 | X | DFO
Petroleum Liquids.DFO | petroleum | TRUE | 10623 | City of Lakeland - (FL) | 7997 | Winston | FL | Polk | WD11 | Petroleum Liquids | IC |  | S | 2.5 | 2.5 | 2.5 | N | 2001 |  |  | N | Electric Utility | 1 | X | DFO
Petroleum Liquids.DFO | petroleum | TRUE | 10623 | City of Lakeland - (FL) | 7997 | Winston | FL | Polk | WD12 | Petroleum Liquids | IC |  | S | 2.5 | 2.5 | 2.5 | N | 2001 |  |  | N | Electric Utility | 1 | X | DFO
Petroleum Liquids.DFO | petroleum | TRUE | 10623 | City of Lakeland - (FL) | 7997 | Winston | FL | Polk | WD13 | Petroleum Liquids | IC |  | S | 2.5 | 2.5 | 2.5 | N | 2001 |  |  | N | Electric Utility | 1 | X | DFO
Petroleum Liquids.DFO | petroleum | TRUE | 10623 | City of Lakeland - (FL) | 7997 | Winston | FL | Polk | WD14 | Petroleum Liquids | IC |  | S | 2.5 | 2.5 | 2.5 | N | 2001 |  |  | N | Electric Utility | 1 | X | DFO
Petroleum Liquids.DFO | petroleum | TRUE | 10623 | City of Lakeland - (FL) | 7997 | Winston | FL | Polk | WD15 | Petroleum Liquids | IC |  | S | 2.5 | 2.5 | 2.5 | N | 2001 |  |  | N | Electric Utility | 1 | X | DFO
Petroleum Liquids.DFO | petroleum | TRUE | 10623 | City of Lakeland - (FL) | 7997 | Winston | FL | Polk | WD16 | Petroleum Liquids | IC |  | S | 2.5 | 2.5 | 2.5 | N | 2001 |  |  | N | Electric Utility | 1 | X | DFO
Petroleum Liquids.DFO | petroleum | TRUE | 10623 | City of Lakeland - (FL) | 7997 | Winston | FL | Polk | WD17 | Petroleum Liquids | IC |  | S | 2.5 | 2.5 | 2.5 | N | 2001 |  |  | N | Electric Utility | 1 | X | DFO
Petroleum Liquids.DFO | petroleum | TRUE | 10623 | City of Lakeland - (FL) | 7997 | Winston | FL | Polk | WD18 | Petroleum Liquids | IC |  | S | 2.5 | 2.5 | 2.5 | N | 2001 |  |  | N | Electric Utility | 1 | X | DFO
Petroleum Liquids.DFO | petroleum | TRUE | 10623 | City of Lakeland - (FL) | 7997 | Winston | FL | Polk | WD19 | Petroleum Liquids | IC |  | S | 2.5 | 2.5 | 2.5 | N | 2001 |  |  | N | Electric Utility | 1 | X | DFO
Petroleum Liquids.DFO | petroleum | TRUE | 10623 | City of Lakeland - (FL) | 7997 | Winston | FL | Polk | WD20 | Petroleum Liquids | IC |  | S | 2.5 | 2.5 | 2.5 | N | 2001 |  |  | N | Electric Utility | 1 | X | DFO
Natural Gas Fired Combined Cycle.NG | natural gas combined cycle | TRUE | 49893 | Invenergy Services LLC | 7999 | Grays Harbor Energy Facility | WA | Grays Harbor | CT1 | Natural Gas Fired Combined Cycle | CT | CC01 | S | 151 | 188 | 100 | N | 2008 |  |  | N | IPP Non-CHP | 2 | X | NG
Natural Gas Fired Combined Cycle.NG | natural gas combined cycle | TRUE | 49893 | Invenergy Services LLC | 7999 | Grays Harbor Energy Facility | WA | Grays Harbor | CT2 | Natural Gas Fired Combined Cycle | CT | CC01 | S | 153 | 190 | 100 | N | 2008 |  |  | N | IPP Non-CHP | 2 | X | NG
Natural Gas Fired Combined Cycle.NG | natural gas combined cycle | TRUE | 49893 | Invenergy Services LLC | 7999 | Grays Harbor Energy Facility | WA | Grays Harbor | ST1 | Natural Gas Fired Combined Cycle | CA | CC01 | S | 291 | 291 | 100 | N | 2008 |  |  | N | IPP Non-CHP | 2 | X | NG
Natural Gas Fired Combined Cycle.NG | natural gas combined cycle | TRUE | 13337 | Nebraska Public Power District | 8000 | Beatrice | NE | Gage | CT1 | Natural Gas Fired Combined Cycle | CT | CC1 | S | 70.1 | 70.1 | 0 | N | 2005 |  |  | N | Electric Utility | 1 | X | NG
Natural Gas Fired Combined Cycle.NG | natural gas combined cycle | TRUE | 13337 | Nebraska Public Power District | 8000 | Beatrice | NE | Gage | CT2 | Natural Gas Fired Combined Cycle | CT | CC1 | S | 66.2 | 66.2 | 0 | N | 2005 |  |  | N | Electric Utility | 1 | X | NG
Natural Gas Fired Combined Cycle.NG | natural gas combined cycle | TRUE | 13337 | Nebraska Public Power District | 8000 | Beatrice | NE | Gage | ST1 | Natural Gas Fired Combined Cycle | CA | CC1 | S | 83.2 | 83.2 | 0 | N | 2005 |  |  | N | Electric Utility | 1 | X | NG
Petroleum Liquids.RFO | petroleum | TRUE | 62032 | Granite Shore Power | 8002 | Newington | NH | Rockingham | 1 | Petroleum Liquids | ST |  | S | 400.2 | 400.2 | 60 | N | 1974 |  |  | N | IPP Non-CHP | 2 | X | RFO | NG
Conventional Hydroelectric.WAT | hydro | TRUE | 54765 | Bear Swamp Power Company LLC | 8004 | Fife Brook | MA | Berkshire | GEN1 | Conventional Hydroelectric | HY |  | J | 11.2 | 11.2 | 3 | N | 1974 |  |  | N | IPP Non-CHP | 2 | X | WAT
Hydroelectric Pumped Storage.WAT | other | TRUE | 54765 | Bear Swamp Power Company LLC | 8005 | Bear Swamp | MA | Berkshire | GEN1 | Hydroelectric Pumped Storage | PS |  | J | 333 | 333 | 220 | Y | 1974 |  |  | N | IPP Non-CHP | 2 | X | WAT
Hydroelectric Pumped Storage.WAT | other | TRUE | 54765 | Bear Swamp Power Company LLC | 8005 | Bear Swamp | MA | Berkshire | GEN2 | Hydroelectric Pumped Storage | PS |  | J | 333 | 333 | 220 | N | 1974 |  |  | N | IPP Non-CHP | 2 | X | WAT
Natural Gas Steam Turbine.NG | natural gas steam turbine | TRUE | 5511 | CCI Roseton LLC | 8006 | Roseton Generating Facility | NY | Orange | 1 | Natural Gas Steam Turbine | ST |  | S | 614.8 | 594.2 | 140 | N | 1974 |  |  | N | IPP Non-CHP | 2 | X | NG | RFO | DFO
Natural Gas Steam Turbine.NG | natural gas steam turbine | TRUE | 5511 | CCI Roseton LLC | 8006 | Roseton Generating Facility | NY | Orange | 2 | Natural Gas Steam Turbine | ST |  | S | 607.7 | 607.7 | 140 | N | 1974 |  |  | N | IPP Non-CHP | 2 | X | NG | RFO | DFO
Petroleum Liquids.KER | petroleum | TRUE | 56505 | National Grid Generation LLC | 8007 | Holtsville | NY | Suffolk | 1 | Petroleum Liquids | GT |  | S | 55.5 | 62.1 | 37.6 | N | 1974 |  |  | N | Electric Utility | 1 | X | KER
Petroleum Liquids.KER | petroleum | TRUE | 56505 | National Grid Generation LLC | 8007 | Holtsville | NY | Suffolk | 10 | Petroleum Liquids | GT |  | S | 54.1 | 65.6 | 40.1 | N | 1975 |  |  | N | Electric Utility | 1 | X | KER
Petroleum Liquids.KER | petroleum | TRUE | 56505 | National Grid Generation LLC | 8007 | Holtsville | NY | Suffolk | 2 | Petroleum Liquids | GT |  | S | 55.6 | 61.3 | 35.1 | N | 1974 |  |  | N | Electric Utility | 1 | X | KER
Petroleum Liquids.KER | petroleum | TRUE | 56505 | National Grid Generation LLC | 8007 | Holtsville | NY | Suffolk | 3 | Petroleum Liquids | GT |  | S | 51 | 64.8 | 35.8 | N | 1974 |  |  | N | Electric Utility | 1 | X | KER
Petroleum Liquids.KER | petroleum | TRUE | 56505 | National Grid Generation LLC | 8007 | Holtsville | NY | Suffolk | 4 | Petroleum Liquids | GT |  | S | 52.4 | 64.3 | 35.9 | N | 1974 |  |  | N | Electric Utility | 1 | X | KER
Petroleum Liquids.KER | petroleum | TRUE | 56505 | National Grid Generation LLC | 8007 | Holtsville | NY | Suffolk | 5 | Petroleum Liquids | GT |  | S | 53.4 | 65 | 40.3 | N | 1974 |  |  | N | Electric Utility | 1 | X | KER
Petroleum Liquids.KER | petroleum | TRUE | 56505 | National Grid Generation LLC | 8007 | Holtsville | NY | Suffolk | 6 | Petroleum Liquids | GT |  | S | 50.4 | 65.4 | 38.5 | N | 1975 |  |  | N | Electric Utility | 1 | X | KER
Petroleum Liquids.KER | petroleum | TRUE | 56505 | National Grid Generation LLC | 8007 | Holtsville | NY | Suffolk | 7 | Petroleum Liquids | GT |  | S | 49.2 | 64.8 | 36.8 | N | 1975 |  |  | N | Electric Utility | 1 | X | KER
Petroleum Liquids.KER | petroleum | TRUE | 56505 | National Grid Generation LLC | 8007 | Holtsville | NY | Suffolk | 8 | Petroleum Liquids | GT |  | S | 55.4 | 66.8 | 41.8 | N | 1975 |  |  | N | Electric Utility | 1 | X | KER
Petroleum Liquids.KER | petroleum | TRUE | 56505 | National Grid Generation LLC | 8007 | Holtsville | NY | Suffolk | 9 | Petroleum Liquids | GT |  | S | 55.3 | 69.1 | 40.4 | N | 1975 |  |  | N | Electric Utility | 1 | X | KER
Natural Gas Fired Combustion Turbine.NG | natural gas peaker | TRUE | 56606 | Calpine New Jersey Generation LLC | 8008 | Mickleton Station | NJ | Gloucester | MICK | Natural Gas Fired Combustion Turbine | GT |  | S | 63.7 | 78 | 57.3 | N | 1974 | 6 | 2024 | N | IPP Non-CHP | 2 | X | NG
Natural Gas Fired Combustion Turbine.NG | natural gas peaker | TRUE | 13137 | City of Murray - (UT) | 8010 | Murray Turbine | UT | Salt Lake | 1 | Natural Gas Fired Combustion Turbine | GT |  | S | 12 | 13 | 7 | N | 2001 |  |  | N | Electric Utility | 1 | X | NG
Natural Gas Fired Combustion Turbine.NG | natural gas peaker | TRUE | 13137 | City of Murray - (UT) | 8010 | Murray Turbine | UT | Salt Lake | 2 | Natural Gas Fired Combustion Turbine | GT |  | S | 12 | 13 | 7 | N | 2001 |  |  | N | Electric Utility | 1 | X | NG
Natural Gas Fired Combustion Turbine.NG | natural gas peaker | TRUE | 13137 | City of Murray - (UT) | 8010 | Murray Turbine | UT | Salt Lake | 3 | Natural Gas Fired Combustion Turbine | GT |  | S | 12 | 13 | 7 | N | 2002 |  |  | N | Electric Utility | 1 | X | NG
Petroleum Liquids.DFO | petroleum | TRUE | 6035 | Constellation Power, Inc | 8012 | Croydon CT Generating Station | PA | Bucks | 11 | Petroleum Liquids | GT |  | S | 49 | 65.7 | 10 | N | 1974 |  |  | N | IPP Non-CHP | 2 | X | DFO
Petroleum Liquids.DFO | petroleum | TRUE | 6035 | Constellation Power, Inc | 8012 | Croydon CT Generating Station | PA | Bucks | 12 | Petroleum Liquids | GT |  | S | 49 | 65.4 | 10 | N | 1974 |  |  | N | IPP Non-CHP | 2 | X | DFO
Petroleum Liquids.DFO | petroleum | TRUE | 6035 | Constellation Power, Inc | 8012 | Croydon CT Generating Station | PA | Bucks | 21 | Petroleum Liquids | GT |  | S | 49 | 67 | 10 | N | 1974 |  |  | N | IPP Non-CHP | 2 | X | DFO
Petroleum Liquids.DFO | petroleum | TRUE | 6035 | Constellation Power, Inc | 8012 | Croydon CT Generating Station | PA | Bucks | 22 | Petroleum Liquids | GT |  | S | 49 | 65.9 | 10 | N | 1974 |  |  | N | IPP Non-CHP | 2 | X | DFO
Petroleum Liquids.DFO | petroleum | TRUE | 6035 | Constellation Power, Inc | 8012 | Croydon CT Generating Station | PA | Bucks | 31 | Petroleum Liquids | GT |  | S | 49 | 65.5 | 10 | N | 1974 |  |  | N | IPP Non-CHP | 2 | X | DFO
Petroleum Liquids.DFO | petroleum | TRUE | 6035 | Constellation Power, Inc | 8012 | Croydon CT Generating Station | PA | Bucks | 32 | Petroleum Liquids | GT |  | S | 48 | 64.2 | 10 | N | 1974 |  |  | N | IPP Non-CHP | 2 | X | DFO
Petroleum Liquids.DFO | petroleum | TRUE | 6035 | Constellation Power, Inc | 8012 | Croydon CT Generating Station | PA | Bucks | 41 | Petroleum Liquids | GT |  | S | 49 | 64.2 | 10 | N | 1974 |  |  | N | IPP Non-CHP | 2 | X | DFO
Petroleum Liquids.DFO | petroleum | TRUE | 6035 | Constellation Power, Inc | 8012 | Croydon CT Generating Station | PA | Bucks | 42 | Petroleum Liquids | GT |  | S | 49 | 65.6 | 10 | N | 1974 |  |  | N | IPP Non-CHP | 2 | X | DFO
Petroleum Liquids.DFO | petroleum | TRUE | 13697 | North Central Power Co Inc | 8013 | Winter | WI | Sawyer | IC 1 | Petroleum Liquids | IC |  | S | 2.8 | 2.8 | 0.1 | N | 2002 |  |  | N | Electric Utility | 1 | X | DFO
Petroleum Liquids.DFO | petroleum | TRUE | 13697 | North Central Power Co Inc | 8013 | Winter | WI | Sawyer | IC 2 | Petroleum Liquids | IC |  | S | 2.8 | 2.8 | 0.1 | N | 2002 |  |  | N | Electric Utility | 1 | X | DFO
Natural Gas Internal Combustion Engine.NG | natural gas peaker | TRUE | 14446 | Paragould Light & Water Comm | 8015 | Paragould Reciprocating | AR | Greene | 011 | Natural Gas Internal Combustion Engine | IC |  | S | 6 | 6 | 6 | N | 2001 |  |  | N | Electric Utility | 1 | X | NG
Natural Gas Internal Combustion Engine.NG | natural gas peaker | TRUE | 14446 | Paragould Light & Water Comm | 8015 | Paragould Reciprocating | AR | Greene | 021 | Natural Gas Internal Combustion Engine | IC |  | S | 6 | 6 | 6 | N | 2001 |  |  | N | Electric Utility | 1 | X | NG
Natural Gas Internal Combustion Engine.NG | natural gas peaker | TRUE | 14446 | Paragould Light & Water Comm | 8015 | Paragould Reciprocating | AR | Greene | 031 | Natural Gas Internal Combustion Engine | IC |  | S | 6 | 6 | 6 | N | 2001 |  |  | N | Electric Utility | 1 | X | NG
Petroleum Liquids.DFO | petroleum | TRUE | 17828 | City of Springfield - (IL) | 8016 | Factory | IL | Sangamon | 1 | Petroleum Liquids | GT |  | S | 14.2 | 24.6 | 1 | N | 1973 |  |  | N | Electric Utility | 1 | X | DFO
Natural Gas Internal Combustion Engine.NG | natural gas peaker | TRUE | 1148 | City of Baldwin City- (KS) | 8020 | Baldwin City Plant No 2 | KS | Douglas | 7 | Natural Gas Internal Combustion Engine | IC |  | S | 3 | 3 | 1 | N | 2004 |  |  | N | Electric Utility | 1 | X | NG | DFO
Natural Gas Internal Combustion Engine.NG | natural gas peaker | TRUE | 1148 | City of Baldwin City- (KS) | 8020 | Baldwin City Plant No 2 | KS | Douglas | 8 | Natural Gas Internal Combustion Engine | IC |  | S | 3 | 3 | 1 | N | 2004 |  |  | N | Electric Utility | 1 | X | NG | DFO
Natural Gas Internal Combustion Engine.NG | natural gas peaker | TRUE | 20169 | Avista Corp | 8022 | Boulder Park | WA | Spokane | 1 | Natural Gas Internal Combustion Engine | IC |  | S | 4.1 | 4.1 | 4.1 | N | 2002 |  |  | N | Electric Utility | 1 | X | NG
Natural Gas Internal Combustion Engine.NG | natural gas peaker | TRUE | 20169 | Avista Corp | 8022 | Boulder Park | WA | Spokane | 2 | Natural Gas Internal Combustion Engine | IC |  | S | 4.1 | 4.1 | 4.1 | N | 2002 |  |  | N | Electric Utility | 1 | X | NG
Natural Gas Internal Combustion Engine.NG | natural gas peaker | TRUE | 20169 | Avista Corp | 8022 | Boulder Park | WA | Spokane | 3 | Natural Gas Internal Combustion Engine | IC |  | S | 4.1 | 4.1 | 4.1 | N | 2002 |  |  | N | Electric Utility | 1 | X | NG
Natural Gas Internal Combustion Engine.NG | natural gas peaker | TRUE | 20169 | Avista Corp | 8022 | Boulder Park | WA | Spokane | 4 | Natural Gas Internal Combustion Engine | IC |  | S | 4.1 | 4.1 | 4.1 | N | 2002 |  |  | N | Electric Utility | 1 | X | NG
Natural Gas Internal Combustion Engine.NG | natural gas peaker | TRUE | 20169 | Avista Corp | 8022 | Boulder Park | WA | Spokane | 5 | Natural Gas Internal Combustion Engine | IC |  | S | 4.1 | 4.1 | 4.1 | N | 2002 |  |  | N | Electric Utility | 1 | X | NG
Natural Gas Internal Combustion Engine.NG | natural gas peaker | TRUE | 20169 | Avista Corp | 8022 | Boulder Park | WA | Spokane | 6 | Natural Gas Internal Combustion Engine | IC |  | S | 4.1 | 4.1 | 4.1 | N | 2002 |  |  | N | Electric Utility | 1 | X | NG
Conventional Steam Coal.SUB | hard coal | TRUE | 20856 | Wisconsin Power & Light Co | 8023 | Columbia (WI) | WI | Columbia | 1 | Conventional Steam Coal | ST |  | J | 556.2 | 583.1 | 130 | N | 1975 | 6 | 2026 | N | Electric Utility | 1 | X | SUB | DFO | BIT
Conventional Steam Coal.SUB | hard coal | TRUE | 20856 | Wisconsin Power & Light Co | 8023 | Columbia (WI) | WI | Columbia | 2 | Conventional Steam Coal | ST |  | J | 561.8 | 581.5 | 130 | N | 1978 | 6 | 2026 | N | Electric Utility | 1 | X | SUB | DFO | BIT
Natural Gas Fired Combustion Turbine.NG | natural gas peaker | TRUE | 1307 | Basin Electric Power Coop | 8026 | Hartzog | WY | Campbell | 1 | Natural Gas Fired Combustion Turbine | GT |  | S | 5 | 6 | 2 | N | 2002 |  |  | N | Electric Utility | 1 | X | NG
Natural Gas Fired Combustion Turbine.NG | natural gas peaker | TRUE | 1307 | Basin Electric Power Coop | 8026 | Hartzog | WY | Campbell | 2 | Natural Gas Fired Combustion Turbine | GT |  | S | 5 | 6 | 2 | N | 2002 |  |  | N | Electric Utility | 1 | X | NG
Natural Gas Fired Combustion Turbine.NG | natural gas peaker | TRUE | 1307 | Basin Electric Power Coop | 8026 | Hartzog | WY | Campbell | 3 | Natural Gas Fired Combustion Turbine | GT |  | S | 5 | 6 | 2 | N | 2002 |  |  | N | Electric Utility | 1 | X | NG
Petroleum Liquids.DFO | petroleum | TRUE | 13781 | Northern States Power Co - Minnesota | 8027 | Blue Lake | MN | Scott | 1 | Petroleum Liquids | GT |  | S | 36 | 46 | 19 | N | 1974 | 12 | 2025 | N | Electric Utility | 1 | X | DFO
Petroleum Liquids.DFO | petroleum | TRUE | 13781 | Northern States Power Co - Minnesota | 8027 | Blue Lake | MN | Scott | 2 | Petroleum Liquids | GT |  | S | 36 | 46 | 19 | N | 1974 | 12 | 2025 | N | Electric Utility | 1 | X | DFO
Petroleum Liquids.DFO | petroleum | TRUE | 13781 | Northern States Power Co - Minnesota | 8027 | Blue Lake | MN | Scott | 3 | Petroleum Liquids | GT |  | S | 36 | 46 | 19 | N | 1974 | 12 | 2025 | N | Electric Utility | 1 | X | DFO
Petroleum Liquids.DFO | petroleum | TRUE | 13781 | Northern States Power Co - Minnesota | 8027 | Blue Lake | MN | Scott | 4 | Petroleum Liquids | GT |  | S | 39 | 54 | 32 | N | 1974 | 12 | 2025 | N | Electric Utility | 1 | X | DFO
Natural Gas Fired Combustion Turbine.NG | natural gas peaker | TRUE | 13781 | Northern States Power Co - Minnesota | 8027 | Blue Lake | MN | Scott | 7 | Natural Gas Fired Combustion Turbine | GT |  | S | 150 | 174 | 100 | N | 2005 |  |  | N | Electric Utility | 1 | X | NG
Natural Gas Fired Combustion Turbine.NG | natural gas peaker | TRUE | 13781 | Northern States Power Co - Minnesota | 8027 | Blue Lake | MN | Scott | 8 | Natural Gas Fired Combustion Turbine | GT |  | S | 150 | 177 | 100 | N | 2005 |  |  | N | Electric Utility | 1 | X | NG
Natural Gas Fired Combustion Turbine.NG | natural gas peaker | TRUE | 1307 | Basin Electric Power Coop | 8028 | Arvada | WY | Sheridan | 1 | Natural Gas Fired Combustion Turbine | GT |  | S | 5 | 6 | 2 | N | 2002 |  |  | N | Electric Utility | 1 | X | NG
Natural Gas Fired Combustion Turbine.NG | natural gas peaker | TRUE | 1307 | Basin Electric Power Coop | 8028 | Arvada | WY | Sheridan | 2 | Natural Gas Fired Combustion Turbine | GT |  | S | 5 | 6 | 2 | N | 2002 |  |  | N | Electric Utility | 1 | X | NG
Natural Gas Fired Combustion Turbine.NG | natural gas peaker | TRUE | 12341 | MidAmerican Energy Co | 8029 | Sycamore (IA) | IA | Polk | 1 | Natural Gas Fired Combustion Turbine | GT |  | S | 73.4 | 95 | 6 | N | 1974 |  |  | N | Electric Utility | 1 | X | NG | DFO
Natural Gas Fired Combustion Turbine.NG | natural gas peaker | TRUE | 12341 | MidAmerican Energy Co | 8029 | Sycamore (IA) | IA | Polk | 2 | Natural Gas Fired Combustion Turbine | GT |  | S | 71.7 | 95 | 6 | N | 1974 |  |  | N | Electric Utility | 1 | X | NG | DFO
Natural Gas Fired Combustion Turbine.NG | natural gas peaker | TRUE | 1307 | Basin Electric Power Coop | 8030 | Barber Creek | WY | Campbell | 1 | Natural Gas Fired Combustion Turbine | GT |  | S | 5 | 6 | 2 | N | 2002 |  |  | N | Electric Utility | 1 | X | NG
Natural Gas Fired Combustion Turbine.NG | natural gas peaker | TRUE | 1307 | Basin Electric Power Coop | 8030 | Barber Creek | WY | Campbell | 2 | Natural Gas Fired Combustion Turbine | GT |  | S | 5 | 6 | 2 | N | 2002 |  |  | N | Electric Utility | 1 | X | NG
Natural Gas Fired Combustion Turbine.NG | natural gas peaker | TRUE | 1307 | Basin Electric Power Coop | 8030 | Barber Creek | WY | Campbell | 3 | Natural Gas Fired Combustion Turbine | GT |  | S | 5 | 6 | 2 | N | 2002 |  |  | N | Electric Utility | 1 | X | NG
Natural Gas Fired Combined Cycle.NG | natural gas combined cycle | TRUE | 9417 | Interstate Power and Light Co | 8031 | Emery Station | IA | Cerro Gordo | 11 | Natural Gas Fired Combined Cycle | CT | G821 | S | 145.7 | 177 | 95 | N | 2004 |  |  | N | Electric Utility | 1 | X | NG
Natural Gas Fired Combined Cycle.NG | natural gas combined cycle | TRUE | 9417 | Interstate Power and Light Co | 8031 | Emery Station | IA | Cerro Gordo | 12 | Natural Gas Fired Combined Cycle | CT | G821 | S | 148.2 | 180.6 | 95 | N | 2004 |  |  | N | Electric Utility | 1 | X | NG
Natural Gas Fired Combined Cycle.NG | natural gas combined cycle | TRUE | 9417 | Interstate Power and Light Co | 8031 | Emery Station | IA | Cerro Gordo | ST1 | Natural Gas Fired Combined Cycle | CA | G821 | S | 237.2 | 245.1 | 63 | N | 2004 |  |  | N | Electric Utility | 1 | X | NG
Natural Gas Internal Combustion Engine.NG | natural gas peaker | TRUE | 13809 | NorthWestern Energy - (SD) | 8034 | Yankton | SD | Yankton | 1 | Natural Gas Internal Combustion Engine | IC |  | S | 2.2 | 2.2 | 1 | N | 1974 |  |  | N | Electric Utility | 1 | X | NG | DFO
Petroleum Liquids.DFO | petroleum | TRUE | 13809 | NorthWestern Energy - (SD) | 8034 | Yankton | SD | Yankton | 2 | Petroleum Liquids | IC |  | S | 2.8 | 2.8 | 1.2 | N | 1974 |  |  | N | Electric Utility | 1 | X | DFO
Natural Gas Internal Combustion Engine.NG | natural gas peaker | TRUE | 13809 | NorthWestern Energy - (SD) | 8034 | Yankton | SD | Yankton | 3 | Natural Gas Internal Combustion Engine | IC |  | S | 6.5 | 6.5 | 3 | N | 1975 |  |  | N | Electric Utility | 1 | X | NG | DFO
Petroleum Liquids.DFO | petroleum | TRUE | 13809 | NorthWestern Energy - (SD) | 8034 | Yankton | SD | Yankton | 4 | Petroleum Liquids | IC |  | S | 2 | 2 | 0.9 | N | 1963 |  |  | N | Electric Utility | 1 | X | DFO
Nuclear.NUC | nuclear | TRUE | 13337 | Nebraska Public Power District | 8036 | Cooper Nuclear Station | NE | Nemaha | 1 | Nuclear | ST |  | S | 768.5 | 768.5 | 0 | N | 1974 |  |  | N | Electric Utility | 1 | X | NUC
Natural Gas Fired Combustion Turbine.NG | natural gas peaker | TRUE | 18315 | Sunflower Electric Power Corp | 8037 | Clifton | KS | Washington | 1 | Natural Gas Fired Combustion Turbine | GT |  | S | 76.2 | 76.2 | 10 | N | 1974 |  |  | N | Electric Utility | 1 | X | NG
Petroleum Liquids.DFO | petroleum | TRUE | 18315 | Sunflower Electric Power Corp | 8037 | Clifton | KS | Washington | 2 | Petroleum Liquids | IC |  | S | 2.5 | 2.5 | 2.5 | N | 1974 |  |  | N | Electric Utility | 1 | X | DFO
Natural Gas Steam Turbine.NG | natural gas steam turbine | TRUE | 5416 | Duke Energy Carolinas, LLC | 8042 | Belews Creek | NC | Stokes | 1 | Natural Gas Steam Turbine | ST |  | S | 1110 | 1110 | 300 | N | 1974 |  |  | N | Electric Utility | 1 | X | NG | BIT | DFO
Natural Gas Steam Turbine.NG | natural gas steam turbine | TRUE | 5416 | Duke Energy Carolinas, LLC | 8042 | Belews Creek | NC | Stokes | 2 | Natural Gas Steam Turbine | ST |  | S | 1110 | 1110 | 300 | N | 1975 |  |  | N | Electric Utility | 1 | X | NG | BIT | DFO
Natural Gas Steam Turbine.NG | natural gas steam turbine | TRUE | 6455 | Duke Energy Florida, LLC | 8048 | Anclote | FL | Pasco | 1 | Natural Gas Steam Turbine | ST |  | S | 508 | 521 | 80 | N | 1974 |  |  | N | Electric Utility | 1 | X | NG | RFO
Natural Gas Steam Turbine.NG | natural gas steam turbine | TRUE | 6455 | Duke Energy Florida, LLC | 8048 | Anclote | FL | Pasco | 2 | Natural Gas Steam Turbine | ST |  | S | 505 | 514 | 80 | N | 1978 |  |  | N | Electric Utility | 1 | X | NG | RFO
Petroleum Liquids.DFO | petroleum | TRUE | 6455 | Duke Energy Florida, LLC | 8049 | Intercession City | FL | Osceola | P1 | Petroleum Liquids | GT |  | S | 45 | 61 | 30 | N | 1974 |  |  | N | Electric Utility | 1 | X | DFO
Natural Gas Fired Combustion Turbine.NG | natural gas peaker | TRUE | 6455 | Duke Energy Florida, LLC | 8049 | Intercession City | FL | Osceola | P10 | Natural Gas Fired Combustion Turbine | GT |  | S | 74 | 86 | 40 | N | 1993 |  |  | N | Electric Utility | 1 | X | NG | DFO
Petroleum Liquids.DFO | petroleum | TRUE | 6455 | Duke Energy Florida, LLC | 8049 | Intercession City | FL | Osceola | P11 | Petroleum Liquids | GT |  | J | 140 | 161 | 60 | N | 1997 |  |  | N | Electric Utility | 1 | X | DFO
Natural Gas Fired Combustion Turbine.NG | natural gas peaker | TRUE | 6455 | Duke Energy Florida, LLC | 8049 | Intercession City | FL | Osceola | P12 | Natural Gas Fired Combustion Turbine | GT |  | S | 73 | 89 | 50 | N | 2000 |  |  | N | Electric Utility | 1 | X | NG | DFO
Natural Gas Fired Combustion Turbine.NG | natural gas peaker | TRUE | 6455 | Duke Energy Florida, LLC | 8049 | Intercession City | FL | Osceola | P13 | Natural Gas Fired Combustion Turbine | GT |  | S | 73 | 91 | 50 | N | 2000 |  |  | N | Electric Utility | 1 | X | NG | DFO
Natural Gas Fired Combustion Turbine.NG | natural gas peaker | TRUE | 6455 | Duke Energy Florida, LLC | 8049 | Intercession City | FL | Osceola | P14 | Natural Gas Fired Combustion Turbine | GT |  | S | 73 | 90 | 50 | N | 2000 |  |  | N | Electric Utility | 1 | X | NG | DFO
Petroleum Liquids.DFO | petroleum | TRUE | 6455 | Duke Energy Florida, LLC | 8049 | Intercession City | FL | Osceola | P2 | Petroleum Liquids | GT |  | S | 46 | 60 | 25 | N | 1974 |  |  | N | Electric Utility | 1 | X | DFO
Petroleum Liquids.DFO | petroleum | TRUE | 6455 | Duke Energy Florida, LLC | 8049 | Intercession City | FL | Osceola | P3 | Petroleum Liquids | GT |  | S | 46 | 61 | 25 | N | 1974 |  |  | N | Electric Utility | 1 | X | DFO
Petroleum Liquids.DFO | petroleum | TRUE | 6455 | Duke Energy Florida, LLC | 8049 | Intercession City | FL | Osceola | P4 | Petroleum Liquids | GT |  | S | 46 | 62 | 30 | N | 1974 |  |  | N | Electric Utility | 1 | X | DFO
Petroleum Liquids.DFO | petroleum | TRUE | 6455 | Duke Energy Florida, LLC | 8049 | Intercession City | FL | Osceola | P5 | Petroleum Liquids | GT |  | S | 45 | 59 | 30 | N | 1974 |  |  | N | Electric Utility | 1 | X | DFO
Petroleum Liquids.DFO | petroleum | TRUE | 6455 | Duke Energy Florida, LLC | 8049 | Intercession City | FL | Osceola | P6 | Petroleum Liquids | GT |  | S | 47 | 60 | 30 | N | 1974 |  |  | N | Electric Utility | 1 | X | DFO
Natural Gas Fired Combustion Turbine.NG | natural gas peaker | TRUE | 6455 | Duke Energy Florida, LLC | 8049 | Intercession City | FL | Osceola | P7 | Natural Gas Fired Combustion Turbine | GT |  | S | 78 | 90 | 40 | N | 1993 |  |  | N | Electric Utility | 1 | X | NG | DFO
Natural Gas Fired Combustion Turbine.NG | natural gas peaker | TRUE | 6455 | Duke Energy Florida, LLC | 8049 | Intercession City | FL | Osceola | P8 | Natural Gas Fired Combustion Turbine | GT |  | S | 77 | 88 | 40 | N | 1993 |  |  | N | Electric Utility | 1 | X | NG | DFO
Natural Gas Fired Combustion Turbine.NG | natural gas peaker | TRUE | 6455 | Duke Energy Florida, LLC | 8049 | Intercession City | FL | Osceola | P9 | Natural Gas Fired Combustion Turbine | GT |  | S | 77 | 88 | 40 | N | 1993 |  |  | N | Electric Utility | 1 | X | NG | DFO
Natural Gas Fired Combustion Turbine.NG | natural gas peaker | TRUE | 15296 | New York Power Authority | 8053 | Pouch | NY | Richmond | N01 | Natural Gas Fired Combustion Turbine | GT |  | S | 45.1 | 46 | 40 | N | 2001 |  |  | N | Electric Utility | 1 | X | NG
Natural Gas Steam Turbine.NG | natural gas steam turbine | TRUE | 12685 | Entergy Mississippi LLC | 8054 | Gerald Andrus | MS | Washington | 1 | Natural Gas Steam Turbine | ST |  | S | 706.5 | 731.7 | 205 | N | 1975 | 6 | 2035 | N | Electric Utility | 1 | X | NG
Nuclear.NUC | nuclear | TRUE | 814 | Entergy Arkansas LLC | 8055 | Arkansas Nuclear One | AR | Pope | 1 | Nuclear | ST |  | S | 833 | 855 | 250 | N | 1974 |  |  | N | Electric Utility | 1 | X | NUC
Nuclear.NUC | nuclear | TRUE | 814 | Entergy Arkansas LLC | 8055 | Arkansas Nuclear One | AR | Pope | 2 | Nuclear | ST |  | S | 992 | 1010.7 | 250 | N | 1980 |  |  | N | Electric Utility | 1 | X | NUC
Natural Gas Steam Turbine.NG | natural gas steam turbine | TRUE | 11241 | Entergy Louisiana LLC | 8056 | Waterford 1 & 2 | LA | St Charles | 1 | Natural Gas Steam Turbine | ST |  | S | 409.5 | 411.1 | 125 | N | 1975 | 3 | 2024 | N | Electric Utility | 1 | X | NG | RFO
Natural Gas Steam Turbine.NG | natural gas steam turbine | TRUE | 11241 | Entergy Louisiana LLC | 8056 | Waterford 1 & 2 | LA | St Charles | 2 | Natural Gas Steam Turbine | ST |  | S | 416.8 | 417 | 125 | N | 1975 | 6 | 2028 | N | Electric Utility | 1 | X | NG | RFO
Petroleum Liquids.DFO | petroleum | TRUE | 11241 | Entergy Louisiana LLC | 8056 | Waterford 1 & 2 | LA | St Charles | 4 | Petroleum Liquids | GT |  | S | 32.1 | 35.7 | 31.9 | N | 2009 |  |  | N | Electric Utility | 1 | X | DFO
Natural Gas Fired Combined Cycle.NG | natural gas combined cycle | TRUE | 15474 | Public Service Co of Oklahoma | 8059 | Comanche (OK) | OK | Comanche | 1G1 | Natural Gas Fired Combined Cycle | CT | CC1 | S | 78 | 78 | 30 | N | 1973 |  |  | N | Electric Utility | 1 | X | NG
Natural Gas Fired Combined Cycle.NG | natural gas combined cycle | TRUE | 15474 | Public Service Co of Oklahoma | 8059 | Comanche (OK) | OK | Comanche | 1G2 | Natural Gas Fired Combined Cycle | CT | CC1 | S | 78 | 78 | 30 | N | 1973 |  |  | N | Electric Utility | 1 | X | NG
Natural Gas Fired Combined Cycle.NG | natural gas combined cycle | TRUE | 15474 | Public Service Co of Oklahoma | 8059 | Comanche (OK) | OK | Comanche | 1S | Natural Gas Fired Combined Cycle | CA | CC1 | S | 104 | 114 | 34 | N | 1974 |  |  | N | Electric Utility | 1 | X | NG
Petroleum Liquids.DFO | petroleum | TRUE | 15474 | Public Service Co of Oklahoma | 8059 | Comanche (OK) | OK | Comanche | IC1 | Petroleum Liquids | IC |  | S | 4 | 4 | 2 | N | 1962 |  |  | N | Electric Utility | 1 | X | DFO
Batteries.MWH | battery storage | TRUE | 55983 | Luminant Generation Company LLC | 8063 | DeCordova Steam Electric Station | TX | Hood | BESS | Batteries | BA |  | S | 260 | 260 |  | N | 2022 |  |  | N | IPP Non-CHP | 2 | X | MWH
Natural Gas Fired Combustion Turbine.NG | natural gas peaker | TRUE | 55983 | Luminant Generation Company LLC | 8063 | DeCordova Steam Electric Station | TX | Hood | CT1 | Natural Gas Fired Combustion Turbine | GT |  | W | 69 | 88 | 60 | N | 1990 |  |  | N | IPP Non-CHP | 2 | X | NG | DFO
Natural Gas Fired Combustion Turbine.NG | natural gas peaker | TRUE | 55983 | Luminant Generation Company LLC | 8063 | DeCordova Steam Electric Station | TX | Hood | CT2 | Natural Gas Fired Combustion Turbine | GT |  | W | 68 | 87 | 60 | N | 1990 |  |  | N | IPP Non-CHP | 2 | X | NG | DFO
Natural Gas Fired Combustion Turbine.NG | natural gas peaker | TRUE | 55983 | Luminant Generation Company LLC | 8063 | DeCordova Steam Electric Station | TX | Hood | CT3 | Natural Gas Fired Combustion Turbine | GT |  | W | 68 | 86 | 60 | N | 1990 |  |  | N | IPP Non-CHP | 2 | X | NG | DFO
Natural Gas Fired Combustion Turbine.NG | natural gas peaker | TRUE | 55983 | Luminant Generation Company LLC | 8063 | DeCordova Steam Electric Station | TX | Hood | CT4 | Natural Gas Fired Combustion Turbine | GT |  | W | 69 | 86 | 60 | N | 1990 |  |  | N | IPP Non-CHP | 2 | X | NG | DFO
Conventional Steam Coal.SUB | hard coal | TRUE | 14354 | PacifiCorp | 8066 | Jim Bridger | WY | Sweetwater | 1 | Conventional Steam Coal | ST |  | J | 531 | 531 | 50 | N | 1974 | 12 | 2037 | N | Electric Utility | 1 | X | SUB
Conventional Steam Coal.SUB | hard coal | TRUE | 14354 | PacifiCorp | 8066 | Jim Bridger | WY | Sweetwater | 2 | Conventional Steam Coal | ST |  | J | 539 | 539 | 40 | N | 1975 | 12 | 2037 | N | Electric Utility | 1 | X | SUB
Conventional Steam Coal.SUB | hard coal | TRUE | 14354 | PacifiCorp | 8066 | Jim Bridger | WY | Sweetwater | 3 | Conventional Steam Coal | ST |  | J | 523 | 523 | 65 | N | 1976 | 12 | 2037 | N | Electric Utility | 1 | X | SUB
Conventional Steam Coal.SUB | hard coal | TRUE | 14354 | PacifiCorp | 8066 | Jim Bridger | WY | Sweetwater | 4 | Conventional Steam Coal | ST |  | J | 526 | 526 | 65 | N | 1979 | 12 | 2037 | N | Electric Utility | 1 | X | SUB
Natural Gas Fired Combustion Turbine.NG | natural gas peaker | TRUE | 15466 | Public Service Co of Colorado | 8067 | Fort Lupton | CO | Weld | 1 | Natural Gas Fired Combustion Turbine | GT |  | S | 44 | 50 | 10 | N | 1972 | 12 | 2026 | N | Electric Utility | 1 | X | NG | DFO
Natural Gas Fired Combustion Turbine.NG | natural gas peaker | TRUE | 15466 | Public Service Co of Colorado | 8067 | Fort Lupton | CO | Weld | 2 | Natural Gas Fired Combustion Turbine | GT |  | S | 44 | 50 | 10 | N | 1972 | 12 | 2026 | N | Electric Utility | 1 | X | NG | DFO
Natural Gas Fired Combined Cycle.NG | natural gas combined cycle | TRUE | 16572 | Salt River Project | 8068 | Santan | AZ | Maricopa | ST1 | Natural Gas Fired Combined Cycle | CS |  | S | 92 | 103.5 | 80 | N | 1974 |  |  | N | Electric Utility | 1 | X | NG
Natural Gas Fired Combined Cycle.NG | natural gas combined cycle | TRUE | 16572 | Salt River Project | 8068 | Santan | AZ | Maricopa | ST2 | Natural Gas Fired Combined Cycle | CS |  | S | 92 | 103.5 | 80 | N | 1974 |  |  | N | Electric Utility | 1 | X | NG
Natural Gas Fired Combined Cycle.NG | natural gas combined cycle | TRUE | 16572 | Salt River Project | 8068 | Santan | AZ | Maricopa | ST3 | Natural Gas Fired Combined Cycle | CS |  | S | 92 | 103.5 | 80 | N | 1974 |  |  | N | Electric Utility | 1 | X | NG
Natural Gas Fired Combined Cycle.NG | natural gas combined cycle | TRUE | 16572 | Salt River Project | 8068 | Santan | AZ | Maricopa | ST4 | Natural Gas Fired Combined Cycle | CS |  | S | 92 | 103.5 | 80 | N | 1975 |  |  | N | Electric Utility | 1 | X | NG
Natural Gas Fired Combined Cycle.NG | natural gas combined cycle | TRUE | 16572 | Salt River Project | 8068 | Santan | AZ | Maricopa | ST5A | Natural Gas Fired Combined Cycle | CT | STS5 | S | 141 | 150 | 90 | Y | 2005 |  |  | N | Electric Utility | 1 | X | NG
Natural Gas Fired Combined Cycle.NG | natural gas combined cycle | TRUE | 16572 | Salt River Project | 8068 | Santan | AZ | Maricopa | ST5B | Natural Gas Fired Combined Cycle | CT | STS5 | S | 141 | 150 | 90 | Y | 2005 |  |  | N | Electric Utility | 1 | X | NG
Natural Gas Fired Combined Cycle.NG | natural gas combined cycle | TRUE | 16572 | Salt River Project | 8068 | Santan | AZ | Maricopa | ST5S | Natural Gas Fired Combined Cycle | CA | STS5 | S | 280 | 318 | 60 | Y | 2005 |  |  | N | Electric Utility | 1 | X | NG
Natural Gas Fired Combined Cycle.NG | natural gas combined cycle | TRUE | 16572 | Salt River Project | 8068 | Santan | AZ | Maricopa | ST6A | Natural Gas Fired Combined Cycle | CT | STS6 | S | 171 | 186 | 90 | N | 2006 |  |  | N | Electric Utility | 1 | X | NG
Natural Gas Fired Combined Cycle.NG | natural gas combined cycle | TRUE | 16572 | Salt River Project | 8068 | Santan | AZ | Maricopa | ST6S | Natural Gas Fired Combined Cycle | CA | STS6 | S | 131 | 140 | 45 | N | 2006 |  |  | N | Electric Utility | 1 | X | NG
Conventional Steam Coal.BIT | hard coal | TRUE | 14354 | PacifiCorp | 8069 | Huntington | UT | Emery | 1 | Conventional Steam Coal | ST |  | S | 459 | 459 | 60 | N | 1977 | 12 | 2036 | N | Electric Utility | 1 | X | BIT
Conventional Steam Coal.BIT | hard coal | TRUE | 14354 | PacifiCorp | 8069 | Huntington | UT | Emery | 2 | Conventional Steam Coal | ST |  | S | 450 | 450 | 60 | N | 1974 | 12 | 2036 | N | Electric Utility | 1 | X | BIT
Natural Gas Fired Combined Cycle.NG | natural gas combined cycle | TRUE | 15248 | Portland General Electric Co | 8073 | Beaver | OR | Columbia | 1 | Natural Gas Fired Combined Cycle | CT | CC1 | S | 55.3 | 63 | 5 | N | 1974 |  |  | N | Electric Utility | 1 | X | NG | DFO
Natural Gas Fired Combined Cycle.NG | natural gas combined cycle | TRUE | 15248 | Portland General Electric Co | 8073 | Beaver | OR | Columbia | 2 | Natural Gas Fired Combined Cycle | CT | CC1 | S | 55.3 | 63 | 5 | N | 1974 |  |  | N | Electric Utility | 1 | X | NG | DFO
Natural Gas Fired Combined Cycle.NG | natural gas combined cycle | TRUE | 15248 | Portland General Electric Co | 8073 | Beaver | OR | Columbia | 3 | Natural Gas Fired Combined Cycle | CT | CC1 | S | 55.3 | 63 | 5 | N | 1974 |  |  | N | Electric Utility | 1 | X | NG | DFO
Natural Gas Fired Combined Cycle.NG | natural gas combined cycle | TRUE | 15248 | Portland General Electric Co | 8073 | Beaver | OR | Columbia | 4 | Natural Gas Fired Combined Cycle | CT | CC1 | S | 55.3 | 63 | 5 | N | 1974 |  |  | N | Electric Utility | 1 | X | NG | DFO
Natural Gas Fired Combined Cycle.NG | natural gas combined cycle | TRUE | 15248 | Portland General Electric Co | 8073 | Beaver | OR | Columbia | 5 | Natural Gas Fired Combined Cycle | CT | CC1 | S | 55.3 | 63 | 5 | N | 1974 |  |  | N | Electric Utility | 1 | X | NG | DFO
Natural Gas Fired Combined Cycle.NG | natural gas combined cycle | TRUE | 15248 | Portland General Electric Co | 8073 | Beaver | OR | Columbia | 6 | Natural Gas Fired Combined Cycle | CT | CC1 | S | 55.3 | 63 | 5 | N | 1974 |  |  | N | Electric Utility | 1 | X | NG | DFO
Natural Gas Fired Combined Cycle.NG | natural gas combined cycle | TRUE | 15248 | Portland General Electric Co | 8073 | Beaver | OR | Columbia | 7 | Natural Gas Fired Combined Cycle | CA | CC1 | S | 137 | 139 | 10 | N | 1977 |  |  | N | Electric Utility | 1 | X | NG
Natural Gas Fired Combustion Turbine.NG | natural gas peaker | TRUE | 15248 | Portland General Electric Co | 8073 | Beaver | OR | Columbia | 8 | Natural Gas Fired Combustion Turbine | GT |  | S | 24 | 24 | 17 | N | 2001 |  |  | N | Electric Utility | 1 | X | NG
Natural Gas Fired Combustion Turbine.NG | natural gas peaker | TRUE | 63844 | Ellwood Power, LLC | 8076 | Ellwood | CA | Santa Barbara | 01 | Natural Gas Fired Combustion Turbine | GT |  | S | 54 | 54 | 54 | N | 1974 | 1 | 2027 | N | IPP Non-CHP | 2 | X | NG
Petroleum Liquids.DFO | petroleum | TRUE | 8287 | Hawaii Electric Light Co Inc | 8083 | Keahole | HI | Hawaii | 2 | Petroleum Liquids | GT |  | S | 15.9 | 15.9 | 5 | N | 1989 |  |  | N | Electric Utility | 1 | X | DFO
Petroleum Liquids.DFO | petroleum | TRUE | 8287 | Hawaii Electric Light Co Inc | 8083 | Keahole | HI | Hawaii | 21 | Petroleum Liquids | IC |  | S | 2.5 | 2.5 | 0.5 | N | 1984 |  |  | N | Electric Utility | 1 | X | DFO
Petroleum Liquids.DFO | petroleum | TRUE | 8287 | Hawaii Electric Light Co Inc | 8083 | Keahole | HI | Hawaii | 22 | Petroleum Liquids | IC |  | S | 2.5 | 2.5 | 0.5 | N | 1984 |  |  | N | Electric Utility | 1 | X | DFO
Petroleum Liquids.DFO | petroleum | TRUE | 8287 | Hawaii Electric Light Co Inc | 8083 | Keahole | HI | Hawaii | 23 | Petroleum Liquids | IC |  | S | 2.5 | 2.5 | 0.5 | N | 1988 |  |  | N | Electric Utility | 1 | X | DFO
Petroleum Liquids.DFO | petroleum | TRUE | 8287 | Hawaii Electric Light Co Inc | 8083 | Keahole | HI | Hawaii | 7 | Petroleum Liquids | CA | CC1 | S | 16 | 16 | 3.5 | N | 2009 |  |  | N | Electric Utility | 1 | X | DFO
Petroleum Liquids.DFO | petroleum | TRUE | 8287 | Hawaii Electric Light Co Inc | 8083 | Keahole | HI | Hawaii | CT4 | Petroleum Liquids | CT | CC1 | S | 19.8 | 21.6 | 7 | N | 2004 |  |  | N | Electric Utility | 1 | X | DFO
Petroleum Liquids.DFO | petroleum | TRUE | 8287 | Hawaii Electric Light Co Inc | 8083 | Keahole | HI | Hawaii | CT5 | Petroleum Liquids | CT | CC1 | S | 19.8 | 21.6 | 7 | N | 2004 |  |  | N | Electric Utility | 1 | X | DFO
Petroleum Liquids.DFO | petroleum | TRUE | 17834 | City of Springfield - (CO) | 8100 | Springfield (CO) | CO | Baca | 1 | Petroleum Liquids | IC |  | S | 1.2 | 1.2 | 1 | N | 1965 |  |  | N | Electric Utility | 1 | X | DFO | NG
Petroleum Liquids.DFO | petroleum | TRUE | 17834 | City of Springfield - (CO) | 8100 | Springfield (CO) | CO | Baca | 2 | Petroleum Liquids | IC |  | S | 0.2 | 0.2 | 0.1 | N | 1950 |  |  | N | Electric Utility | 1 | X | DFO | NG
Petroleum Liquids.DFO | petroleum | TRUE | 17834 | City of Springfield - (CO) | 8100 | Springfield (CO) | CO | Baca | IC4 | Petroleum Liquids | IC |  | S | 0.5 | 0.5 | 0.4 | N | 1950 |  |  | N | Electric Utility | 1 | X | DFO | NG
Petroleum Liquids.DFO | petroleum | TRUE | 17834 | City of Springfield - (CO) | 8100 | Springfield (CO) | CO | Baca | IC5 | Petroleum Liquids | IC |  | S | 0.8 | 0.8 | 0.7 | N | 1960 |  |  | N | Electric Utility | 1 | X | DFO | NG
Conventional Steam Coal.BIT | hard coal | TRUE | 61135 | Gavin Power, LLC | 8102 | Gavin Power, LLC | OH | Gallia | 1 | Conventional Steam Coal | ST |  | W | 1348 | 1348 | 485 | N | 1974 |  |  | N | IPP Non-CHP | 2 | X | BIT
Conventional Steam Coal.BIT | hard coal | TRUE | 61135 | Gavin Power, LLC | 8102 | Gavin Power, LLC | OH | Gallia | 2 | Conventional Steam Coal | ST |  | W | 1361 | 1361 | 485 | N | 1975 |  |  | N | IPP Non-CHP | 2 | X | BIT
Petroleum Liquids.DFO | petroleum | TRUE | 7969 | City of Halstad - (MN) | 8105 | Halstad | MN | Norman | 4 | Petroleum Liquids | IC |  | S | 1.9 | 1.9 | 1.6 | N | 2007 |  |  | N | Electric Utility | 1 | X | DFO
Petroleum Liquids.DFO | petroleum | TRUE | 7969 | City of Halstad - (MN) | 8105 | Halstad | MN | Norman | 5 | Petroleum Liquids | IC |  | S | 1.9 | 1.9 | 1.6 | N | 2007 |  |  | N | Electric Utility | 1 | X | DFO
Natural Gas Internal Combustion Engine.NG | natural gas peaker | TRUE | 18947 | City of Tipton - (IA) | 8106 | Tipton | IA | Cedar | 1A | Natural Gas Internal Combustion Engine | IC |  | S | 2 | 2 | 1.6 | N | 2001 |  |  | N | Electric Utility | 1 | X | NG | DFO
Natural Gas Internal Combustion Engine.NG | natural gas peaker | TRUE | 18947 | City of Tipton - (IA) | 8106 | Tipton | IA | Cedar | 2 | Natural Gas Internal Combustion Engine | IC |  | S | 1.2 | 1.2 | 0.9 | N | 1971 |  |  | N | Electric Utility | 1 | X | NG | DFO
Petroleum Liquids.DFO | petroleum | TRUE | 18947 | City of Tipton - (IA) | 8106 | Tipton | IA | Cedar | 5 | Petroleum Liquids | IC |  | S | 2 | 2 | 1.4 | N | 2011 |  |  | N | Electric Utility | 1 | X | DFO
Petroleum Liquids.DFO | petroleum | TRUE | 18947 | City of Tipton - (IA) | 8106 | Tipton | IA | Cedar | 6 | Petroleum Liquids | IC |  | S | 2 | 2 | 1.4 | N | 2011 |  |  | N | Electric Utility | 1 | X | DFO
Petroleum Liquids.DFO | petroleum | TRUE | 18947 | City of Tipton - (IA) | 8106 | Tipton | IA | Cedar | 7 | Petroleum Liquids | IC |  | S | 2 | 2 | 1.5 | N | 2019 |  |  | N | Electric Utility | 1 | X | DFO
Petroleum Liquids.DFO | petroleum | TRUE | 8847 | City of Hopkinton - (IA) | 8108 | Hopkinton | IA | Delaware | 1 | Petroleum Liquids | IC |  | S | 1.6 | 1.6 | 0.4 | N | 1973 |  |  | N | Electric Utility | 1 | X | DFO
Petroleum Liquids.DFO | petroleum | TRUE | 8847 | City of Hopkinton - (IA) | 8108 | Hopkinton | IA | Delaware | CAT | Petroleum Liquids | IC |  | S | 2.2 | 2.2 | 0.4 | N | 2011 |  |  | N | Electric Utility | 1 | X | DFO
Natural Gas Internal Combustion Engine.NG | natural gas peaker | TRUE | 17946 | City of Stanberry - (MO) | 8110 | Stanberry | MO | Gentry | 1 | Natural Gas Internal Combustion Engine | IC |  | S | 1.1 | 1.1 | 0.5 | N | 1963 |  |  | N | Electric Utility | 1 | X | NG | DFO
Natural Gas Internal Combustion Engine.NG | natural gas peaker | TRUE | 17946 | City of Stanberry - (MO) | 8110 | Stanberry | MO | Gentry | 2 | Natural Gas Internal Combustion Engine | IC |  | S | 1.1 | 1.1 | 0.5 | N | 1967 |  |  | N | Electric Utility | 1 | X | NG | DFO
Petroleum Liquids.DFO | petroleum | TRUE | 17946 | City of Stanberry - (MO) | 8110 | Stanberry | MO | Gentry | IC5 | Petroleum Liquids | IC |  | S | 0.3 | 0.3 | 0.1 | N | 1958 |  |  | N | Electric Utility | 1 | X | DFO
Natural Gas Internal Combustion Engine.NG | natural gas peaker | TRUE | 17946 | City of Stanberry - (MO) | 8110 | Stanberry | MO | Gentry | IC6 | Natural Gas Internal Combustion Engine | IC |  | S | 1.8 | 1.8 | 0.7 | N | 1979 |  |  | N | Electric Utility | 1 | X | NG | DFO
Conventional Steam Coal.SUB | hard coal | TRUE | 3989 | City of Colorado Springs - (CO) | 8219 | Ray D Nixon | CO | El Paso | 1 | Conventional Steam Coal | ST |  | S | 208 | 208 | 110 | N | 1980 | 12 | 2029 | N | Electric Utility | 1 | X | SUB
Natural Gas Fired Combustion Turbine.NG | natural gas peaker | TRUE | 3989 | City of Colorado Springs - (CO) | 8219 | Ray D Nixon | CO | El Paso | GT1 | Natural Gas Fired Combustion Turbine | GT |  | S | 30 | 32 | 20 | N | 1999 |  |  | N | Electric Utility | 1 | X | NG
Natural Gas Fired Combustion Turbine.NG | natural gas peaker | TRUE | 3989 | City of Colorado Springs - (CO) | 8219 | Ray D Nixon | CO | El Paso | GT2 | Natural Gas Fired Combustion Turbine | GT |  | S | 30 | 32 | 20 | N | 1999 |  |  | N | Electric Utility | 1 | X | NG
Conventional Steam Coal.LIG | lignite | TRUE | 14232 | Otter Tail Power Co | 8222 | Coyote | ND | Mercer | 1 | Conventional Steam Coal | ST |  | J | 427 | 427 | 150 | N | 1981 |  |  | N | Electric Utility | 1 | X | LIG
Conventional Steam Coal.SUB | hard coal | TRUE | 24211 | Tucson Electric Power Co | 8223 | Springerville | AZ | Apache | 1 | Conventional Steam Coal | ST |  | S | 381 | 381 | 123 | N | 1985 | 12 | 2027 | N | Electric Utility | 1 | X | SUB
Conventional Steam Coal.SUB | hard coal | TRUE | 24211 | Tucson Electric Power Co | 8223 | Springerville | AZ | Apache | 2 | Conventional Steam Coal | ST |  | S | 406 | 406 | 124 | N | 1990 | 12 | 2032 | N | Electric Utility | 1 | X | SUB
Conventional Steam Coal.SUB | hard coal | TRUE | 24211 | Tucson Electric Power Co | 8223 | Springerville | AZ | Apache | 3 | Conventional Steam Coal | ST |  | W | 417 | 417 | 132 | N | 2006 |  |  | N | Electric Utility | 1 | X | SUB
Conventional Steam Coal.SUB | hard coal | TRUE | 24211 | Tucson Electric Power Co | 8223 | Springerville | AZ | Apache | 4 | Conventional Steam Coal | ST |  | W | 415 | 415 | 170 | N | 2009 |  |  | N | Electric Utility | 1 | X | SUB
Solar Photovoltaic.SUN | solar PV | TRUE | 24211 | Tucson Electric Power Co | 8223 | Springerville | AZ | Apache | SGSS | Solar Photovoltaic | PV |  | S | 3.7 | 3.7 |  | N | 2001 |  |  | N | Electric Utility | 1 | X | SUN
Solar Photovoltaic.SUN | solar PV | TRUE | 24211 | Tucson Electric Power Co | 8223 | Springerville | AZ | Apache | SGSS1 | Solar Photovoltaic | PV |  | S | 1.6 | 1.6 |  | N | 2010 |  |  | N | Electric Utility | 1 | X | SUN
Solar Photovoltaic.SUN | solar PV | TRUE | 24211 | Tucson Electric Power Co | 8223 | Springerville | AZ | Apache | WMS | Solar Photovoltaic | PV |  | S | 8.5 | 8.5 |  | N | 2014 |  |  | N | Electric Utility | 1 | X | SUN
Conventional Steam Coal.SUB | hard coal | TRUE | 17166 | Sierra Pacific Power Co | 8224 | North Valmy | NV | Humboldt | 1 | Conventional Steam Coal | ST |  | J | 254 | 254 | 90 | N | 1981 |  |  | N | Electric Utility | 1 | X | SUB | BIT
Conventional Steam Coal.SUB | hard coal | TRUE | 17166 | Sierra Pacific Power Co | 8224 | North Valmy | NV | Humboldt | 2 | Conventional Steam Coal | ST |  | J | 268 | 268 | 90 | N | 1985 |  |  | N | Electric Utility | 1 | X | SUB | BIT
Hydroelectric Pumped Storage.WAT | other | TRUE | 59524 | Seneca Generation LLC | 8225 | Seneca Generation LLC | PA | Warren | 1 | Hydroelectric Pumped Storage | PS |  | S | 225.4 | 225.4 | 75 | N | 1970 |  |  | N | IPP Non-CHP | 2 | X | WAT
Hydroelectric Pumped Storage.WAT | other | TRUE | 59524 | Seneca Generation LLC | 8225 | Seneca Generation LLC | PA | Warren | 2 | Hydroelectric Pumped Storage | PS |  | S | 208.1 | 208.1 | 75 | N | 1970 |  |  | N | IPP Non-CHP | 2 | X | WAT
Conventional Hydroelectric.WAT | hydro | TRUE | 59524 | Seneca Generation LLC | 8225 | Seneca Generation LLC | PA | Warren | 3 | Conventional Hydroelectric | HY |  | S | 29.9 | 29.9 | 29.9 | N | 1970 |  |  | N | IPP Non-CHP | 2 | X | WAT
Conventional Hydroelectric.WAT | hydro | TRUE | 2518 | U S Bureau of Reclamation | 8902 | Hoover Dam (AZ) | AZ | Mohave | A0 | Conventional Hydroelectric | HY |  | S | 2.7 | 2.7 | 0 | N | 1936 |  |  | N | Electric Utility | 1 | X | WAT
Conventional Hydroelectric.WAT | hydro | TRUE | 2518 | U S Bureau of Reclamation | 8902 | Hoover Dam (AZ) | AZ | Mohave | A1 | Conventional Hydroelectric | HY |  | S | 130 | 130 | 0 | N | 1941 |  |  | N | Electric Utility | 1 | X | WAT
Conventional Hydroelectric.WAT | hydro | TRUE | 2518 | U S Bureau of Reclamation | 8902 | Hoover Dam (AZ) | AZ | Mohave | A2 | Conventional Hydroelectric | HY |  | S | 130 | 130 | 0 | N | 1942 |  |  | N | Electric Utility | 1 | X | WAT
Conventional Hydroelectric.WAT | hydro | TRUE | 2518 | U S Bureau of Reclamation | 8902 | Hoover Dam (AZ) | AZ | Mohave | A3 | Conventional Hydroelectric | HY |  | S | 130 | 130 | 0 | N | 1952 |  |  | N | Electric Utility | 1 | X | WAT
Conventional Hydroelectric.WAT | hydro | TRUE | 2518 | U S Bureau of Reclamation | 8902 | Hoover Dam (AZ) | AZ | Mohave | A4 | Conventional Hydroelectric | HY |  | S | 130 | 130 | 0 | N | 1952 |  |  | N | Electric Utility | 1 | X | WAT
Conventional Hydroelectric.WAT | hydro | TRUE | 2518 | U S Bureau of Reclamation | 8902 | Hoover Dam (AZ) | AZ | Mohave | A5 | Conventional Hydroelectric | HY |  | S | 127 | 127 | 0 | N | 1943 |  |  | N | Electric Utility | 1 | X | WAT
Conventional Hydroelectric.WAT | hydro | TRUE | 2518 | U S Bureau of Reclamation | 8902 | Hoover Dam (AZ) | AZ | Mohave | A6 | Conventional Hydroelectric | HY |  | S | 130 | 130 | 0 | N | 1939 |  |  | N | Electric Utility | 1 | X | WAT
Conventional Hydroelectric.WAT | hydro | TRUE | 2518 | U S Bureau of Reclamation | 8902 | Hoover Dam (AZ) | AZ | Mohave | A7 | Conventional Hydroelectric | HY |  | S | 130 | 130 | 0 | N | 1939 |  |  | N | Electric Utility | 1 | X | WAT
Conventional Hydroelectric.WAT | hydro | TRUE | 2518 | U S Bureau of Reclamation | 8902 | Hoover Dam (AZ) | AZ | Mohave | A8 | Conventional Hydroelectric | HY |  | S | 61.5 | 61.5 | 0 | N | 1937 |  |  | N | Electric Utility | 1 | X | WAT
Conventional Hydroelectric.WAT | hydro | TRUE | 2518 | U S Bureau of Reclamation | 8902 | Hoover Dam (AZ) | AZ | Mohave | A9 | Conventional Hydroelectric | HY |  | S | 68.5 | 68.5 | 0 | N | 1952 |  |  | N | Electric Utility | 1 | X | WAT
Natural Gas Fired Combustion Turbine.NG | natural gas peaker | TRUE | 54863 | U S Power Generating Company LLC | 8906 | Astoria Generating Station | NY | Queens | 1 | Natural Gas Fired Combustion Turbine | GT |  | S | 15.7 | 20.5 | 12 | N | 1967 |  |  | N | IPP Non-CHP | 2 | X | NG
Natural Gas Steam Turbine.NG | natural gas steam turbine | TRUE | 54863 | U S Power Generating Company LLC | 8906 | Astoria Generating Station | NY | Queens | 2 | Natural Gas Steam Turbine | ST |  | S | 177 | 177 | 60 | N | 1954 |  |  | N | IPP Non-CHP | 2 | X | NG
Natural Gas Steam Turbine.NG | natural gas steam turbine | TRUE | 54863 | U S Power Generating Company LLC | 8906 | Astoria Generating Station | NY | Queens | 3 | Natural Gas Steam Turbine | ST |  | S | 369.9 | 369.9 | 75 | N | 1958 |  |  | N | IPP Non-CHP | 2 | X | NG | RFO
Natural Gas Steam Turbine.NG | natural gas steam turbine | TRUE | 54863 | U S Power Generating Company LLC | 8906 | Astoria Generating Station | NY | Queens | 4 | Natural Gas Steam Turbine | ST |  | S | 376.3 | 376.3 | 75 | N | 1961 |  |  | N | IPP Non-CHP | 2 | X | NG | RFO
Natural Gas Steam Turbine.NG | natural gas steam turbine | TRUE | 54863 | U S Power Generating Company LLC | 8906 | Astoria Generating Station | NY | Queens | ST5 | Natural Gas Steam Turbine | ST |  | S | 376.3 | 376.3 | 75 | N | 1962 |  |  | N | IPP Non-CHP | 2 | X | NG | RFO
Natural Gas Internal Combustion Engine.NG | natural gas peaker | TRUE | 8973 | Town of Hudson - (MA) | 9038 | Cherry Street | MA | Middlesex | 10 | Natural Gas Internal Combustion Engine | IC |  | S | 1.9 | 1.9 | 0.5 | N | 1962 | 5 | 2030 | N | Electric Utility | 1 | X | NG | DFO
Natural Gas Internal Combustion Engine.NG | natural gas peaker | TRUE | 8973 | Town of Hudson - (MA) | 9038 | Cherry Street | MA | Middlesex | 11 | Natural Gas Internal Combustion Engine | IC |  | S | 1.9 | 1.9 | 0.5 | N | 1962 | 5 | 2030 | N | Electric Utility | 1 | X | NG | DFO
Natural Gas Internal Combustion Engine.NG | natural gas peaker | TRUE | 8973 | Town of Hudson - (MA) | 9038 | Cherry Street | MA | Middlesex | 12 | Natural Gas Internal Combustion Engine | IC |  | S | 4.9 | 4.9 | 0.5 | N | 1972 |  |  | N | Electric Utility | 1 | X | NG | DFO
Petroleum Liquids.DFO | petroleum | TRUE | 8973 | Town of Hudson - (MA) | 9038 | Cherry Street | MA | Middlesex | 7 | Petroleum Liquids | IC |  | S | 2.5 | 2.5 | 0.5 | N | 1951 |  |  | N | Electric Utility | 1 | X | DFO
Natural Gas Internal Combustion Engine.NG | natural gas peaker | TRUE | 8973 | Town of Hudson - (MA) | 9038 | Cherry Street | MA | Middlesex | 8 | Natural Gas Internal Combustion Engine | IC |  | S | 3.4 | 3.4 | 0.5 | N | 1956 |  |  | N | Electric Utility | 1 | X | NG | DFO
Conventional Hydroelectric.WAT | hydro | TRUE | 20169 | Avista Corp | 9095 | Monroe Street | WA | Spokane | 6 | Conventional Hydroelectric | HY |  | S | 15 | 15 | 1 | N | 1992 |  |  | N | Electric Utility | 1 | X | WAT
Conventional Hydroelectric.WAT | hydro | TRUE | 20169 | Avista Corp | 9096 | Upper Falls | WA | Spokane | 1 | Conventional Hydroelectric | HY |  | S | 10.2 | 10.2 | 1 | N | 1922 |  |  | N | Electric Utility | 1 | X | WAT
Natural Gas Fired Combustion Turbine.NG | natural gas peaker | TRUE | 11479 | Madison Gas & Electric Co | 9674 | Nine Springs | WI | Dane | GT1 | Natural Gas Fired Combustion Turbine | GT |  | S | 11.5 | 18.5 | 3 | N | 1964 |  |  | N | Electric Utility | 1 | X | NG
Conventional Hydroelectric.WAT | hydro | TRUE | 16868 | City of Seattle - (WA) | 9842 | Newhalem | WA | Whatcom | 20 | Conventional Hydroelectric | HY |  | S | 2.3 | 2.3 | 0 | N | 1970 |  |  | N | Electric Utility | 1 | X | WAT
Conventional Hydroelectric.WAT | hydro | TRUE | 8776 | City of Holyoke Gas and Electric Dept. | 9864 | Cabot Holyoke | MA | Hampden | 1 | Conventional Hydroelectric | HY |  | S | 0.6 | 0.6 | 0.6 | N | 1893 |  |  | N | Electric Utility | 1 | X | WAT
Conventional Hydroelectric.WAT | hydro | TRUE | 8776 | City of Holyoke Gas and Electric Dept. | 9864 | Cabot Holyoke | MA | Hampden | 2 | Conventional Hydroelectric | HY |  | S | 0.6 | 0.6 | 0.4 | N | 1938 |  |  | N | Electric Utility | 1 | X | WAT
Conventional Hydroelectric.WAT | hydro | TRUE | 8776 | City of Holyoke Gas and Electric Dept. | 9864 | Cabot Holyoke | MA | Hampden | 3 | Conventional Hydroelectric | HY |  | S | 0.4 | 0.4 | 0.3 | N | 1939 |  |  | N | Electric Utility | 1 | X | WAT
Conventional Hydroelectric.WAT | hydro | TRUE | 8776 | City of Holyoke Gas and Electric Dept. | 9864 | Cabot Holyoke | MA | Hampden | 4 | Conventional Hydroelectric | HY |  | S | 0.5 | 0.5 | 0.4 | N | 1907 |  |  | N | Electric Utility | 1 | X | WAT
Natural Gas Steam Turbine.NG | natural gas steam turbine | FALSE | 63637 | Molson Coors USA LLC | 10003 | Colorado Energy Nations Company | CO | Jefferson | GEN1 | Natural Gas Steam Turbine | ST |  | S | 10 | 10 | 3 | N | 1976 |  |  | Y | Industrial CHP | 7 | T | NG
Natural Gas Steam Turbine.NG | natural gas steam turbine | FALSE | 63637 | Molson Coors USA LLC | 10003 | Colorado Energy Nations Company | CO | Jefferson | GEN2 | Natural Gas Steam Turbine | ST |  | S | 10 | 10 | 3 | N | 1977 |  |  | Y | Industrial CHP | 7 | T | NG
Natural Gas Steam Turbine.NG | natural gas steam turbine | FALSE | 63637 | Molson Coors USA LLC | 10003 | Colorado Energy Nations Company | CO | Jefferson | GEN3 | Natural Gas Steam Turbine | ST |  | S | 20 | 20 | 3 | N | 1983 |  |  | Y | Industrial CHP | 7 | T | NG
All Other.WH | other | FALSE | 9383 | Mosaic Fertilizer LLC | 10004 | Mosaic South Pierce Operations | FL | Polk | TG1 | All Other | ST |  | S | 4 | 4 | 2 | N | 1978 |  |  | Y | Industrial CHP | 7 | B | WH
All Other.WH | other | FALSE | 9383 | Mosaic Fertilizer LLC | 10004 | Mosaic South Pierce Operations | FL | Polk | TG2 | All Other | ST |  | S | 33 | 33 | 2 | N | 1992 |  |  | Y | Industrial CHP | 7 | B | WH
Onshore Wind Turbine.WND | onshore wind | TRUE | 9397 | International Turbine Res Inc | 10005 | Dinosaur Point | CA | Merced | WTGS | Onshore Wind Turbine | WT |  | S | 17 | 16 | 15 | N | 1988 |  |  | N | IPP Non-CHP | 2 | X | WND
Natural Gas Fired Combustion Turbine.NG | natural gas peaker | FALSE | 1194 | Baptist Memorial Hospital | 10008 | Baptist Medical Center | FL | Duval | TG-2 | Natural Gas Fired Combustion Turbine | GT |  | S | 2.2 | 2.5 | 0.5 | N | 1983 |  |  | Y | Commercial CHP | 5 | T | NG | DFO
Natural Gas Fired Combustion Turbine.NG | natural gas peaker | FALSE | 1194 | Baptist Memorial Hospital | 10008 | Baptist Medical Center | FL | Duval | TG-3 | Natural Gas Fired Combustion Turbine | GT |  | S | 2.7 | 3 | 0.5 | N | 1986 |  |  | Y | Commercial CHP | 5 | T | NG | DFO
Natural Gas Fired Combustion Turbine.NG | natural gas peaker | FALSE | 1194 | Baptist Memorial Hospital | 10008 | Baptist Medical Center | FL | Duval | TG-4 | Natural Gas Fired Combustion Turbine | GT |  | S | 3.2 | 3.5 | 0.5 | N | 1993 |  |  | Y | Commercial CHP | 5 | T | NG | DFO
Municipal Solid Waste.MSW | municipal solid waste | TRUE | 4435 | Covanta Energy Co | 10013 | Covanta Hennepin Energy | MN | Hennepin | GEN1 | Municipal Solid Waste | ST |  | W | 33.7 | 33.7 | 6 | N | 1989 |  |  | N | IPP Non-CHP | 2 | X | MSW
Conventional Hydroelectric.WAT | hydro | TRUE | 1932 | Boise-Kuna Irrigation District | 10014 | Lucky Peak Power Plant Project | ID | Ada | U131 | Conventional Hydroelectric | HY |  | S | 36.2 | 19.2 | 0 | N | 1988 |  |  | N | IPP Non-CHP | 2 | X | WAT
Conventional Hydroelectric.WAT | hydro | TRUE | 1932 | Boise-Kuna Irrigation District | 10014 | Lucky Peak Power Plant Project | ID | Ada | U132 | Conventional Hydroelectric | HY |  | S | 36.2 | 19.2 | 0 | N | 1988 |  |  | N | IPP Non-CHP | 2 | X | WAT
Conventional Hydroelectric.WAT | hydro | TRUE | 1932 | Boise-Kuna Irrigation District | 10014 | Lucky Peak Power Plant Project | ID | Ada | U133 | Conventional Hydroelectric | HY |  | S | 10.6 | 10.3 | 0 | N | 1988 |  |  | N | IPP Non-CHP | 2 | X | WAT
Wood/Wood Waste Biomass.BLQ | biomass | FALSE | 17465 | WestRock-West Point Mill | 10017 | WestRock-West Point Mill | VA | King William | GEN8 | Wood/Wood Waste Biomass | ST |  | S | 5 | 5 | 1.8 | N | 1954 |  |  | Y | Industrial CHP | 7 | T | BLQ | NG | WDS | BIT | SLW
Wood/Wood Waste Biomass.BLQ | biomass | FALSE | 17465 | WestRock-West Point Mill | 10017 | WestRock-West Point Mill | VA | King William | GEN9 | Wood/Wood Waste Biomass | ST |  | S | 10 | 10 | 4 | N | 1960 |  |  | Y | Industrial CHP | 7 | T | BLQ | NG | WDS | BIT | SLW
Wood/Wood Waste Biomass.BLQ | biomass | FALSE | 17465 | WestRock-West Point Mill | 10017 | WestRock-West Point Mill | VA | King William | GN10 | Wood/Wood Waste Biomass | ST |  | S | 25 | 25 | 7 | N | 1968 |  |  | Y | Industrial CHP | 7 | T | BLQ | NG | WDS | BIT | SLW
Wood/Wood Waste Biomass.BLQ | biomass | FALSE | 17465 | WestRock-West Point Mill | 10017 | WestRock-West Point Mill | VA | King William | GN11 | Wood/Wood Waste Biomass | ST |  | S | 15 | 15 | 7 | N | 1977 |  |  | Y | Industrial CHP | 7 | T | BLQ | NG | WDS | BIT | SLW
Wood/Wood Waste Biomass.BLQ | biomass | FALSE | 17465 | WestRock-West Point Mill | 10017 | WestRock-West Point Mill | VA | King William | GN12 | Wood/Wood Waste Biomass | ST |  | S | 46 | 46 | 10 | N | 1985 |  |  | Y | Industrial CHP | 7 | T | BLQ | NG | WDS | BIT | SLW
Geothermal.GEO | geothermal | TRUE | 34691 | Ormat Nevada Inc | 10018 | Desert Peak Power Plant | NV | Lyon | GEN2 | Geothermal | BT |  | W | 10 | 15 | 10 | N | 2006 |  |  | N | IPP Non-CHP | 2 | X | GEO
Geothermal.GEO | geothermal | TRUE | 34691 | Ormat Nevada Inc | 10018 | Desert Peak Power Plant | NV | Lyon | OEC2 | Geothermal | BT |  | W | 7.3 | 11 | 7.3 | N | 2006 |  |  | N | IPP Non-CHP | 2 | X | GEO
Natural Gas Fired Combustion Turbine.NG | natural gas peaker | FALSE | 4558 | Cutrale Citrus Juices USA Inc | 10020 | Cutrale Citrus Juices USA I | FL | Lake | GEN3 | Natural Gas Fired Combustion Turbine | GT |  | S | 4.3 | 3.9 | 1.5 | N | 2016 |  |  | N | Industrial Non-CHP | 6 | X | NG
Natural Gas Steam Turbine.NG | natural gas steam turbine | FALSE | 5624 | RED-Rochester, LLC | 10025 | RED-Rochester, LLC | NY | Monroe | 17TG | Natural Gas Steam Turbine | ST |  | S | 15 | 15 | 4 | N | 1968 |  |  | Y | Industrial CHP | 7 | B | NG | RFO | DFO
Natural Gas Steam Turbine.NG | natural gas steam turbine | FALSE | 5624 | RED-Rochester, LLC | 10025 | RED-Rochester, LLC | NY | Monroe | 41TG | Natural Gas Steam Turbine | ST |  | S | 25.6 | 25.6 | 5 | N | 1964 |  |  | Y | Industrial CHP | 7 | B | NG | DFO
Natural Gas Steam Turbine.NG | natural gas steam turbine | FALSE | 5624 | RED-Rochester, LLC | 10025 | RED-Rochester, LLC | NY | Monroe | 42TG | Natural Gas Steam Turbine | ST |  | S | 25.6 | 25.6 | 5 | N | 1967 |  |  | Y | Industrial CHP | 7 | B | NG | DFO
Natural Gas Steam Turbine.NG | natural gas steam turbine | FALSE | 5624 | RED-Rochester, LLC | 10025 | RED-Rochester, LLC | NY | Monroe | 43TG | Natural Gas Steam Turbine | ST |  | S | 25.6 | 25.6 | 5 | N | 1969 |  |  | Y | Industrial CHP | 7 | B | NG | DFO
Natural Gas Steam Turbine.NG | natural gas steam turbine | FALSE | 5624 | RED-Rochester, LLC | 10025 | RED-Rochester, LLC | NY | Monroe | 44TG | Natural Gas Steam Turbine | ST |  | S | 25.6 | 25.6 | 5 | N | 1987 |  |  | Y | Industrial CHP | 7 | B | NG | DFO
Natural Gas Steam Turbine.NG | natural gas steam turbine | FALSE | 5624 | RED-Rochester, LLC | 10025 | RED-Rochester, LLC | NY | Monroe | 75TG | Natural Gas Steam Turbine | ST |  | S | 2.2 | 2.2 | 0.4 | N | 2015 |  |  | Y | Industrial CHP | 7 | B | NG | RFO
Conventional Hydroelectric.WAT | hydro | FALSE | 5624 | RED-Rochester, LLC | 10025 | RED-Rochester, LLC | NY | Monroe | KPR1 | Conventional Hydroelectric | HY |  | S | 0.4 | 0.4 | 0.1 | N | 1957 |  |  | N | Industrial CHP | 7 | X | WAT
Other Waste Biomass.OBG | biomass | FALSE | 5901 | Encina Joint Powers Authority | 10026 | Encina Water Pollution Control | CA | San Diego | EG10 | Other Waste Biomass | IC |  | S | 0.8 | 0.8 | 0.6 | N | 2008 |  |  | N | Commercial Non-CHP | 4 | X | OBG | NG
Other Waste Biomass.OBG | biomass | FALSE | 5901 | Encina Joint Powers Authority | 10026 | Encina Water Pollution Control | CA | San Diego | EG20 | Other Waste Biomass | IC |  | S | 0.8 | 0.8 | 0.6 | N | 2008 |  |  | N | Commercial Non-CHP | 4 | X | OBG | NG
Other Waste Biomass.OBG | biomass | FALSE | 5901 | Encina Joint Powers Authority | 10026 | Encina Water Pollution Control | CA | San Diego | EG30 | Other Waste Biomass | IC |  | S | 0.8 | 0.8 | 0.6 | N | 2009 |  |  | N | Commercial Non-CHP | 4 | X | OBG | NG
Other Waste Biomass.OBG | biomass | FALSE | 5901 | Encina Joint Powers Authority | 10026 | Encina Water Pollution Control | CA | San Diego | EG40 | Other Waste Biomass | IC |  | S | 0.8 | 0.8 | 0.6 | N | 2009 |  |  | N | Commercial Non-CHP | 4 | X | OBG | NG
Solar Photovoltaic.SUN | solar PV | FALSE | 7049 | General Electric Aircraft Engines | 10029 | General Electric Aircraft Engines | MA | Essex | PV | Solar Photovoltaic | PV |  | W | 1.5 | 1.5 |  | N | 2017 |  |  | N | Industrial Non-CHP | 6 | X | SUN
Natural Gas Fired Combined Cycle.NG | natural gas combined cycle | TRUE | 65384 | Cartier Energy, LLC | 10030 | Energy Center Dover | DE | Kent | COG1 | Natural Gas Fired Combined Cycle | CA | CC1 | S | 15 | 15 | 5 | N | 1985 |  |  | Y | IPP CHP | 3 | T | NG
Natural Gas Fired Combined Cycle.NG | natural gas combined cycle | TRUE | 65384 | Cartier Energy, LLC | 10030 | Energy Center Dover | DE | Kent | KD-1 | Natural Gas Fired Combined Cycle | CT | CC1 | S | 44 | 50 | 30 | N | 2001 |  |  | N | IPP CHP | 3 | X | NG
Natural Gas Fired Combustion Turbine.NG | natural gas peaker | TRUE | 65384 | Cartier Energy, LLC | 10030 | Energy Center Dover | DE | Kent | KD-2 | Natural Gas Fired Combustion Turbine | GT |  | S | 44 | 50 | 30 | N | 2001 |  |  | N | IPP CHP | 3 | X | NG | DFO
Natural Gas Fired Combined Cycle.NG | natural gas combined cycle | TRUE | 3028 | Calpine Gilroy Cogen LP | 10034 | Gilroy Power Plant | CA | Santa Clara | GEN1 | Natural Gas Fired Combined Cycle | CT | CC1 | S | 72 | 81 | 72 | N | 1987 |  |  | Y | IPP CHP | 3 | T | NG
Natural Gas Fired Combined Cycle.NG | natural gas combined cycle | TRUE | 3028 | Calpine Gilroy Cogen LP | 10034 | Gilroy Power Plant | CA | Santa Clara | GEN2 | Natural Gas Fired Combined Cycle | CA | CC1 | S | 29 | 29 | 20 | N | 1987 |  |  | Y | IPP CHP | 3 | T | NG
Conventional Hydroelectric.WAT | hydro | TRUE | 56590 | Silverstreet Hydro | 10036 | Hillsborough Hosiery | NH | Hillsborough | GEN1 | Conventional Hydroelectric | HY |  | S | 0.6 | 0.6 | 0.2 | N | 1989 |  |  | N | IPP Non-CHP | 2 | X | WAT
Conventional Hydroelectric.WAT | hydro | TRUE | 56590 | Silverstreet Hydro | 10036 | Hillsborough Hosiery | NH | Hillsborough | GEN2 | Conventional Hydroelectric | HY |  | S | 0.6 | 0.6 | 0.2 | N | 1989 |  |  | N | IPP Non-CHP | 2 | X | WAT
Natural Gas Fired Combustion Turbine.NG | natural gas peaker | FALSE | 10077 | Kaweah Delta Hospital | 10042 | Kaweah Delta District Hospital | CA | Tulare | KDHT1 | Natural Gas Fired Combustion Turbine | GT |  | S | 3.5 | 3.5 | 1.6 | N | 2008 |  |  | N | Commercial Non-CHP | 4 | X | NG
Conventional Hydroelectric.WAT | hydro | TRUE | 54696 | Little Mac Power Company | 10049 | Little Mac Project | ID | Twin Falls | 1 | Conventional Hydroelectric | HY |  | S | 0.3 | 0.3 | 0 | N | 1984 |  |  | N | IPP Non-CHP | 2 | X | WAT
Conventional Hydroelectric.WAT | hydro | TRUE | 54696 | Little Mac Power Company | 10049 | Little Mac Project | ID | Twin Falls | 2 | Conventional Hydroelectric | HY |  | S | 0.4 | 0.4 | 0 | N | 1984 |  |  | N | IPP Non-CHP | 2 | X | WAT
Conventional Hydroelectric.WAT | hydro | TRUE | 54696 | Little Mac Power Company | 10049 | Little Mac Project | ID | Twin Falls | 3 | Conventional Hydroelectric | HY |  | S | 0.4 | 0.4 | 0 | N | 1984 |  |  | N | IPP Non-CHP | 2 | X | WAT
Conventional Hydroelectric.WAT | hydro | TRUE | 54696 | Little Mac Power Company | 10049 | Little Mac Project | ID | Twin Falls | 4 | Conventional Hydroelectric | HY |  | S | 0.4 | 0.4 | 0 | N | 1984 |  |  | N | IPP Non-CHP | 2 | X | WAT
Other Waste Biomass.OBG | biomass | FALSE | 11079 | Little Rock Water Reclamation Authority | 10050 | Fourche Creek Wastewater | AR | Pulaski | 4 | Other Waste Biomass | IC |  | S | 1.3 | 1.3 | 0.8 | N | 2009 |  |  | Y | Commercial CHP | 5 | T | OBG | NG
Wood/Wood Waste Biomass.WDS | biomass | TRUE | 54788 | DG Fairhaven Power LLC | 10052 | Fairhaven Power | CA | Humboldt | GEN1 | Wood/Wood Waste Biomass | ST |  | S | 16 | 16 | 1 | N | 1986 |  |  | N | IPP Non-CHP | 2 | X | WDS | NG
Petroleum Liquids.DFO | petroleum | FALSE | 7075 | General Electric Co | 10058 | General Electric Diesel Engine Plant | PA | Mercer | REGN | Petroleum Liquids | IC |  | S | 4.3 | 4.2 | 0 | N | 1984 |  |  | N | Industrial Non-CHP | 6 | X | DFO
Natural Gas Fired Combined Cycle.NG | natural gas combined cycle | FALSE | 11401 | Mars Wrigley Confectionery US, LLC | 10061 | Mars Wrigley Confectionery US, LLC | NJ | WARREN | GEN1 | Natural Gas Fired Combined Cycle | CT | CC1 | S | 8.8 | 10.7 | 6 | N | 1989 |  |  | Y | Industrial CHP | 7 | T | NG
Natural Gas Fired Combined Cycle.NG | natural gas combined cycle | FALSE | 11401 | Mars Wrigley Confectionery US, LLC | 10061 | Mars Wrigley Confectionery US, LLC | NJ | WARREN | GEN2 | Natural Gas Fired Combined Cycle | CA | CC1 | S | 0.7 | 1.2 | 0.5 | N | 1984 |  |  | Y | Industrial CHP | 7 | B | NG
Conventional Hydroelectric.WAT | hydro | TRUE | 11943 | McCallum Enterprises I LP | 10063 | Derby Hydro | CT | Fairfield | GEN1 | Conventional Hydroelectric | HY |  | S | 4 | 4 | 2.5 | N | 1989 |  |  | N | IPP Non-CHP | 2 | X | WAT
Conventional Hydroelectric.WAT | hydro | TRUE | 11943 | McCallum Enterprises I LP | 10063 | Derby Hydro | CT | Fairfield | GEN2 | Conventional Hydroelectric | HY |  | S | 4 | 4 | 2.5 | N | 1989 |  |  | N | IPP Non-CHP | 2 | X | WAT
Conventional Hydroelectric.WAT | hydro | TRUE | 11943 | McCallum Enterprises I LP | 10063 | Derby Hydro | CT | Fairfield | GEN3 | Conventional Hydroelectric | HY |  | S | 0.3 | 0.3 | 0.2 | N | 1989 |  |  | N | IPP Non-CHP | 2 | X | WAT
Conventional Hydroelectric.WAT | hydro | TRUE | 11943 | McCallum Enterprises I LP | 10063 | Derby Hydro | CT | Fairfield | GEN4 | Conventional Hydroelectric | HY |  | S | 0.3 | 0.3 | 0.2 | N | 1989 |  |  | N | IPP Non-CHP | 2 | X | WAT
Conventional Hydroelectric.WAT | hydro | TRUE | 12401 | Merimil Ltd Partnership | 10066 | Lockwood Hydroelectric Facility | ME | Kennebec | GEN1 | Conventional Hydroelectric | HY |  | S | 0.7 | 0.7 | 0.1 | N | 1985 |  |  | N | IPP Non-CHP | 2 | X | WAT
Conventional Hydroelectric.WAT | hydro | TRUE | 12401 | Merimil Ltd Partnership | 10066 | Lockwood Hydroelectric Facility | ME | Kennebec | GEN2 | Conventional Hydroelectric | HY |  | S | 0.7 | 0.7 | 0.1 | N | 1985 |  |  | N | IPP Non-CHP | 2 | X | WAT
Conventional Hydroelectric.WAT | hydro | TRUE | 12401 | Merimil Ltd Partnership | 10066 | Lockwood Hydroelectric Facility | ME | Kennebec | GEN3 | Conventional Hydroelectric | HY |  | S | 0.7 | 0.7 | 0.1 | N | 1985 |  |  | N | IPP Non-CHP | 2 | X | WAT
Conventional Hydroelectric.WAT | hydro | TRUE | 12401 | Merimil Ltd Partnership | 10066 | Lockwood Hydroelectric Facility | ME | Kennebec | GEN4 | Conventional Hydroelectric | HY |  | S | 0.7 | 0.7 | 0.1 | N | 1985 |  |  | N | IPP Non-CHP | 2 | X | WAT
Conventional Hydroelectric.WAT | hydro | TRUE | 12401 | Merimil Ltd Partnership | 10066 | Lockwood Hydroelectric Facility | ME | Kennebec | GEN5 | Conventional Hydroelectric | HY |  | S | 0.7 | 0.7 | 0.1 | N | 1985 |  |  | N | IPP Non-CHP | 2 | X | WAT
Conventional Hydroelectric.WAT | hydro | TRUE | 12401 | Merimil Ltd Partnership | 10066 | Lockwood Hydroelectric Facility | ME | Kennebec | GEN6 | Conventional Hydroelectric | HY |  | S | 0.7 | 0.7 | 0.1 | N | 1985 |  |  | N | IPP Non-CHP | 2 | X | WAT
Conventional Hydroelectric.WAT | hydro | TRUE | 12401 | Merimil Ltd Partnership | 10066 | Lockwood Hydroelectric Facility | ME | Kennebec | GEN7 | Conventional Hydroelectric | HY |  | S | 2.2 | 2.2 | 0.1 | N | 1988 |  |  | N | IPP Non-CHP | 2 | X | WAT
Conventional Hydroelectric.WAT | hydro | TRUE | 5164 | Denver City & County-Foothills | 10070 | Foothills Hydro Plant | CO | Douglas | GEN1 | Conventional Hydroelectric | HY |  | S | 3.1 | 3.1 | 0.4 | N | 1985 |  |  | N | IPP Non-CHP | 2 | X | WAT
Other Gases.OG | other | FALSE | 55727 | Orion Engineered Carbons | 10072 | Engineered Carbons Borger Cogen | TX | Hutchinson | GEN1 | Other Gases | ST |  | S | 18.8 | 18.8 | 5 | N | 1982 |  |  | N | Industrial Non-CHP | 6 | X | OG | NG
Conventional Hydroelectric.WAT | hydro | TRUE | 5068 | Denver City & County of | 10081 | Strontia Springs Hydro Plant | CO | Douglas | GEN1 | Conventional Hydroelectric | HY |  | S | 1 | 1 | 0.5 | N | 1986 |  |  | N | IPP Non-CHP | 2 | X | WAT
Other Waste Biomass.OBG | biomass | FALSE | 11217 | Los Angeles County Sanitation | 10091 | Total Energy Facilities | CA | Los Angeles | G2 | Other Waste Biomass | CT | CC1 | S | 8 | 9 | 5 | N | 2003 |  |  | Y | Commercial CHP | 5 | T | OBG | NG | DFO
Other Waste Biomass.OBG | biomass | FALSE | 11217 | Los Angeles County Sanitation | 10091 | Total Energy Facilities | CA | Los Angeles | G3 | Other Waste Biomass | CT | CC1 | S | 8 | 9 | 5 | N | 2001 |  |  | Y | Commercial CHP | 5 | T | OBG | NG | DFO
Other Waste Biomass.OBG | biomass | FALSE | 11217 | Los Angeles County Sanitation | 10091 | Total Energy Facilities | CA | Los Angeles | GEN1 | Other Waste Biomass | CT | CC1 | S | 8 | 9 | 5 | N | 1986 |  |  | Y | Commercial CHP | 5 | T | OBG | NG | DFO
Other Waste Biomass.OBG | biomass | FALSE | 11217 | Los Angeles County Sanitation | 10091 | Total Energy Facilities | CA | Los Angeles | GEN4 | Other Waste Biomass | CA | CC1 | S | 7.4 | 7.4 | 2 | N | 1986 |  |  | Y | Commercial CHP | 5 | T | OBG | NG
Petroleum Liquids.WO | petroleum | FALSE | 58553 | PAR Petroleum | 10093 | Tesoro Hawaii | HI | Honolulu | GEN1 | Petroleum Liquids | GT |  | S | 20 | 20 | 5 | N | 1982 |  |  | Y | Industrial CHP | 7 | T | WO | DFO | JF |  |  | DFO
Natural Gas Fired Combustion Turbine.NG | natural gas peaker | FALSE | 6636 | Foss Manufacturing Company LLC | 10108 | Hampton Facility | NH | Rockingham | GEN8 | Natural Gas Fired Combustion Turbine | GT |  | S | 3.8 | 5 | 1.2 | N | 2000 |  |  | Y | Industrial CHP | 7 | T | NG |  |  |  |  | DFO
Conventional Hydroelectric.WAT | hydro | TRUE | 57280 | Eagle Creek Renewable Energy, LLC | 10109 | Stevens Mills Dam | NH | Merrimack | 1G | Conventional Hydroelectric | HY |  | W | 0.2 | 0.2 | 0.2 | N | 1985 |  |  | N | IPP Non-CHP | 2 | X | WAT |  |  |  |  | DFO
Conventional Hydroelectric.WAT | hydro | TRUE | 57280 | Eagle Creek Renewable Energy, LLC | 10109 | Stevens Mills Dam | NH | Merrimack | 3G | Conventional Hydroelectric | HY |  | W | 1.8 | 1.8 | 0.3 | N | 1985 |  |  | N | IPP Non-CHP | 2 | X | WAT |  |  |  |  | BIT
Conventional Steam Coal.WC | hard coal | TRUE | 7199 | Gilberton Power Co | 10113 | John B Rich Memorial Power Station | PA | Schuylkill | GEN1 | Conventional Steam Coal | ST |  | S | 80 | 80 | 50 | N | 1988 |  |  | Y | IPP CHP | 3 | T | WC | DFO |  |  |  | BIT
Natural Gas Fired Combustion Turbine.NG | natural gas peaker | FALSE | 7726 | Sharp Grossmont Hospital | 10115 | Grossmont Hospital | CA | San Diego | GEN3 | Natural Gas Fired Combustion Turbine | GT |  | S | 4.2 | 4.4 | 2.2 | N | 2016 |  |  | Y | Commercial CHP | 5 | T | NG
Conventional Hydroelectric.WAT | hydro | TRUE | 9357 | Hampshire Paper Co Inc | 10116 | Hampshire Paper | NY | St Lawrence | 05 | Conventional Hydroelectric | HY |  | S | 1.8 | 2.7 | 0.4 | N | 1987 |  |  | N | IPP Non-CHP | 2 | X | WAT
Municipal Solid Waste.MSW | municipal solid waste | TRUE | 8181 | Harrisburg Authority | 10118 | Harrisburg Facility | PA | Dauphin | GEN3 | Municipal Solid Waste | ST |  | W | 16.7 | 16.7 | 4 | N | 2006 |  |  | Y | IPP CHP | 3 | T | MSW | NG
Conventional Hydroelectric.WAT | hydro | TRUE | 8596 | High Shoals Hydro | 10121 | High Shoals Hydro (GA) | GA | Morgan | GEN1 | Conventional Hydroelectric | HY |  | S | 1.4 | 1.4 | 0.1 | N | 1988 |  |  | N | IPP Non-CHP | 2 | X | WAT
Natural Gas Fired Combustion Turbine.NG | natural gas peaker | FALSE | 62860 | COE Bridgewater LLC c/o Thor Equities, LLC | 10122 | CIP II/AR Bridgewater Holdings - NJCOE | NJ | Somerset | 02 | Natural Gas Fired Combustion Turbine | GT |  | S | 4.1 | 4.2 | 2 | N | 2002 |  |  | Y | Commercial CHP | 5 | T | NG | DFO
Natural Gas Fired Combustion Turbine.NG | natural gas peaker | FALSE | 60557 | PB Nutclif Master, LLC | 10123 | Hoffmann LaRoche | NJ | Essex | TG01 | Natural Gas Fired Combustion Turbine | GT |  | S | 4.1 | 5.3 | 2.8 | N | 2004 |  |  | Y | Industrial CHP | 7 | T | NG | DFO
Natural Gas Fired Combustion Turbine.NG | natural gas peaker | FALSE | 60557 | PB Nutclif Master, LLC | 10123 | Hoffmann LaRoche | NJ | Essex | TG03 | Natural Gas Fired Combustion Turbine | GT |  | S | 4.1 | 5.3 | 2.8 | N | 2004 |  |  | Y | Industrial CHP | 7 | T | NG | DFO
Conventional Hydroelectric.WAT | hydro | TRUE | 59136 | Ampersand Hollow Dam Hydro LLC | 10124 | Hollow Dam Power Partnership | NY | St Lawrence | HY1 | Conventional Hydroelectric | HY |  | S | 0.3 | 0.3 | 0.1 | N | 1987 |  |  | N | IPP Non-CHP | 2 | X | WAT
Conventional Hydroelectric.WAT | hydro | TRUE | 59136 | Ampersand Hollow Dam Hydro LLC | 10124 | Hollow Dam Power Partnership | NY | St Lawrence | HY2 | Conventional Hydroelectric | HY |  | S | 0.3 | 0.3 | 0.1 | N | 1987 |  |  | N | IPP Non-CHP | 2 | X | WAT
Conventional Hydroelectric.WAT | hydro | FALSE | 8787 | Humboldt Bay Mun Water Dist | 10128 | Gosselin Hydro Plant | CA | Trinity | GEN1 | Conventional Hydroelectric | HY |  | S | 0.2 | 0.3 | 0.1 | N | 1983 |  |  | N | Commercial Non-CHP | 4 | X | WAT
Conventional Hydroelectric.WAT | hydro | FALSE | 8787 | Humboldt Bay Mun Water Dist | 10128 | Gosselin Hydro Plant | CA | Trinity | GEN2 | Conventional Hydroelectric | HY |  | S | 0.2 | 0.3 | 0.1 | N | 1983 |  |  | N | Commercial Non-CHP | 4 | X | WAT
Natural Gas Internal Combustion Engine.NG | natural gas peaker | FALSE | 9335 | Indiana University of Penn | 10129 | Indiana University of Pennsylvania | PA | Indiana | GEN1 | Natural Gas Internal Combustion Engine | IC |  | S | 6 | 6 | 0.5 | N | 1988 |  |  | Y | Commercial CHP | 5 | T | NG | DFO
Natural Gas Internal Combustion Engine.NG | natural gas peaker | FALSE | 9335 | Indiana University of Penn | 10129 | Indiana University of Pennsylvania | PA | Indiana | GEN2 | Natural Gas Internal Combustion Engine | IC |  | S | 6 | 6 | 0.5 | N | 1988 |  |  | Y | Commercial CHP | 5 | T | NG | DFO
Natural Gas Internal Combustion Engine.NG | natural gas peaker | FALSE | 9335 | Indiana University of Penn | 10129 | Indiana University of Pennsylvania | PA | Indiana | GEN3 | Natural Gas Internal Combustion Engine | IC |  | S | 6 | 6 | 0.5 | N | 1988 |  |  | Y | Commercial CHP | 5 | T | NG | DFO
Natural Gas Internal Combustion Engine.NG | natural gas peaker | FALSE | 9335 | Indiana University of Penn | 10129 | Indiana University of Pennsylvania | PA | Indiana | GEN4 | Natural Gas Internal Combustion Engine | IC |  | S | 6 | 6 | 0.5 | N | 1988 |  |  | Y | Commercial CHP | 5 | T | NG | DFO
Conventional Hydroelectric.WAT | hydro | TRUE | 7601 | Green Mountain Power Corp | 10137 | Deweys Mill | VT | Windsor | GEN1 | Conventional Hydroelectric | HY |  | S | 2.4 | 2.3 | 0.1 | N | 1989 |  |  | N | Electric Utility | 1 | X | WAT
Conventional Hydroelectric.WAT | hydro | TRUE | 7601 | Green Mountain Power Corp | 10137 | Deweys Mill | VT | Windsor | GEN2 | Conventional Hydroelectric | HY |  | S | 0.5 | 0.5 | 0.1 | N | 1989 |  |  | N | Electric Utility | 1 | X | WAT
Conventional Hydroelectric.WAT | hydro | TRUE | 9370 | Hydrodynamics Inc | 10138 | South Dry Creek Hydro | MT | Carbon | 1 | Conventional Hydroelectric | HY |  | S | 2 |  | 0.2 | N | 1985 |  |  | N | IPP Non-CHP | 2 | X | WAT
Conventional Hydroelectric.WAT | hydro | TRUE | 9439 | Isabella Partners | 10139 | Isabella Hydro Project | CA | Kern | GEN1 | Conventional Hydroelectric | HY |  | S | 5.9 | 5.9 | 0.5 | N | 1990 |  |  | N | IPP Non-CHP | 2 | X | WAT
Conventional Hydroelectric.WAT | hydro | TRUE | 9439 | Isabella Partners | 10139 | Isabella Hydro Project | CA | Kern | GEN2 | Conventional Hydroelectric | HY |  | S | 5.9 | 5.9 | 0.5 | N | 1990 |  |  | N | IPP Non-CHP | 2 | X | WAT
Conventional Hydroelectric.WAT | hydro | TRUE | 1751 | Birch Power Co | 10140 | Birch Creek Power | ID | Clark | GEN1 | Conventional Hydroelectric | HY |  | S | 2.6 | 2.6 | 0.2 | N | 1986 |  |  | N | IPP Non-CHP | 2 | X | WAT
Conventional Steam Coal.WC | hard coal | TRUE | 9379 | Inter-Power/AhlCon Partners, L.P. | 10143 | Colver Green Energy | PA | Cambria | COLV | Conventional Steam Coal | ST |  | S | 110 | 110 | 77 | N | 1995 |  |  | N | IPP Non-CHP | 2 | X | WC | PG
Wood/Wood Waste Biomass.WDS | biomass | FALSE | 17164 | Sierra Pacific Industries | 10144 | Sierra Pacific Lincoln Facility | CA | Placer | GEN4 | Wood/Wood Waste Biomass | ST |  | S | 17.5 | 16.9 | 1 | N | 2004 |  |  | Y | Industrial CHP | 7 | T | WDS
Natural Gas Steam Turbine.NG | natural gas steam turbine | FALSE | 49967 | Decorative Panels International, Inc. | 10149 | Decorative Panels Intl | MI | Alpena | GEN1 | Natural Gas Steam Turbine | ST |  | S | 7 | 7.5 | 1 | N | 1957 |  |  | Y | Industrial CHP | 7 | T | NG
Conventional Steam Coal.WC | hard coal | TRUE | 563 | American Bituminous Power LP | 10151 | Grant Town Power Plant | WV | Marion | GEN1 | Conventional Steam Coal | ST |  | S | 80 | 80 | 32 | N | 1992 |  |  | N | IPP Non-CHP | 2 | X | WC | NG | BIT | TDF | PC
Conventional Hydroelectric.WAT | hydro | TRUE | 503 | American Hydro Power Company | 10152 | Warrior Ridge Hydro | PA | Huntingdon | L-1 | Conventional Hydroelectric | HY |  | S | 0.7 | 0.7 | 0.2 | N | 1985 |  |  | N | IPP Non-CHP | 2 | X | WAT
Conventional Hydroelectric.WAT | hydro | TRUE | 503 | American Hydro Power Company | 10152 | Warrior Ridge Hydro | PA | Huntingdon | L-2 | Conventional Hydroelectric | HY |  | S | 0.7 | 0.7 | 0.2 | N | 1985 |  |  | N | IPP Non-CHP | 2 | X | WAT
Conventional Hydroelectric.WAT | hydro | TRUE | 503 | American Hydro Power Company | 10152 | Warrior Ridge Hydro | PA | Huntingdon | L-4 | Conventional Hydroelectric | HY |  | S | 0.7 | 0.7 | 0.2 | N | 1985 |  |  | N | IPP Non-CHP | 2 | X | WAT
Conventional Hydroelectric.WAT | hydro | TRUE | 503 | American Hydro Power Company | 10152 | Warrior Ridge Hydro | PA | Huntingdon | L-5 | Conventional Hydroelectric | HY |  | S | 0.7 | 0.7 | 0.2 | N | 1985 |  |  | N | IPP Non-CHP | 2 | X | WAT
Natural Gas Fired Combustion Turbine.NG | natural gas peaker | FALSE | 54769 | INEOS USA LLC | 10154 | Power Island | TX | Brazoria | GEN1 | Natural Gas Fired Combustion Turbine | GT |  | S | 30 | 38 | 29 | N | 1985 |  |  | Y | Industrial CHP | 7 | T | NG
Natural Gas Fired Combustion Turbine.NG | natural gas peaker | FALSE | 54769 | INEOS USA LLC | 10154 | Power Island | TX | Brazoria | GEN2 | Natural Gas Fired Combustion Turbine | GT |  | S | 40 | 50 | 20 | N | 2020 |  |  | Y | Industrial CHP | 7 | T | NG
Natural Gas Fired Combustion Turbine.NG | natural gas peaker | FALSE | 54769 | INEOS USA LLC | 10154 | Power Island | TX | Brazoria | GEN3 | Natural Gas Fired Combustion Turbine | GT |  | S | 40 | 50 | 20 | N | 2020 |  |  | Y | Industrial CHP | 7 | T | NG
Conventional Hydroelectric.WAT | hydro | TRUE | 756 | Appomattox River Associates LP | 10155 | Brasfield | VA | Chesterfield | 1 | Conventional Hydroelectric | HY |  | S | 2.9 | 2.9 | 0.3 | N | 1993 |  |  | N | IPP Non-CHP | 2 | X | WAT
Batteries.MWH | battery storage | TRUE | 20323 | Wellhead Services, Inc | 10156 | Fresno Cogen Partners | CA | Fresno | BESS1 | Batteries | BA |  | S | 16 | 16 |  | N | 2023 |  |  | N | IPP CHP | 3 | X | MWH
Natural Gas Fired Combustion Turbine.NG | natural gas peaker | TRUE | 20323 | Wellhead Services, Inc | 10156 | Fresno Cogen Partners | CA | Fresno | GEN3 | Natural Gas Fired Combustion Turbine | GT |  | J | 18.6 | 18.6 | 14 | N | 2001 |  |  | N | IPP CHP | 3 | X | NG
Natural Gas Fired Combustion Turbine.NG | natural gas peaker | TRUE | 20323 | Wellhead Services, Inc | 10156 | Fresno Cogen Partners | CA | Fresno | GEN4 | Natural Gas Fired Combustion Turbine | GT | CC1 | J | 52.2 | 52.2 | 1.5 | N | 2004 |  |  | Y | IPP CHP | 3 | T | NG
Conventional Hydroelectric.WAT | hydro | TRUE | 5093 | Desert Water Agency | 10162 | Whitewater Hydro Plant | CA | Riverside | WWHI | Conventional Hydroelectric | HY |  | S | 1.3 | 1.3 | 0.8 | N | 1986 |  |  | N | IPP Non-CHP | 2 | X | WAT
Petroleum Coke.PC | petroleum | FALSE | 54705 | Seadrift Coke L P | 10167 | Seadrift Coke LP | TX | Calhoun | GEN1 | Petroleum Coke | ST |  | S | 7.6 | 7.6 | 1 | N | 1983 |  |  | Y | Industrial CHP | 7 | B | PC
Natural Gas Fired Combined Cycle.NG | natural gas combined cycle | TRUE | 3084 | Carson Cogeneration Co | 10169 | Carson Cogeneration | CA | Los Angeles | GEN1 | Natural Gas Fired Combined Cycle | CT | CC1 | J | 41.3 | 41.1 | 28 | N | 1989 |  |  | N | IPP Non-CHP | 2 | X | NG
Natural Gas Fired Combined Cycle.NG | natural gas combined cycle | TRUE | 3084 | Carson Cogeneration Co | 10169 | Carson Cogeneration | CA | Los Angeles | GEN2 | Natural Gas Fired Combined Cycle | CA | CC1 | J | 8 | 8.1 | 8 | N | 1990 |  |  | N | IPP Non-CHP | 2 | X | NG
Conventional Hydroelectric.WAT | hydro | TRUE | 63985 | Hydroland Omega LLC | 10173 | Cherokee Falls | SC | Cherokee | T-1 | Conventional Hydroelectric | HY |  | W | 1 | 2 | 0.1 | N | 1985 |  |  | N | IPP Non-CHP | 2 | X | WAT
Petroleum Liquids.DFO | petroleum | FALSE | 3476 | DTE San Diego COGEN Inc. | 10175 | Childrens Hospital | CA | San Diego | 0799 | Petroleum Liquids | IC |  | S | 2 | 2 | 0.2 | N | 2000 | 1 | 2027 | N | Commercial CHP | 5 | X | DFO
Natural Gas Fired Combustion Turbine.NG | natural gas peaker | FALSE | 3476 | DTE San Diego COGEN Inc. | 10175 | Childrens Hospital | CA | San Diego | 1711 | Natural Gas Fired Combustion Turbine | GT |  | S | 4.8 | 4.8 | 2.8 | N | 2004 |  |  | Y | Commercial CHP | 5 | T | NG
Petroleum Liquids.DFO | petroleum | FALSE | 3476 | DTE San Diego COGEN Inc. | 10175 | Childrens Hospital | CA | San Diego | 5083 | Petroleum Liquids | IC |  | S | 1.5 | 1.5 | 0.1 | N | 2010 |  |  | N | Commercial CHP | 5 | X | DFO
Petroleum Liquids.DFO | petroleum | FALSE | 3476 | DTE San Diego COGEN Inc. | 10175 | Childrens Hospital | CA | San Diego | 5084 | Petroleum Liquids | IC |  | S | 1.5 | 1.5 | 0.1 | N | 2010 |  |  | N | Commercial CHP | 5 | X | DFO
Petroleum Liquids.DFO | petroleum | FALSE | 3476 | DTE San Diego COGEN Inc. | 10175 | Childrens Hospital | CA | San Diego | 5085 | Petroleum Liquids | IC |  | S | 1.5 | 1.5 | 0.1 | N | 2010 |  |  | N | Commercial CHP | 5 | X | DFO
Petroleum Liquids.KER | petroleum | TRUE | 11724 | Massachusetts Bay Trans Auth | 10176 | M Street Jet | MA | Suffolk | NO.6 | Petroleum Liquids | GT |  | S | 50 | 68 | 5 | N | 1979 |  |  | N | IPP Non-CHP | 2 | X | KER
Other Waste Biomass.OBG | biomass | TRUE | 19068 | Colorado Energy Nations Company, LLC | 10180 | Metro Wastewater Reclamation District | CO | Denver | 1 | Other Waste Biomass | IC |  | W | 1.2 | 1.2 | 0.6 | N | 1985 |  |  | Y | IPP CHP | 3 | T | OBG
Other Waste Biomass.OBG | biomass | TRUE | 19068 | Colorado Energy Nations Company, LLC | 10180 | Metro Wastewater Reclamation District | CO | Denver | 2 | Other Waste Biomass | IC |  | W | 1.2 | 1.2 | 0.6 | N | 1985 |  |  | Y | IPP CHP | 3 | T | OBG
Other Waste Biomass.OBG | biomass | TRUE | 19068 | Colorado Energy Nations Company, LLC | 10180 | Metro Wastewater Reclamation District | CO | Denver | 3 | Other Waste Biomass | IC |  | W | 1.2 | 1.2 | 0.6 | N | 1985 |  |  | Y | IPP CHP | 3 | T | OBG
Other Waste Biomass.OBG | biomass | TRUE | 19068 | Colorado Energy Nations Company, LLC | 10180 | Metro Wastewater Reclamation District | CO | Denver | 4 | Other Waste Biomass | IC |  | W | 1.2 | 1.2 | 0.6 | N | 1985 |  |  | Y | IPP CHP | 3 | T | OBG
Other Waste Biomass.OBG | biomass | TRUE | 19068 | Colorado Energy Nations Company, LLC | 10180 | Metro Wastewater Reclamation District | CO | Denver | 5 | Other Waste Biomass | GT |  | W | 2.5 | 3.1 | 0.6 | N | 2000 |  |  | Y | IPP CHP | 3 | T | OBG | PG
Other Waste Biomass.OBG | biomass | TRUE | 19068 | Colorado Energy Nations Company, LLC | 10180 | Metro Wastewater Reclamation District | CO | Denver | 6 | Other Waste Biomass | GT |  | W | 2.5 | 3.1 | 0.6 | N | 2000 |  |  | Y | IPP CHP | 3 | T | OBG | PG
Conventional Hydroelectric.WAT | hydro | FALSE | 12374 | Metropolitan Sewerage District | 10181 | Metropolitan Sewerage District | NC | Buncombe | GEN1 | Conventional Hydroelectric | HY |  | S | 0.8 | 0.8 | 0.8 | N | 1988 |  |  | N | Commercial Non-CHP | 4 | X | WAT
Conventional Hydroelectric.WAT | hydro | FALSE | 12374 | Metropolitan Sewerage District | 10181 | Metropolitan Sewerage District | NC | Buncombe | GEN2 | Conventional Hydroelectric | HY |  | S | 0.8 | 0.8 | 0.8 | N | 1988 |  |  | N | Commercial Non-CHP | 4 | X | WAT
Conventional Hydroelectric.WAT | hydro | FALSE | 12374 | Metropolitan Sewerage District | 10181 | Metropolitan Sewerage District | NC | Buncombe | GEN3 | Conventional Hydroelectric | HY |  | S | 0.8 | 0.8 | 0.8 | N | 1988 |  |  | N | Commercial Non-CHP | 4 | X | WAT
Conventional Hydroelectric.WAT | hydro | TRUE | 61979 | City of Nashua, NH | 10183 | Mine Falls Generating Station | NH | Hillsborough | GEN1 | Conventional Hydroelectric | HY |  | S | 1.5 | 1.5 | 0.4 | N | 1985 |  |  | N | IPP Non-CHP | 2 | X | WAT
Conventional Hydroelectric.WAT | hydro | TRUE | 61979 | City of Nashua, NH | 10183 | Mine Falls Generating Station | NH | Hillsborough | GEN2 | Conventional Hydroelectric | HY |  | S | 1.7 | 1.7 | 0.4 | N | 1985 |  |  | N | IPP Non-CHP | 2 | X | WAT
Natural Gas Internal Combustion Engine.NG | natural gas peaker | FALSE | 62903 | Silicon Hills Campus, LLC | 10184 | Central Utility Plant | TX | Travis | EG1 | Natural Gas Internal Combustion Engine | IC |  | S | 3.6 | 4.1 | 1.8 | N | 1988 |  |  | Y | Commercial CHP | 5 | T | NG | DFO
Natural Gas Internal Combustion Engine.NG | natural gas peaker | FALSE | 62903 | Silicon Hills Campus, LLC | 10184 | Central Utility Plant | TX | Travis | EG2 | Natural Gas Internal Combustion Engine | IC |  | S | 2.5 | 2.4 | 1.8 | N | 1988 |  |  | Y | Commercial CHP | 5 | T | NG | DFO
Natural Gas Steam Turbine.NG | natural gas steam turbine | FALSE | 62903 | Silicon Hills Campus, LLC | 10184 | Central Utility Plant | TX | Travis | TG1 | Natural Gas Steam Turbine | ST |  | S | 2.2 | 2.3 | 0.2 | N | 1988 |  |  | Y | Commercial CHP | 5 | B | NG | DFO
Conventional Hydroelectric.WAT | hydro | TRUE | 57280 | Eagle Creek Renewable Energy, LLC | 10186 | Anson Abenaki Hydros | ME | Somerset | AB1 | Conventional Hydroelectric | HY |  | W | 2.2 | 2.2 | 1 | N | 1983 |  |  | N | IPP Non-CHP | 2 | X | WAT
Conventional Hydroelectric.WAT | hydro | TRUE | 57280 | Eagle Creek Renewable Energy, LLC | 10186 | Anson Abenaki Hydros | ME | Somerset | AB2 | Conventional Hydroelectric | HY |  | W | 2.2 | 2.2 | 1 | N | 1980 |  |  | N | IPP Non-CHP | 2 | X | WAT
Conventional Hydroelectric.WAT | hydro | TRUE | 57280 | Eagle Creek Renewable Energy, LLC | 10186 | Anson Abenaki Hydros | ME | Somerset | AB3 | Conventional Hydroelectric | HY |  | W | 2.2 | 2.2 | 1 | N | 1983 |  |  | N | IPP Non-CHP | 2 | X | WAT
Conventional Hydroelectric.WAT | hydro | TRUE | 57280 | Eagle Creek Renewable Energy, LLC | 10186 | Anson Abenaki Hydros | ME | Somerset | AB4 | Conventional Hydroelectric | HY |  | W | 2.2 | 2.2 | 1 | N | 1983 |  |  | N | IPP Non-CHP | 2 | X | WAT
Conventional Hydroelectric.WAT | hydro | TRUE | 57280 | Eagle Creek Renewable Energy, LLC | 10186 | Anson Abenaki Hydros | ME | Somerset | AB5 | Conventional Hydroelectric | HY |  | W | 2.2 | 2.2 | 1 | N | 1961 |  |  | N | IPP Non-CHP | 2 | X | WAT
Conventional Hydroelectric.WAT | hydro | TRUE | 57280 | Eagle Creek Renewable Energy, LLC | 10186 | Anson Abenaki Hydros | ME | Somerset | AB6 | Conventional Hydroelectric | HY |  | W | 2.6 | 2.6 | 2.1 | N | 2008 |  |  | N | IPP Non-CHP | 2 | X | WAT
Conventional Hydroelectric.WAT | hydro | TRUE | 57280 | Eagle Creek Renewable Energy, LLC | 10186 | Anson Abenaki Hydros | ME | Somerset | AB7 | Conventional Hydroelectric | HY |  | W | 2.2 | 2.2 | 1 | N | 1950 |  |  | N | IPP Non-CHP | 2 | X | WAT
Conventional Hydroelectric.WAT | hydro | TRUE | 57280 | Eagle Creek Renewable Energy, LLC | 10186 | Anson Abenaki Hydros | ME | Somerset | AB8 | Conventional Hydroelectric | HY |  | W | 0.3 | 0.3 | 0.2 | N | 1989 |  |  | N | IPP Non-CHP | 2 | X | WAT
Conventional Hydroelectric.WAT | hydro | TRUE | 57280 | Eagle Creek Renewable Energy, LLC | 10186 | Anson Abenaki Hydros | ME | Somerset | AN1 | Conventional Hydroelectric | HY |  | W | 1.8 | 1.8 | 0.6 | N | 1984 |  |  | N | IPP Non-CHP | 2 | X | WAT
Conventional Hydroelectric.WAT | hydro | TRUE | 57280 | Eagle Creek Renewable Energy, LLC | 10186 | Anson Abenaki Hydros | ME | Somerset | AN2 | Conventional Hydroelectric | HY |  | W | 1.8 | 1.8 | 0.6 | N | 1984 |  |  | N | IPP Non-CHP | 2 | X | WAT
Conventional Hydroelectric.WAT | hydro | TRUE | 57280 | Eagle Creek Renewable Energy, LLC | 10186 | Anson Abenaki Hydros | ME | Somerset | AN3 | Conventional Hydroelectric | HY |  | W | 1.8 | 1.8 | 0.6 | N | 1984 |  |  | N | IPP Non-CHP | 2 | X | WAT
Conventional Hydroelectric.WAT | hydro | TRUE | 57280 | Eagle Creek Renewable Energy, LLC | 10186 | Anson Abenaki Hydros | ME | Somerset | AN4 | Conventional Hydroelectric | HY |  | W | 1.8 | 1.8 | 0.6 | N | 1984 |  |  | N | IPP Non-CHP | 2 | X | WAT
Conventional Hydroelectric.WAT | hydro | TRUE | 57280 | Eagle Creek Renewable Energy, LLC | 10186 | Anson Abenaki Hydros | ME | Somerset | AN5 | Conventional Hydroelectric | HY |  | W | 1.8 | 1.8 | 0.6 | N | 1984 |  |  | N | IPP Non-CHP | 2 | X | WAT
Natural Gas Fired Combustion Turbine.NG | natural gas peaker | FALSE | 4558 | Cutrale Citrus Juices USA Inc | 10188 | Cutrale Citrus Juices USA II | FL | Polk | GEN6 | Natural Gas Fired Combustion Turbine | GT |  | S | 4.3 | 3.9 | 1.5 | N | 2015 |  |  | N | Industrial Non-CHP | 6 | X | NG
Natural Gas Fired Combustion Turbine.NG | natural gas peaker | FALSE | 4558 | Cutrale Citrus Juices USA Inc | 10188 | Cutrale Citrus Juices USA II | FL | Polk | GEN7 | Natural Gas Fired Combustion Turbine | GT |  | S | 4.3 | 3.9 | 1.5 | N | 2015 |  |  | N | Industrial Non-CHP | 6 | X | NG
Natural Gas Fired Combined Cycle.NG | natural gas combined cycle | TRUE | 60741 | Fortistar Castleton Power | 10190 | Castleton Energy Center | NY | Rensselaer | GEN1 | Natural Gas Fired Combined Cycle | CT | CCCC | S | 67.7 | 76.6 | 50 | N | 1992 |  |  | N | IPP Non-CHP | 2 | X | NG | DFO
Natural Gas Fired Combined Cycle.NG | natural gas combined cycle | TRUE | 60741 | Fortistar Castleton Power | 10190 | Castleton Energy Center | NY | Rensselaer | GEN2 | Natural Gas Fired Combined Cycle | CA | CCCC | W |  |  | 0 | N | 1992 |  |  | N | IPP Non-CHP | 2 | X | NG
Onshore Wind Turbine.WND | onshore wind | TRUE | 2719 | CalWind Resources Inc | 10191 | Tehachapi Wind Resource I | CA | Kern | EXIS | Onshore Wind Turbine | WT |  | S | 8.7 | 8.7 | 0 | N | 1984 |  |  | N | IPP Non-CHP | 2 | X | WND
Petroleum Liquids.WO | petroleum | FALSE | 3453 | Island Energy Services | 10194 | Hawaii Cogen | HI | Honolulu | GEN1 | Petroleum Liquids | GT |  | W | 3.2 | 3.2 | 2 |  | 1990 |  |  | Y | Industrial CHP | 7 | T | WO | OG
Petroleum Liquids.WO | petroleum | FALSE | 3453 | Island Energy Services | 10194 | Hawaii Cogen | HI | Honolulu | GEN2 | Petroleum Liquids | GT |  | W | 3.2 | 3.2 | 2 |  | 1990 |  |  | Y | Industrial CHP | 7 | T | WO | OG
Petroleum Liquids.WO | petroleum | FALSE | 3453 | Island Energy Services | 10194 | Hawaii Cogen | HI | Honolulu | GEN3 | Petroleum Liquids | GT |  | W | 3.2 | 3.2 | 2 |  | 1990 |  |  | Y | Industrial CHP | 7 | T | WO | OG
Petroleum Liquids.WO | petroleum | FALSE | 3453 | Island Energy Services | 10194 | Hawaii Cogen | HI | Honolulu | GEN4 | Petroleum Liquids | GT |  | W | 3.2 | 3.2 | 2 |  | 2011 |  |  | Y | Industrial CHP | 7 | T | WO | OG
Natural Gas Fired Combustion Turbine.NG | natural gas peaker | FALSE | 50122 | CF Industries Nitrogen LLC | 10195 | CF Industries Yazoo City Complex | MS | Yazoo | EXIS | Natural Gas Fired Combustion Turbine | GT |  | S | 20 | 22 | 1 | N | 1984 |  |  | Y | Industrial CHP | 7 | T | NG
Conventional Hydroelectric.WAT | hydro | TRUE | 60023 | EONY Generation Limited | 10196 | Moose River | NY | Lewis | GEN1 | Conventional Hydroelectric | HY |  | S | 12.1 | 11.8 | 2.5 | N | 1987 |  |  | N | IPP Non-CHP | 2 | X | WAT
Conventional Hydroelectric.WAT | hydro | TRUE | 60023 | EONY Generation Limited | 10197 | Philadlephia | NY | Jefferson | GEN1 | Conventional Hydroelectric | HY |  | S | 3.2 | 3.2 | 0.6 | N | 1986 |  |  | N | IPP Non-CHP | 2 | X | WAT
All Other.WH | other | FALSE | 9436 | Mosaic Phosphates Co. | 10198 | Mosaic Phosphates Uncle Sam | LA | St James | GEN2 | All Other | ST |  | S | 11 | 11 | 4 | N | 1968 |  |  | Y | Industrial CHP | 7 | B | WH | NG
All Other.WH | other | FALSE | 9436 | Mosaic Phosphates Co. | 10198 | Mosaic Phosphates Uncle Sam | LA | St James | GEN3 | All Other | ST |  | S | 15 | 15 | 4 | N | 2016 |  |  | Y | Industrial CHP | 7 | B | WH | NG
Wood/Wood Waste Biomass.BLQ | biomass | FALSE | 9686 | WestRock, Fernandina Beach | 10202 | Fernandina Beach Mill | FL | Nassau | GEN5 | Wood/Wood Waste Biomass | ST |  | S | 30 | 30 | 2.5 | N | 1988 |  |  | Y | Industrial CHP | 7 | T | BLQ | NG | WDS | BIT | DFO
Wood/Wood Waste Biomass.BLQ | biomass | FALSE | 9686 | WestRock, Fernandina Beach | 10202 | Fernandina Beach Mill | FL | Nassau | GEN6 | Wood/Wood Waste Biomass | ST |  | S | 50 | 50 | 2.5 | N | 1982 |  |  | Y | Industrial CHP | 7 | T | BLQ | NG | WDS | BIT | DFO
All Other.WH | other | FALSE | 3102 | Mosaic Company | 10204 | Mosaic Co Tampa Facility | FL | Hillsborough | GEN1 | All Other | ST |  | S | 34.4 | 34.4 | 2 | N | 1988 |  |  | Y | Industrial CHP | 7 | B | WH
All Other.WH | other | FALSE | 3102 | Mosaic Company | 10204 | Mosaic Co Tampa Facility | FL | Hillsborough | GEN3 | All Other | ST |  | S | 33.6 | 33.6 | 4 | N | 1999 |  |  | Y | Industrial CHP | 7 | B | WH
Natural Gas Fired Combustion Turbine.NG | natural gas peaker | FALSE | 11161 | Loma Linda University | 10206 | Loma Linda University Cogen | CA | San Bernardino | GEN1 | Natural Gas Fired Combustion Turbine | GT | ST01 | S | 4.8 | 4.8 | 2.4 | N | 1989 |  |  | Y | Commercial CHP | 5 | T | NG | DFO
Natural Gas Fired Combustion Turbine.NG | natural gas peaker | FALSE | 11161 | Loma Linda University | 10206 | Loma Linda University Cogen | CA | San Bernardino | GEN2 | Natural Gas Fired Combustion Turbine | GT | ST01 | S | 4.8 | 4.8 | 2.4 | N | 1989 |  |  | Y | Commercial CHP | 5 | T | NG | DFO
Petroleum Liquids.DFO | petroleum | FALSE | 11161 | Loma Linda University | 10206 | Loma Linda University Cogen | CA | San Bernardino | GEN4 | Petroleum Liquids | IC |  | S | 1.7 | 1.7 | 0.9 | N | 1986 |  |  | N | Commercial CHP | 5 | X | DFO
Petroleum Liquids.DFO | petroleum | FALSE | 11161 | Loma Linda University | 10206 | Loma Linda University Cogen | CA | San Bernardino | GEN5 | Petroleum Liquids | IC |  | S | 1 | 1 | 0.5 | N | 2018 |  |  | N | Commercial CHP | 5 | X | DFO
Wood/Wood Waste Biomass.BLQ | biomass | FALSE | 55867 | Billerud Escanaba LLC | 10208 | Escanaba Mill | MI | Delta | NO.7 | Wood/Wood Waste Biomass | ST |  | S | 32 | 32 | 27.2 | N | 1969 |  |  | Y | Industrial CHP | 7 | T | BLQ | NG | WDS | TDF | BIT
Wood/Wood Waste Biomass.BLQ | biomass | FALSE | 55867 | Billerud Escanaba LLC | 10208 | Escanaba Mill | MI | Delta | NO.8 | Wood/Wood Waste Biomass | ST |  | S | 23 | 23 | 22.1 | N | 1972 |  |  | Y | Industrial CHP | 7 | T | BLQ | NG | WDS | TDF | BIT
Wood/Wood Waste Biomass.BLQ | biomass | FALSE | 55867 | Billerud Escanaba LLC | 10208 | Escanaba Mill | MI | Delta | NO9 | Wood/Wood Waste Biomass | ST |  | S | 45 | 45 | 45 | N | 1982 |  |  | Y | Industrial CHP | 7 | T | BLQ | NG | WDS | TDF | BIT
Natural Gas Fired Combined Cycle.NG | natural gas combined cycle | FALSE | 3452 | Chevron USA Inc-El Segundo | 10213 | El Segundo Cogen | CA | Los Angeles | GEN1 | Natural Gas Fired Combined Cycle | CT | CC1 | W | 38.7 | 38.7 | 30 | N | 1987 |  |  | Y | Industrial CHP | 7 | T | NG
Natural Gas Fired Combined Cycle.NG | natural gas combined cycle | FALSE | 3452 | Chevron USA Inc-El Segundo | 10213 | El Segundo Cogen | CA | Los Angeles | GEN2 | Natural Gas Fired Combined Cycle | CT | CC1 | W | 38.7 | 38.7 | 30 | N | 1987 |  |  | Y | Industrial CHP | 7 | T | NG
Natural Gas Fired Combined Cycle.NG | natural gas combined cycle | FALSE | 3452 | Chevron USA Inc-El Segundo | 10213 | El Segundo Cogen | CA | Los Angeles | GEN5 | Natural Gas Fired Combined Cycle | CT | CC1 | W | 39.2 | 39.2 | 20 | N | 1996 |  |  | Y | Industrial CHP | 7 | T | NG
Natural Gas Fired Combined Cycle.NG | natural gas combined cycle | FALSE | 3452 | Chevron USA Inc-El Segundo | 10213 | El Segundo Cogen | CA | Los Angeles | GEN6 | Natural Gas Fired Combined Cycle | CA | CC1 | W | 9.1 | 9.1 | 2 | N | 1996 |  |  | Y | Industrial CHP | 7 | B | NG
Natural Gas Fired Combined Cycle.NG | natural gas combined cycle | FALSE | 3452 | Chevron USA Inc-El Segundo | 10213 | El Segundo Cogen | CA | Los Angeles | GEN7 | Natural Gas Fired Combined Cycle | CT | CC1 | S | 40.7 | 40.7 | 25 | N | 2013 |  |  | Y | Industrial CHP | 7 | T | NG
Natural Gas Fired Combined Cycle.NG | natural gas combined cycle | FALSE | 3452 | Chevron USA Inc-El Segundo | 10213 | El Segundo Cogen | CA | Los Angeles | GEN8 | Natural Gas Fired Combined Cycle | CA | CC1 | S | 5.2 | 5.2 | 0.5 | N | 2013 |  |  | N | Industrial CHP | 7 | X | NG
Conventional Hydroelectric.WAT | hydro | TRUE | 64078 | Central Rivers Power US, LLC | 10214 | Lower Saranac Hydroelectric Facility | NY | Clinton | GEN1 | Conventional Hydroelectric | HY |  | S | 3 | 2.9 | 0.1 | N | 1990 |  |  | N | IPP Non-CHP | 2 | X | WAT
Conventional Hydroelectric.WAT | hydro | TRUE | 64078 | Central Rivers Power US, LLC | 10214 | Lower Saranac Hydroelectric Facility | NY | Clinton | GEN2 | Conventional Hydroelectric | HY |  | S | 3 | 2.9 | 0.1 | N | 1990 |  |  | N | IPP Non-CHP | 2 | X | WAT
Conventional Hydroelectric.WAT | hydro | TRUE | 64078 | Central Rivers Power US, LLC | 10214 | Lower Saranac Hydroelectric Facility | NY | Clinton | GEN3 | Conventional Hydroelectric | HY |  | S | 0.3 | 0.3 | 0.1 | N | 1990 |  |  | N | IPP Non-CHP | 2 | X | WAT
Natural Gas Internal Combustion Engine.NG | natural gas peaker | FALSE | 20712 | Snowbird Corporation | 10215 | Snowbird Power Plant | UT | Salt Lake | 1138 | Natural Gas Internal Combustion Engine | IC |  | S | 1.3 | 1.3 | 0.5 | N | 2022 |  |  | Y | Commercial CHP | 5 | T | NG
Natural Gas Internal Combustion Engine.NG | natural gas peaker | FALSE | 20712 | Snowbird Corporation | 10215 | Snowbird Power Plant | UT | Salt Lake | 1258 | Natural Gas Internal Combustion Engine | IC |  | S | 2.1 | 2.1 | 0.8 | N | 2022 |  |  | Y | Commercial CHP | 5 | T | NG
Natural Gas Internal Combustion Engine.NG | natural gas peaker | FALSE | 20712 | Snowbird Corporation | 10215 | Snowbird Power Plant | UT | Salt Lake | 1260 | Natural Gas Internal Combustion Engine | IC |  | S | 2.1 | 2.1 | 0.8 | N | 2022 |  |  | Y | Commercial CHP | 5 | T | NG
Wood/Wood Waste Biomass.BLQ | biomass | FALSE | 57356 | Alabama River Cellulose LLC | 10216 | Alabama River Pulp | AL | Monroe | GEN1 | Wood/Wood Waste Biomass | ST |  | S | 43.5 | 48.5 | 5 | N | 1978 |  |  | Y | Industrial CHP | 7 | T | BLQ | WDS
Conventional Hydroelectric.WAT | hydro | TRUE | 55754 | Boralex Hydro Operations Inc | 10218 | Warrensburg Hydroelectric | NY | Warren | HY1 | Conventional Hydroelectric | HY |  | J | 2.9 | 2.9 | 0.1 | N | 1988 |  |  | N | IPP Non-CHP | 2 | X | WAT
Conventional Hydroelectric.WAT | hydro | TRUE | 55754 | Boralex Hydro Operations Inc | 10219 | Middle Falls Hydro | NY | Washington | HY1 | Conventional Hydroelectric | HY |  | J | 1.1 | 1.1 | 0.1 | N | 1989 |  |  | N | IPP Non-CHP | 2 | X | WAT
Conventional Hydroelectric.WAT | hydro | TRUE | 55754 | Boralex Hydro Operations Inc | 10219 | Middle Falls Hydro | NY | Washington | HY2 | Conventional Hydroelectric | HY |  | J | 1.1 | 1.1 | 0.1 | N | 1989 |  |  | N | IPP Non-CHP | 2 | X | WAT
Conventional Hydroelectric.WAT | hydro | TRUE | 55754 | Boralex Hydro Operations Inc | 10220 | Sissonville Hydro | NY | St Lawrence | HY1 | Conventional Hydroelectric | HY |  | J | 3 | 3 | 0.1 | N | 1990 |  |  | N | IPP Non-CHP | 2 | X | WAT
Conventional Hydroelectric.WAT | hydro | TRUE | 55754 | Boralex Hydro Operations Inc | 10221 | New York State Dam Hydro | NY | Saratoga | GEN1 | Conventional Hydroelectric | HY |  | J | 5.7 | 5.7 | 0.1 | N | 1990 |  |  | N | IPP Non-CHP | 2 | X | WAT
Conventional Hydroelectric.WAT | hydro | TRUE | 55754 | Boralex Hydro Operations Inc | 10221 | New York State Dam Hydro | NY | Saratoga | GEN2 | Conventional Hydroelectric | HY |  | J | 5.7 | 5.7 | 0.1 | N | 1990 |  |  | N | IPP Non-CHP | 2 | X | WAT
Conventional Hydroelectric.WAT | hydro | TRUE | 11278 | Lower Tule River Irrgtn Dist | 10222 | Tulare Success Power Project | CA | Tulare | SPP1 | Conventional Hydroelectric | HY |  | J | 1.4 | 1.4 | 0.8 | N | 1989 |  |  | N | IPP Non-CHP | 2 | X | WAT
Natural Gas Steam Turbine.NG | natural gas steam turbine | FALSE | 12311 | Merck & Co Inc | 10224 | Merck Rahway Power Plant | NJ | Union | GEN8 | Natural Gas Steam Turbine | ST |  | S | 5 | 5 | 2 | N | 1977 |  |  | Y | Industrial CHP | 7 | T | NG | DFO
Natural Gas Steam Turbine.NG | natural gas steam turbine | FALSE | 12311 | Merck & Co Inc | 10224 | Merck Rahway Power Plant | NJ | Union | GEN9 | Natural Gas Steam Turbine | ST |  | S | 10.8 | 10.8 | 2 | N | 2004 |  |  | Y | Industrial CHP | 7 | T | NG | DFO
Natural Gas Steam Turbine.NG | natural gas steam turbine | FALSE | 12311 | Merck & Co Inc | 10224 | Merck Rahway Power Plant | NJ | Union | GEN9A | Natural Gas Steam Turbine | ST |  | S | 5.1 | 5.1 | 1 | N | 2017 |  |  | N | Industrial CHP | 7 | X | NG | DFO
Solar Photovoltaic.SUN | solar PV | FALSE | 12311 | Merck & Co Inc | 10224 | Merck Rahway Power Plant | NJ | Union | SOLAR | Solar Photovoltaic | PV |  | S | 0.4 | 0.4 |  | N | 2005 |  |  | N | Industrial CHP | 7 | X | SUN
Wood/Wood Waste Biomass.BLQ | biomass | FALSE | 50133 | Leaf River Cellulose LLC | 10233 | Leaf River Cellulose LLC | MS | Perry | GEN1 | Wood/Wood Waste Biomass | ST |  | S | 26.1 | 26.7 | 4 | N | 1984 |  |  | Y | Industrial CHP | 7 | T | BLQ | WDS | NG
Wood/Wood Waste Biomass.BLQ | biomass | FALSE | 50133 | Leaf River Cellulose LLC | 10233 | Leaf River Cellulose LLC | MS | Perry | GEN2 | Wood/Wood Waste Biomass | ST |  | S | 26.1 | 26.7 | 4 | N | 1984 |  |  | Y | Industrial CHP | 7 | T | BLQ | WDS | NG
Conventional Steam Coal.BIT | hard coal | FALSE | 61813 | ND Paper, Inc. | 10234 | Biron Mill | WI | Wood | GEN1 | Conventional Steam Coal | ST |  | S | 15.3 | 15.3 | 15.3 | N | 1964 |  |  | Y | Industrial CHP | 7 | T | BIT | NG | WDS
Natural Gas Steam Turbine.NG | natural gas steam turbine | FALSE | 61813 | ND Paper, Inc. | 10234 | Biron Mill | WI | Wood | GEN3 | Natural Gas Steam Turbine | ST |  | S | 7.5 | 7.5 | 7.5 | N | 1947 |  |  | Y | Industrial CHP | 7 | T | NG
Natural Gas Steam Turbine.NG | natural gas steam turbine | FALSE | 61813 | ND Paper, Inc. | 10234 | Biron Mill | WI | Wood | GEN4 | Natural Gas Steam Turbine | ST |  | S | 12.5 | 12.5 | 12.5 | N | 1957 |  |  | Y | Industrial CHP | 7 | T | NG
Conventional Steam Coal.SUB | hard coal | FALSE | 61813 | ND Paper, Inc. | 10234 | Biron Mill | WI | Wood | GEN5 | Conventional Steam Coal | ST |  | S | 20 | 20 | 20 | N | 1987 |  |  | Y | Industrial CHP | 7 | T | SUB | WDS
Conventional Hydroelectric.WAT | hydro | TRUE | 60023 | EONY Generation Limited | 10237 | Diana Hydroelectric | NY | Lewis | GEN1 | Conventional Hydroelectric | HY |  | S | 1.7 | 1.8 | 0.4 | N | 1985 |  |  | N | IPP Non-CHP | 2 | X | WAT
Conventional Hydroelectric.WAT | hydro | TRUE | 60023 | EONY Generation Limited | 10238 | Dolgeville Hydro | NY | Herkimer | GEN1 | Conventional Hydroelectric | HY |  | S | 5.2 | 5.2 | 0 | N | 1985 |  |  | N | IPP Non-CHP | 2 | X | WAT
Natural Gas Fired Combustion Turbine.NG | natural gas peaker | FALSE | 3432 | Ticona Polymers Inc | 10243 | Ticona Polymers Inc | TX | Nueces | GEN5 | Natural Gas Fired Combustion Turbine | GT |  | S | 32.5 | 38 | 18 | N | 1989 |  |  | Y | Industrial CHP | 7 | T | NG
Wood/Wood Waste Biomass.BLQ | biomass | FALSE | 61723 | Pixelle Specialty Solution, LLC | 10244 | Pixelle Specialty Solutions LLC - Chillicothe Facility | OH | Ross | T-10 | Wood/Wood Waste Biomass | ST |  | S | 7.3 | 4.5 | 5 | N | 1952 |  |  | Y | Industrial CHP | 7 | T | BLQ | NG | WDS | TDF | DFO
Wood/Wood Waste Biomass.BLQ | biomass | FALSE | 61723 | Pixelle Specialty Solution, LLC | 10244 | Pixelle Specialty Solutions LLC - Chillicothe Facility | OH | Ross | T-11 | Wood/Wood Waste Biomass | ST |  | S | 10.2 | 10.8 | 8 | N | 1958 |  |  | Y | Industrial CHP | 7 | T | BLQ | NG | WDS | TDF | DFO
Wood/Wood Waste Biomass.BLQ | biomass | FALSE | 61723 | Pixelle Specialty Solution, LLC | 10244 | Pixelle Specialty Solutions LLC - Chillicothe Facility | OH | Ross | T-12 | Wood/Wood Waste Biomass | ST |  | S | 15.8 | 19.5 | 10 | N | 1967 |  |  | Y | Industrial CHP | 7 | T | BLQ | NG | WDS | TDF | DFO
Natural Gas Steam Turbine.NG | natural gas steam turbine | FALSE | 61723 | Pixelle Specialty Solution, LLC | 10244 | Pixelle Specialty Solutions LLC - Chillicothe Facility | OH | Ross | T-13 | Natural Gas Steam Turbine | ST |  | S | 10.6 | 13.3 | 7 | N | 1978 |  |  | Y | Industrial CHP | 7 | T | NG | BLQ | WDS | TDF | DFO
Other Gases.BFG | other | FALSE | 56147 | Cleveland-Cliffs Burns Harbor LLC | 10245 | ArcelorMittal Burns Harbor | IN | Porter | GEN5 | Other Gases | ST |  | W | 60.5 | 60.5 | 2 | N | 1970 |  |  | Y | Industrial CHP | 7 | T | BFG | OG
Other Gases.BFG | other | FALSE | 56147 | Cleveland-Cliffs Burns Harbor LLC | 10245 | ArcelorMittal Burns Harbor | IN | Porter | GEN6 | Other Gases | ST |  | W | 51 | 51 | 10 | N | 1969 |  |  | Y | Industrial CHP | 7 | T | BFG | OG
Other Gases.BFG | other | FALSE | 56147 | Cleveland-Cliffs Burns Harbor LLC | 10245 | ArcelorMittal Burns Harbor | IN | Porter | GEN7 | Other Gases | ST |  | W | 63.2 | 63.2 | 10 | N | 1969 |  |  | Y | Industrial CHP | 7 | T | BFG | OG
Natural Gas Steam Turbine.NG | natural gas steam turbine | FALSE | 55849 | Domtar Paper Co LLC Kingsport Mill | 10252 | Domtar Kingsport Mill | TN | Sullivan | NO.1 | Natural Gas Steam Turbine | ST |  | S | 46.5 | 47 | 18 | N | 2006 |  |  | Y | Industrial CHP | 7 | T | NG | WDS | DFO | OBS | SLW
Conventional Hydroelectric.WAT | hydro | TRUE | 56531 | EIF Haypress LLC | 10253 | Haypress | CA | Sierra | LGEN | Conventional Hydroelectric | HY |  | S | 5 | 5 | 0.7 | N | 1989 |  |  | N | IPP Non-CHP | 2 | X | WAT
Conventional Hydroelectric.WAT | hydro | TRUE | 56531 | EIF Haypress LLC | 10253 | Haypress | CA | Sierra | UGEN | Conventional Hydroelectric | HY |  | S | 5 | 5 | 0.7 | N | 1988 |  |  | N | IPP Non-CHP | 2 | X | WAT
Conventional Hydroelectric.WAT | hydro | TRUE | 59178 | Brookfield Black Bear Hydro, LLC | 10255 | West Enfield Hydro | ME | Penobscot | GEN1 | Conventional Hydroelectric | HY |  | W | 4.4 | 4.4 | 2 | N | 1988 |  |  | N | IPP Non-CHP | 2 | X | WAT
Conventional Hydroelectric.WAT | hydro | TRUE | 59178 | Brookfield Black Bear Hydro, LLC | 10255 | West Enfield Hydro | ME | Penobscot | GEN2 | Conventional Hydroelectric | HY |  | W | 5.1 | 5.1 | 2 | N | 1988 |  |  | N | IPP Non-CHP | 2 | X | WAT
Conventional Hydroelectric.WAT | hydro | TRUE | 4980 | Haw River Hydro Co | 10258 | Haw River Hydro | NC | Alamance | 1 | Conventional Hydroelectric | HY |  | S | 1 | 1 | 0.2 | N | 1981 |  |  | N | IPP Non-CHP | 2 | X | WAT
Conventional Hydroelectric.WAT | hydro | TRUE | 4980 | Haw River Hydro Co | 10258 | Haw River Hydro | NC | Alamance | 2 | Conventional Hydroelectric | HY |  | S | 0.5 | 0.5 | 0.1 | N | 1982 |  |  | N | IPP Non-CHP | 2 | X | WAT
Natural Gas Fired Combustion Turbine.NG | natural gas peaker | FALSE | 29925 | Enterprise Products Optg LP | 10261 | Enterprise Products Operating | TX | Chambers | GEN3 | Natural Gas Fired Combustion Turbine | GT |  | S | 3 | 2.8 | 2.8 | N | 1991 |  |  | Y | Industrial CHP | 7 | T | NG
Natural Gas Fired Combustion Turbine.NG | natural gas peaker | FALSE | 29925 | Enterprise Products Optg LP | 10261 | Enterprise Products Operating | TX | Chambers | GEN4 | Natural Gas Fired Combustion Turbine | GT |  | S | 3 | 2.8 | 2.8 | N | 1991 |  |  | Y | Industrial CHP | 7 | T | NG
Natural Gas Fired Combustion Turbine.NG | natural gas peaker | FALSE | 29925 | Enterprise Products Optg LP | 10261 | Enterprise Products Operating | TX | Chambers | GEN5 | Natural Gas Fired Combustion Turbine | GT |  | S | 3 | 2.8 | 2.8 | N | 1991 |  |  | Y | Industrial CHP | 7 | T | NG
Natural Gas Fired Combustion Turbine.NG | natural gas peaker | FALSE | 29925 | Enterprise Products Optg LP | 10261 | Enterprise Products Operating | TX | Chambers | GEN6 | Natural Gas Fired Combustion Turbine | GT |  | S | 3 | 2.8 | 2.8 | N | 1996 |  |  | Y | Industrial CHP | 7 | T | NG
Natural Gas Fired Combustion Turbine.NG | natural gas peaker | FALSE | 29925 | Enterprise Products Optg LP | 10261 | Enterprise Products Operating | TX | Chambers | GEN7 | Natural Gas Fired Combustion Turbine | GT |  | S | 3 | 2.8 | 2.8 | N | 1996 |  |  | Y | Industrial CHP | 7 | T | NG
Natural Gas Fired Combustion Turbine.NG | natural gas peaker | FALSE | 29925 | Enterprise Products Optg LP | 10261 | Enterprise Products Operating | TX | Chambers | GEN8 | Natural Gas Fired Combustion Turbine | GT |  | S | 3 | 2.8 | 2.8 | N | 1996 |  |  | Y | Industrial CHP | 7 | T | NG
Natural Gas Fired Combined Cycle.NG | natural gas combined cycle | FALSE | 2848 | California Institute-Technology | 10262 | California Institute of Technology | CA | Los Angeles | GEN6 | Natural Gas Fired Combined Cycle | CT | CC1 | S | 9 | 9.9 | 9 | N | 2003 |  |  | Y | Commercial CHP | 5 | T | NG
Natural Gas Fired Combined Cycle.NG | natural gas combined cycle | FALSE | 2848 | California Institute-Technology | 10262 | California Institute of Technology | CA | Los Angeles | GEN7 | Natural Gas Fired Combined Cycle | CA | CC1 | S | 2.1 | 2.1 | 2 | N | 2003 |  |  | Y | Commercial CHP | 5 | T | NG
Natural Gas Fired Combustion Turbine.NG | natural gas peaker | FALSE | 3662 | Citrus World Inc | 10275 | Florida's Natural Growers | FL | Polk | CE50 | Natural Gas Fired Combustion Turbine | GT |  | S | 2.2 | 3.7 | 0 | N | 1989 |  |  | Y | Industrial CHP | 7 | T | NG
Natural Gas Fired Combustion Turbine.NG | natural gas peaker | FALSE | 3662 | Citrus World Inc | 10275 | Florida's Natural Growers | FL | Polk | TA70 | Natural Gas Fired Combustion Turbine | GT |  | S | 5.3 | 5.7 | 0 | N | 2000 |  |  | Y | Industrial CHP | 7 | T | NG
Conventional Hydroelectric.WAT | hydro | TRUE | 57280 | Eagle Creek Renewable Energy, LLC | 10276 | Clement Dam Hydro LLC | NH | Belknap | 0049 | Conventional Hydroelectric | HY |  | W | 2.3 | 2.3 | 0.1 | N | 1984 |  |  | N | IPP Non-CHP | 2 | X | WAT
Conventional Hydroelectric.WAT | hydro | TRUE | 2048 | Bowersock Mills & Power Co | 10279 | Kansas River Project | KS | Douglas | 1 | Conventional Hydroelectric | HY |  | S | 0.3 | 0.4 | 0.1 | N | 1920 |  |  | N | IPP Non-CHP | 2 | X | WAT
Conventional Hydroelectric.WAT | hydro | TRUE | 2048 | Bowersock Mills & Power Co | 10279 | Kansas River Project | KS | Douglas | 10 | Conventional Hydroelectric | HY |  | S | 1.3 | 1.3 | 0.9 | N | 2012 |  |  | N | IPP Non-CHP | 2 | X | WAT
Conventional Hydroelectric.WAT | hydro | TRUE | 2048 | Bowersock Mills & Power Co | 10279 | Kansas River Project | KS | Douglas | 11 | Conventional Hydroelectric | HY |  | S | 1 | 1 | 0.8 | N | 2012 |  |  | N | IPP Non-CHP | 2 | X | WAT
Conventional Hydroelectric.WAT | hydro | TRUE | 2048 | Bowersock Mills & Power Co | 10279 | Kansas River Project | KS | Douglas | 2 | Conventional Hydroelectric | HY |  | S | 0.3 | 0.3 | 0.1 | N | 1922 |  |  | N | IPP Non-CHP | 2 | X | WAT |  |  |  |  | RFO
Conventional Hydroelectric.WAT | hydro | TRUE | 2048 | Bowersock Mills & Power Co | 10279 | Kansas River Project | KS | Douglas | 3 | Conventional Hydroelectric | HY |  | S | 0.3 | 0.3 | 0.1 | N | 1922 |  |  | N | IPP Non-CHP | 2 | X | WAT |  |  |  |  | RFO
Conventional Hydroelectric.WAT | hydro | TRUE | 2048 | Bowersock Mills & Power Co | 10279 | Kansas River Project | KS | Douglas | 4 | Conventional Hydroelectric | HY |  | S | 0.3 | 0.3 | 0.1 | N | 1922 |  |  | N | IPP Non-CHP | 2 | X | WAT |  |  |  |  | RFO
Conventional Hydroelectric.WAT | hydro | TRUE | 2048 | Bowersock Mills & Power Co | 10279 | Kansas River Project | KS | Douglas | 5 | Conventional Hydroelectric | HY |  | S | 0.4 | 0.4 | 0.1 | N | 1922 |  |  | N | IPP Non-CHP | 2 | X | WAT
Conventional Hydroelectric.WAT | hydro | TRUE | 2048 | Bowersock Mills & Power Co | 10279 | Kansas River Project | KS | Douglas | 6 | Conventional Hydroelectric | HY |  | S | 0.4 | 0.4 | 0.2 | N | 1925 |  |  | N | IPP Non-CHP | 2 | X | WAT
Conventional Hydroelectric.WAT | hydro | TRUE | 2048 | Bowersock Mills & Power Co | 10279 | Kansas River Project | KS | Douglas | 7 | Conventional Hydroelectric | HY |  | S | 0.4 | 0.4 | 0.2 | N | 1925 |  |  | N | IPP Non-CHP | 2 | X | WAT
Conventional Hydroelectric.WAT | hydro | TRUE | 2048 | Bowersock Mills & Power Co | 10279 | Kansas River Project | KS | Douglas | 8 | Conventional Hydroelectric | HY |  | S | 1 | 1 | 0.8 | N | 2012 |  |  | N | IPP Non-CHP | 2 | X | WAT
Conventional Hydroelectric.WAT | hydro | TRUE | 2048 | Bowersock Mills & Power Co | 10279 | Kansas River Project | KS | Douglas | 9 | Conventional Hydroelectric | HY |  | S | 1.3 | 1.3 | 0.9 | N | 2012 |  |  | N | IPP Non-CHP | 2 | X | WAT
Petroleum Liquids.DFO | petroleum | FALSE | 1947 | Bob Jones University | 10280 | Central Plant | SC | GREENVILLE | ENG1 | Petroleum Liquids | IC |  | S | 1.1 | 1.1 | 0.4 | N | 1978 |  |  | N | Commercial Non-CHP | 4 | X | DFO
Petroleum Liquids.DFO | petroleum | FALSE | 1947 | Bob Jones University | 10280 | Central Plant | SC | GREENVILLE | ENG5 | Petroleum Liquids | IC |  | S | 1 | 1 | 0.4 | N | 2008 |  |  | N | Commercial Non-CHP | 4 | X | DFO
Petroleum Liquids.DFO | petroleum | FALSE | 1947 | Bob Jones University | 10280 | Central Plant | SC | GREENVILLE | ENG6 | Petroleum Liquids | IC |  | S | 1 | 1 | 0.4 | N | 2008 |  |  | N | Commercial Non-CHP | 4 | X | DFO
Petroleum Liquids.DFO | petroleum | FALSE | 1947 | Bob Jones University | 10280 | Central Plant | SC | GREENVILLE | ENG7 | Petroleum Liquids | IC |  | S | 1 | 1 | 0.4 | N | 2008 |  |  | N | Commercial Non-CHP | 4 | X | DFO
Conventional Hydroelectric.WAT | hydro | FALSE | 1678 | Big Creek Water Works Ltd | 10282 | Big Creek Water Works | CA | Trinity | BCHY | Conventional Hydroelectric | HY |  | S | 4.8 | 4.6 | 0.2 | N | 1987 |  |  | N | Commercial Non-CHP | 4 | X | WAT
Conventional Hydroelectric.WAT | hydro | TRUE | 1528 | Beaver Falls Municipal Auth | 10285 | Townsend Hydro | PA | Beaver | GEN1 | Conventional Hydroelectric | HY |  | S | 2.1 | 2.1 | 0.5 | N | 1987 |  |  | N | IPP Non-CHP | 2 | X | WAT
Conventional Hydroelectric.WAT | hydro | TRUE | 1528 | Beaver Falls Municipal Auth | 10285 | Townsend Hydro | PA | Beaver | GEN2 | Conventional Hydroelectric | HY |  | S | 2.1 | 2.1 | 0.5 | N | 1987 |  |  | N | IPP Non-CHP | 2 | X | WAT
Conventional Hydroelectric.WAT | hydro | FALSE | 4386 | Cornell Hydro | 10286 | Cornell Hydro | NY | Tompkins | 1 | Conventional Hydroelectric | HY |  | S | 0.5 | 0.7 | 0.2 | N | 1981 |  |  | N | Commercial Non-CHP | 4 | X | WAT
Conventional Hydroelectric.WAT | hydro | FALSE | 4386 | Cornell Hydro | 10286 | Cornell Hydro | NY | Tompkins | 2 | Conventional Hydroelectric | HY |  | S | 1.1 | 1.1 | 0.2 | N | 1981 |  |  | N | Commercial Non-CHP | 4 | X | WAT
Geothermal.GEO | geothermal | TRUE | 34691 | Ormat Nevada Inc | 10287 | Beowawe | NV | Lander | GEN1 | Geothermal | ST |  | S | 12.8 | 13.1 | 5 | N | 1985 |  |  | N | IPP Non-CHP | 2 | X | GEO
Geothermal.GEO | geothermal | TRUE | 34691 | Ormat Nevada Inc | 10287 | Beowawe | NV | Lander | GEN2 | Geothermal | BT |  | S | 1.3 | 2 | 1 | N | 2011 |  |  | N | IPP Non-CHP | 2 | X | GEO
Wood/Wood Waste Biomass.WDS | biomass | FALSE | 56497 | Big Valley Power (BVP) LLC | 10288 | Big Valley Power LLC | CA | Lassen | IS27 | Wood/Wood Waste Biomass | ST |  | S | 8.7 | 8.7 | 8.7 | N | 1983 |  |  | N | Industrial Non-CHP | 6 | X | WDS
Wood/Wood Waste Biomass.WDS | biomass | TRUE | 2226 | Bridgewater Power Co LP | 10290 | Bridgewater Power LP | NH | Grafton | GEN1 | Wood/Wood Waste Biomass | ST |  | J | 16 | 16.5 | 2 | N | 1987 |  |  | N | IPP Non-CHP | 2 | X | WDS | DFO
Natural Gas Fired Combined Cycle.NG | natural gas combined cycle | TRUE | 2938 | Calpine King City Cogen LLC | 10294 | King City Power Plant | CA | Monterey | GTG | Natural Gas Fired Combined Cycle | CT | CC01 | S | 80 | 82 | 62 | N | 1989 |  |  | Y | IPP CHP | 3 | T | NG
Natural Gas Fired Combined Cycle.NG | natural gas combined cycle | TRUE | 2938 | Calpine King City Cogen LLC | 10294 | King City Power Plant | CA | Monterey | STG | Natural Gas Fired Combined Cycle | CA | CC01 | S | 35 | 36 | 28 | N | 1989 |  |  | Y | IPP CHP | 3 | T | NG
Conventional Hydroelectric.WAT | hydro | TRUE | 17627 | South Forks Joint Venture | 10296 | South Forks Hydro | ID | Twin Falls | GEN1 | Conventional Hydroelectric | HY |  | S | 4 | 4 | 0.8 | N | 1984 |  |  | N | IPP Non-CHP | 2 | X | WAT
Conventional Hydroelectric.WAT | hydro | TRUE | 17627 | South Forks Joint Venture | 10296 | South Forks Hydro | ID | Twin Falls | GEN2 | Conventional Hydroelectric | HY |  | S | 4 | 4 | 0.8 | N | 1984 |  |  | N | IPP Non-CHP | 2 | X | WAT
Natural Gas Fired Combustion Turbine.NG | natural gas peaker | FALSE | 327 | Air Liquide Large Industries U S LP | 10298 | Bayou Cogen Plant | TX | Harris | GT1 | Natural Gas Fired Combustion Turbine | GT |  | S | 75 | 93 | 65 | N | 2014 |  |  | Y | Industrial CHP | 7 | T | NG | OG
Natural Gas Fired Combustion Turbine.NG | natural gas peaker | FALSE | 327 | Air Liquide Large Industries U S LP | 10298 | Bayou Cogen Plant | TX | Harris | GT2 | Natural Gas Fired Combustion Turbine | GT |  | S | 75 | 93 | 65 | N | 2016 |  |  | Y | Industrial CHP | 7 | T | NG | OG
Natural Gas Fired Combustion Turbine.NG | natural gas peaker | FALSE | 327 | Air Liquide Large Industries U S LP | 10298 | Bayou Cogen Plant | TX | Harris | GT3 | Natural Gas Fired Combustion Turbine | GT |  | S | 75 | 93 | 65 | N | 2015 |  |  | Y | Industrial CHP | 7 | T | NG | OG
Natural Gas Fired Combustion Turbine.NG | natural gas peaker | FALSE | 327 | Air Liquide Large Industries U S LP | 10298 | Bayou Cogen Plant | TX | Harris | GT4 | Natural Gas Fired Combustion Turbine | GT |  | S | 75 | 93 | 65 | N | 2015 |  |  | Y | Industrial CHP | 7 | T | NG | OG
Wood/Wood Waste Biomass.WDS | biomass | TRUE | 3998 | Desert View Power Inc | 10300 | Desert View Power | CA | Riverside | GEN1 | Wood/Wood Waste Biomass | ST |  | S | 47 | 47 | 30 | N | 1991 |  |  | N | IPP Non-CHP | 2 | X | WDS | NG | PC | TDF
Natural Gas Steam Turbine.NG | natural gas steam turbine | FALSE | 57145 | Louisiana Sugar Refining LLC | 10301 | Louisiana Sugar Refining | LA | St James | GEN2 | Natural Gas Steam Turbine | ST |  | S | 1.7 | 1.7 | 0.2 | N | 1977 |  |  | Y | Industrial CHP | 7 | T | NG
Natural Gas Steam Turbine.NG | natural gas steam turbine | FALSE | 57145 | Louisiana Sugar Refining LLC | 10301 | Louisiana Sugar Refining | LA | St James | GEN3 | Natural Gas Steam Turbine | ST |  | S | 1.5 | 1.5 | 0.1 | N | 1957 |  |  | Y | Industrial CHP | 7 | T | NG
Natural Gas Steam Turbine.NG | natural gas steam turbine | FALSE | 57145 | Louisiana Sugar Refining LLC | 10301 | Louisiana Sugar Refining | LA | St James | GEN4 | Natural Gas Steam Turbine | ST |  | S | 2.1 | 2 | 0.2 | N | 1969 |  |  | Y | Industrial CHP | 7 | T | NG
Natural Gas Fired Combustion Turbine.NG | natural gas peaker | FALSE | 13657 | Norfork Southern Corp | 10302 | Juniata Locomotive Shop | PA | Blair | GEN3 | Natural Gas Fired Combustion Turbine | GT |  | S | 1.5 | 1.5 | 0.7 | N | 2015 |  |  | N | Commercial Non-CHP | 4 | X | NG
Municipal Solid Waste.MSW | municipal solid waste | FALSE | 12834 | Dutchess County RRA | 10305 | Dutchess Cnty Resource Recovery Facility | NY | Dutchess | GEN1 | Municipal Solid Waste | ST |  | S | 7.2 | 7.4 | 4 | N | 1987 |  |  | Y | Commercial CHP | 5 | T | MSW
Natural Gas Fired Combined Cycle.NG | natural gas combined cycle | TRUE | 21970 | Northeast Energy Associates LP | 10307 | Bellingham Cogeneration Facility | MA | Norfolk | CT1 | Natural Gas Fired Combined Cycle | CT | CC1 | S | 102 | 126 | 85 | N | 1991 |  |  | N | IPP Non-CHP | 2 | X | NG | DFO
Natural Gas Fired Combined Cycle.NG | natural gas combined cycle | TRUE | 21970 | Northeast Energy Associates LP | 10307 | Bellingham Cogeneration Facility | MA | Norfolk | CT2 | Natural Gas Fired Combined Cycle | CT | CC1 | S | 102 | 126 | 85 | N | 1991 |  |  | N | IPP Non-CHP | 2 | X | NG | DFO
Natural Gas Fired Combined Cycle.NG | natural gas combined cycle | TRUE | 21970 | Northeast Energy Associates LP | 10307 | Bellingham Cogeneration Facility | MA | Norfolk | ST1 | Natural Gas Fired Combined Cycle | CA | CC1 | S | 60 | 84 | 30 | N | 1991 |  |  | N | IPP Non-CHP | 2 | X | NG
Natural Gas Fired Combined Cycle.NG | natural gas combined cycle | TRUE | 22290 | Sayreville Power Generation LP | 10308 | Sayreville Cogeneration Facility | NJ | Middlesex | CT1 | Natural Gas Fired Combined Cycle | CT | CC1 | W | 112 | 127.8 | 86 | N | 1991 |  |  | N | IPP Non-CHP | 2 | X | NG
Natural Gas Fired Combined Cycle.NG | natural gas combined cycle | TRUE | 22290 | Sayreville Power Generation LP | 10308 | Sayreville Cogeneration Facility | NJ | Middlesex | CT2 | Natural Gas Fired Combined Cycle | CT | CC1 | W | 112 | 127.8 | 86 | N | 1991 |  |  | N | IPP Non-CHP | 2 | X | NG
Natural Gas Fired Combined Cycle.NG | natural gas combined cycle | TRUE | 22290 | Sayreville Power Generation LP | 10308 | Sayreville Cogeneration Facility | NJ | Middlesex | ST1 | Natural Gas Fired Combined Cycle | CA | CC1 | W | 68 | 77.5 | 26 | N | 1991 |  |  | N | IPP Non-CHP | 2 | X | NG
Natural Gas Fired Combustion Turbine.NG | natural gas peaker | FALSE | 1182 | BASF Corporation | 10319 | Geismar | LA | Ascension | GEN1 | Natural Gas Fired Combustion Turbine | GT |  | S | 33.7 | 37.7 | 18 | N | 1985 |  |  | Y | Industrial CHP | 7 | T | NG
Natural Gas Fired Combustion Turbine.NG | natural gas peaker | FALSE | 1182 | BASF Corporation | 10319 | Geismar | LA | Ascension | GEN2 | Natural Gas Fired Combustion Turbine | GT |  | S | 39.2 | 43.2 | 20 | N | 1998 |  |  | Y | Industrial CHP | 7 | T | NG | OG
Natural Gas Steam Turbine.NG | natural gas steam turbine | FALSE | 1182 | BASF Corporation | 10319 | Geismar | LA | Ascension | GEN3 | Natural Gas Steam Turbine | ST |  | S | 7.2 | 7.2 | 0.7 | N | 2005 |  |  | N | Industrial CHP | 7 | X | NG
Conventional Hydroelectric.WAT | hydro | TRUE | 6201 | Farmer's Irrigation District | 10323 | Copper Dam Plant | OR | Hood River | TURGO | Conventional Hydroelectric | HY |  | S | 1 | 2.6 | 0.5 | N | 2015 |  |  | N | IPP Non-CHP | 2 | X | WAT
Conventional Hydroelectric.WAT | hydro | TRUE | 6201 | Farmer's Irrigation District | 10324 | Peters Drive Plant | OR | Hood River | GEN3 | Conventional Hydroelectric | HY |  | S | 0.3 | 1.2 | 0.3 | N | 1987 |  |  | N | IPP Non-CHP | 2 | X | WAT
Conventional Hydroelectric.WAT | hydro | TRUE | 6288 | Mink Creek Hydro Entity | 10325 | Mink Creek Hydro | ID | Franklin | GEN1 | Conventional Hydroelectric | HY |  | S | 2 | 0.6 | 0.2 | N | 1986 |  |  | N | IPP Non-CHP | 2 | X | WAT
Natural Gas Steam Turbine.NG | natural gas steam turbine | FALSE | 12436 | Michigan State University | 10328 | T B Simon Power Plant | MI | Ingham | GEN1 | Natural Gas Steam Turbine | ST |  | S | 12.5 | 12.5 | 2.5 | N | 1965 |  |  | Y | Commercial CHP | 5 | T | NG
Natural Gas Steam Turbine.NG | natural gas steam turbine | FALSE | 12436 | Michigan State University | 10328 | T B Simon Power Plant | MI | Ingham | GEN2 | Natural Gas Steam Turbine | ST |  | S | 12.5 | 12.5 | 2.5 | N | 1966 |  |  | Y | Commercial CHP | 5 | T | NG
Natural Gas Steam Turbine.NG | natural gas steam turbine | FALSE | 12436 | Michigan State University | 10328 | T B Simon Power Plant | MI | Ingham | GEN3 | Natural Gas Steam Turbine | ST |  | S | 15 | 15 | 2.5 | N | 1974 |  |  | Y | Commercial CHP | 5 | T | NG
Natural Gas Steam Turbine.NG | natural gas steam turbine | FALSE | 12436 | Michigan State University | 10328 | T B Simon Power Plant | MI | Ingham | GEN4 | Natural Gas Steam Turbine | ST |  | S | 21 | 21 | 5 | N | 1993 |  |  | Y | Commercial CHP | 5 | T | NG
Natural Gas Steam Turbine.NG | natural gas steam turbine | FALSE | 12436 | Michigan State University | 10328 | T B Simon Power Plant | MI | Ingham | GEN5 | Natural Gas Steam Turbine | ST |  | S | 23.8 | 23.8 | 5 | N | 2006 |  |  | Y | Commercial CHP | 5 | T | NG
Natural Gas Fired Combustion Turbine.NG | natural gas peaker | FALSE | 12436 | Michigan State University | 10328 | T B Simon Power Plant | MI | Ingham | GEN6 | Natural Gas Fired Combustion Turbine | GT |  | S | 12.6 | 14.3 | 9 | N | 2006 |  |  | N | Commercial CHP | 5 | X | NG
Natural Gas Internal Combustion Engine.NG | natural gas peaker | FALSE | 12436 | Michigan State University | 10328 | T B Simon Power Plant | MI | Ingham | GEN7 | Natural Gas Internal Combustion Engine | IC |  | S | 9.4 | 9.4 | 6.5 | N | 2022 |  |  | N | Commercial CHP | 5 | X | NG
Natural Gas Internal Combustion Engine.NG | natural gas peaker | FALSE | 12436 | Michigan State University | 10328 | T B Simon Power Plant | MI | Ingham | GEN8 | Natural Gas Internal Combustion Engine | IC |  | S | 9.4 | 9.4 | 6.5 | N | 2022 |  |  | N | Commercial CHP | 5 | X | NG
Natural Gas Internal Combustion Engine.NG | natural gas peaker | FALSE | 12436 | Michigan State University | 10328 | T B Simon Power Plant | MI | Ingham | GEN9 | Natural Gas Internal Combustion Engine | IC |  | S | 9.4 | 9.4 | 6.5 | N | 2022 |  |  | N | Commercial CHP | 5 | X | NG
Municipal Solid Waste.MSW | municipal solid waste | FALSE | 49846 | Covanta Honolulu Resource Recovery | 10334 | H Power | HI | Honolulu | GEN1 | Municipal Solid Waste | ST |  | W | 58 | 58 | 5 | N | 1989 |  |  | N | Commercial Non-CHP | 4 | X | MSW
Municipal Solid Waste.MSW | municipal solid waste | FALSE | 49846 | Covanta Honolulu Resource Recovery | 10334 | H Power | HI | Honolulu | GEN2 | Municipal Solid Waste | ST |  | W | 28 | 28 | 5 | N | 2013 |  |  | N | Commercial Non-CHP | 4 | X | MSW
Solar Photovoltaic.SUN | solar PV | FALSE | 49846 | Covanta Honolulu Resource Recovery | 10334 | H Power | HI | Honolulu | PV1 | Solar Photovoltaic | PV |  | W | 2.7 | 2.5 | 0.2 | N | 2020 |  |  | N | Commercial Non-CHP | 4 | X | SUN
Natural Gas Internal Combustion Engine.NG | natural gas peaker | TRUE | 194 | Albuquerque City of | 10339 | Southside Water Reclamation Plant | NM | Bernalillo | GEN1 | Natural Gas Internal Combustion Engine | IC |  | S | 2.1 | 2.2 | 0 | N | 2002 |  |  | Y | IPP CHP | 3 | T | NG | OBG
Other Waste Biomass.OBG | biomass | TRUE | 194 | Albuquerque City of | 10339 | Southside Water Reclamation Plant | NM | Bernalillo | GEN2 | Other Waste Biomass | IC |  | S | 2.1 | 2.2 | 0 | N | 2002 |  |  | Y | IPP CHP | 3 | T | OBG | NG
Other Waste Biomass.OBG | biomass | TRUE | 194 | Albuquerque City of | 10339 | Southside Water Reclamation Plant | NM | Bernalillo | GEN3 | Other Waste Biomass | IC |  | S | 1.1 | 1.1 | 0 | N | 1987 |  |  | Y | IPP CHP | 3 | T | OBG | NG
Natural Gas Internal Combustion Engine.NG | natural gas peaker | TRUE | 194 | Albuquerque City of | 10339 | Southside Water Reclamation Plant | NM | Bernalillo | GEN4 | Natural Gas Internal Combustion Engine | IC |  | S | 1.1 | 1.1 | 0 | N | 1987 |  |  | Y | IPP CHP | 3 | T | NG | OBG
Natural Gas Fired Combined Cycle.NG | natural gas combined cycle | TRUE | 65130 | Tesoro Marketing & Refining Co. LLC (Martinez) | 10342 | Marathon Bay Area Cogen | CA | Contra Costa | TG1 | Natural Gas Fired Combined Cycle | CT | CC1 | W | 35 | 37 | 29 | N | 1987 |  |  | Y | IPP CHP | 3 | T | NG
Natural Gas Fired Combined Cycle.NG | natural gas combined cycle | TRUE | 65130 | Tesoro Marketing & Refining Co. LLC (Martinez) | 10342 | Marathon Bay Area Cogen | CA | Contra Costa | TG2 | Natural Gas Fired Combined Cycle | CT | CC1 | W | 35 | 37 | 29 | N | 1987 |  |  | Y | IPP CHP | 3 | T | NG
Natural Gas Fired Combined Cycle.NG | natural gas combined cycle | TRUE | 65130 | Tesoro Marketing & Refining Co. LLC (Martinez) | 10342 | Marathon Bay Area Cogen | CA | Contra Costa | TG3 | Natural Gas Fired Combined Cycle | CA | CC1 | W | 33.5 | 33.5 | 5 | N | 1987 |  |  | Y | IPP CHP | 3 | T | NG
Conventional Steam Coal.WC | hard coal | TRUE | 49889 | Mount Carmel Cogen Inc | 10343 | Foster Wheeler Mt Carmel Cogen | PA | Northumberland | TG1 | Conventional Steam Coal | ST |  | S | 43 | 40 | 25 | N | 1990 |  |  | Y | IPP CHP | 3 | T | WC | NG
Natural Gas Fired Combustion Turbine.NG | natural gas peaker | TRUE | 59879 | Greenleaf Energy LLC | 10349 | Greenleaf 2 Power Plant | CA | Sutter | GEN1 | Natural Gas Fired Combustion Turbine | GT |  | S | 49.5 | 49.5 | 40 | N | 1989 |  |  | Y | IPP CHP | 3 | T | NG
Natural Gas Fired Combustion Turbine.NG | natural gas peaker | TRUE | 64430 | Calpine Greenleaf Holding, Inc. | 10350 | Greenleaf 1 | CA | Sutter | CTGA | Natural Gas Fired Combustion Turbine | GT |  | W | 30 | 30 | 9 | N | 2022 |  |  | N | IPP Non-CHP | 2 | X | NG
Natural Gas Fired Combustion Turbine.NG | natural gas peaker | TRUE | 64430 | Calpine Greenleaf Holding, Inc. | 10350 | Greenleaf 1 | CA | Sutter | CTGB | Natural Gas Fired Combustion Turbine | GT |  | W | 30 | 30 | 9 | N | 2022 |  |  | N | IPP Non-CHP | 2 | X | NG
Wood/Wood Waste Biomass.WDS | biomass | TRUE | 57432 | ReEnergy Livermore Falls | 10354 | ReEnergy Livermore Falls | ME | Androscoggin | GEN1 | Wood/Wood Waste Biomass | ST |  | S | 38 | 38 | 18 | N | 1992 |  |  | N | IPP Non-CHP | 2 | X | WDS
Natural Gas Steam Turbine.NG | natural gas steam turbine | FALSE | 55919 | Georgia-Pacific Consumer Oper. Green Bay LLC | 10360 | Consumer Operations LLC | WI | Brown | GEN6 | Natural Gas Steam Turbine | ST |  | S | 18 | 18 | 2 | N | 1963 |  |  | Y | Industrial CHP | 7 | T | NG
Natural Gas Steam Turbine.NG | natural gas steam turbine | FALSE | 55919 | Georgia-Pacific Consumer Oper. Green Bay LLC | 10360 | Consumer Operations LLC | WI | Brown | GEN7 | Natural Gas Steam Turbine | ST |  | S | 23 | 23 | 3 | N | 1969 |  |  | Y | Industrial CHP | 7 | T | NG
Natural Gas Fired Combustion Turbine.NG | natural gas peaker | FALSE | 7127 | Georgia-Pacific Consr Prods LP-Savannah | 10361 | Savannah River Mill | GA | Effingham | GEN1 | Natural Gas Fired Combustion Turbine | GT |  | S | 21.4 | 24.7 | 2 | N | 1986 |  |  | Y | Industrial CHP | 7 | T | NG | DFO
Natural Gas Fired Combustion Turbine.NG | natural gas peaker | FALSE | 7127 | Georgia-Pacific Consr Prods LP-Savannah | 10361 | Savannah River Mill | GA | Effingham | GEN2 | Natural Gas Fired Combustion Turbine | GT |  | S | 21.4 | 24.7 | 2 | N | 1986 |  |  | Y | Industrial CHP | 7 | T | NG | DFO
Petroleum Coke.PC | petroleum | FALSE | 7127 | Georgia-Pacific Consr Prods LP-Savannah | 10361 | Savannah River Mill | GA | Effingham | GEN3 | Petroleum Coke | ST |  | S | 41.9 | 42.3 | 2 | N | 1988 |  |  | Y | Industrial CHP | 7 | T | PC | BIT | WDS
Petroleum Coke.PC | petroleum | FALSE | 7127 | Georgia-Pacific Consr Prods LP-Savannah | 10361 | Savannah River Mill | GA | Effingham | GEN4 | Petroleum Coke | ST |  | S | 41.9 | 42.3 | 2 | N | 1989 |  |  | Y | Industrial CHP | 7 | T | PC | BIT | WDS
Natural Gas Steam Turbine.NG | natural gas steam turbine | FALSE | 6589 | Georgia-Pacific Muskogee LLC | 10362 | Georgia-Pacific Muskogee | OK | Muskogee | GEN1 | Natural Gas Steam Turbine | ST |  | S | 11.6 | 15.2 | 3 | N | 1979 |  |  | Y | Industrial CHP | 7 | T | NG | SUB | BIT
Natural Gas Steam Turbine.NG | natural gas steam turbine | FALSE | 6589 | Georgia-Pacific Muskogee LLC | 10362 | Georgia-Pacific Muskogee | OK | Muskogee | GEN2 | Natural Gas Steam Turbine | ST |  | S | 21.6 | 22.4 | 5 | N | 1980 |  |  | Y | Industrial CHP | 7 | T | NG | SUB | BIT
Natural Gas Steam Turbine.NG | natural gas steam turbine | FALSE | 6589 | Georgia-Pacific Muskogee LLC | 10362 | Georgia-Pacific Muskogee | OK | Muskogee | GEN3 | Natural Gas Steam Turbine | ST |  | S | 34.3 | 33.8 | 5 | N | 1982 |  |  | Y | Industrial CHP | 7 | T | NG | SUB | BIT
Wood/Wood Waste Biomass.WDS | biomass | TRUE | 59593 | NC Renewable Power - Lumberton LLC | 10382 | Lumberton | NC | Robeson | GEN1 | Wood/Wood Waste Biomass | ST |  | S | 34.7 | 34.7 | 5 | N | 1985 |  |  | Y | IPP CHP | 3 | B | WDS | OBS
Landfill Gas.LFG | natural gas peaker | TRUE | 57223 | Sycamore Energy LLC | 10387 | Sycamore Energy LLC | CA | San Diego | 1A | Landfill Gas | GT |  | S | 1.2 | 1.2 | 0.9 | N | 2011 |  |  | N | IPP Non-CHP | 2 | X | LFG
Landfill Gas.LFG | natural gas peaker | TRUE | 57223 | Sycamore Energy LLC | 10387 | Sycamore Energy LLC | CA | San Diego | 2A | Landfill Gas | GT |  | S | 1.2 | 1.2 | 0.9 | N | 2011 |  |  | N | IPP Non-CHP | 2 | X | LFG
Landfill Gas.LFG | natural gas peaker | TRUE | 57223 | Sycamore Energy LLC | 10387 | Sycamore Energy LLC | CA | San Diego | 3 | Landfill Gas | GT |  | S | 2.8 | 3 | 2.4 | N | 2004 |  |  | N | IPP Non-CHP | 2 | X | LFG | PG
Natural Gas Steam Turbine.NG | natural gas steam turbine | FALSE | 56165 | Cleveland Cliffs | 10397 | Indiana Harbor West | IN | Lake | GEN5 | Natural Gas Steam Turbine | ST |  | W | 3.1 | 4.9 | 2 | N | 1939 |  |  | Y | Industrial CHP | 7 | T | NG | BFG
Natural Gas Steam Turbine.NG | natural gas steam turbine | FALSE | 56165 | Cleveland Cliffs | 10397 | Indiana Harbor West | IN | Lake | GEN6 | Natural Gas Steam Turbine | ST |  | W | 3.1 | 4.9 | 2 | N | 1953 |  |  | Y | Industrial CHP | 7 | T | NG | BFG
Natural Gas Steam Turbine.NG | natural gas steam turbine | FALSE | 56165 | Cleveland Cliffs | 10397 | Indiana Harbor West | IN | Lake | GEN7 | Natural Gas Steam Turbine | ST |  | W | 16 | 16 | 3 | N | 1959 |  |  | Y | Industrial CHP | 7 | B | NG | BFG
Natural Gas Steam Turbine.NG | natural gas steam turbine | FALSE | 56165 | Cleveland Cliffs | 10397 | Indiana Harbor West | IN | Lake | GEN8 | Natural Gas Steam Turbine | ST |  | W | 24 | 29 | 4 | N | 1961 |  |  | Y | Industrial CHP | 7 | B | NG | BFG
Natural Gas Steam Turbine.NG | natural gas steam turbine | FALSE | 56165 | Cleveland Cliffs | 10397 | Indiana Harbor West | IN | Lake | GEN9 | Natural Gas Steam Turbine | ST |  | W | 28 | 29 | 2 | N | 2002 |  |  | Y | Industrial CHP | 7 | B | NG | BFG
Other Gases.BFG | other | FALSE | 9454 | Cleveland Cliffs | 10398 | Cleveland Works | OH | Cuyahoga | GENB | Other Gases | ST |  | S | 8 | 9 | 3 | N | 1965 |  |  | Y | Industrial CHP | 7 | T | BFG | NG
Other Gases.BFG | other | FALSE | 9454 | Cleveland Cliffs | 10398 | Cleveland Works | OH | Cuyahoga | GENC | Other Gases | ST |  | S | 22 | 22 | 4 | N | 2010 |  |  | Y | Industrial CHP | 7 | T | BFG | NG
Other Gases.BFG | other | FALSE | 9454 | Cleveland Cliffs | 10398 | Cleveland Works | OH | Cuyahoga | GENG | Other Gases | ST |  | S | 69.3 | 60 | 14 | N | 2022 |  |  | Y | Industrial CHP | 7 | T | BFG
Natural Gas Fired Combined Cycle.NG | natural gas combined cycle | TRUE | 10337 | KES Kingsburg LP | 10405 | Kingsburg Cogen | CA | Fresno | GEN1 | Natural Gas Fired Combined Cycle | CT | CC1 | S | 22 | 23 | 18 | N | 1990 |  |  | Y | IPP CHP | 3 | T | NG
Natural Gas Fired Combined Cycle.NG | natural gas combined cycle | TRUE | 10337 | KES Kingsburg LP | 10405 | Kingsburg Cogen | CA | Fresno | GEN2 | Natural Gas Fired Combined Cycle | CA | CC1 | S | 11.8 | 11.8 | 4 | N | 1990 |  |  | Y | IPP CHP | 3 | B | NG
Natural Gas Internal Combustion Engine.NG | natural gas peaker | FALSE | 3692 | Clark University | 10408 | Clark University | MA | Worcester | GEN2 | Natural Gas Internal Combustion Engine | IC |  | S | 2 | 2 | 1 | N | 2013 |  |  | Y | Commercial CHP | 5 | T | NG
Conventional Hydroelectric.WAT | hydro | FALSE | 65153 | BBCP Kauai Operating LLC | 10412 | Kalaheo Hydro | HI | Kauai | KPH1 | Conventional Hydroelectric | HY |  | S | 2 | 2 | 0.2 | N | 2016 |  |  | N | Industrial Non-CHP | 6 | X | WAT
Conventional Hydroelectric.WAT | hydro | FALSE | 65153 | BBCP Kauai Operating LLC | 10413 | Wainiha Hydro | HI | Kauai | WAIA | Conventional Hydroelectric | HY |  | S | 1.7 | 1.7 | 0.2 | N | 1906 |  |  | N | Industrial Non-CHP | 6 | X | WAT
Conventional Hydroelectric.WAT | hydro | FALSE | 65153 | BBCP Kauai Operating LLC | 10413 | Wainiha Hydro | HI | Kauai | WAIB | Conventional Hydroelectric | HY |  | S | 1.7 | 1.7 | 0.2 | N | 1910 |  |  | N | Industrial Non-CHP | 6 | X | WAT
Natural Gas Steam Turbine.NG | natural gas steam turbine | FALSE | 56600 | Ascend Performance Materials LLC | 10416 | Pensacola Florida Plant | FL | Escambia | GEN1 | Natural Gas Steam Turbine | ST |  | S | 5 | 5 | 1 | N | 1953 |  |  | Y | Industrial CHP | 7 | T | NG | OG | WO
Natural Gas Steam Turbine.NG | natural gas steam turbine | FALSE | 56600 | Ascend Performance Materials LLC | 10416 | Pensacola Florida Plant | FL | Escambia | GEN2 | Natural Gas Steam Turbine | ST |  | S | 5 | 5 | 1 | N | 1957 |  |  | Y | Industrial CHP | 7 | T | NG | OG | WO
Natural Gas Steam Turbine.NG | natural gas steam turbine | FALSE | 56600 | Ascend Performance Materials LLC | 10416 | Pensacola Florida Plant | FL | Escambia | GEN3 | Natural Gas Steam Turbine | ST |  | S | 6 | 6 | 1 | N | 1958 |  |  | Y | Industrial CHP | 7 | T | NG | OG | WO
Natural Gas Fired Combustion Turbine.NG | natural gas peaker | FALSE | 56600 | Ascend Performance Materials LLC | 10416 | Pensacola Florida Plant | FL | Escambia | GEN4 | Natural Gas Fired Combustion Turbine | GT |  | S | 82 | 100 | 30 | N | 1993 |  |  | Y | Industrial CHP | 7 | T | NG | OG | WO
Natural Gas Steam Turbine.NG | natural gas steam turbine | FALSE | 39878 | Solutia Inc-Indian | 10417 | Indian Orchard Plant 1 | MA | Hampden | TG | Natural Gas Steam Turbine | ST |  | S | 3.2 | 4.1 | 1 | N | 1985 |  |  | Y | Industrial CHP | 7 | T | NG
Natural Gas Steam Turbine.NG | natural gas steam turbine | FALSE | 56488 | Ascend Performance Materials | 10418 | Ascend Performance Materials Texas Inc. | TX | Brazoria | GEN1 | Natural Gas Steam Turbine | ST |  | S | 5.2 | 5.2 | 2.3 | N | 1993 |  |  | Y | Industrial CHP | 7 | B | NG
Natural Gas Steam Turbine.NG | natural gas steam turbine | FALSE | 56488 | Ascend Performance Materials | 10418 | Ascend Performance Materials Texas Inc. | TX | Brazoria | GEN4 | Natural Gas Steam Turbine | ST |  | S | 42.5 | 42.5 | 8 | N | 2000 |  |  | Y | Industrial CHP | 7 | B | NG
Conventional Hydroelectric.WAT | hydro | TRUE | 5068 | Denver City & County of | 10421 | Dillon Hydro Plant | CO | Summit | GEN1 | Conventional Hydroelectric | HY |  | S | 1.8 | 1.8 | 0.8 | N | 1987 |  |  | N | IPP Non-CHP | 2 | X | WAT
Conventional Hydroelectric.WAT | hydro | TRUE | 5068 | Denver City & County of | 10422 | Williams Fork Hydro Plant | CO | Grand | GEN1 | Conventional Hydroelectric | HY |  | S | 3 | 3 | 0.5 | N | 1959 |  |  | N | IPP Non-CHP | 2 | X | WAT
Conventional Hydroelectric.WAT | hydro | TRUE | 5068 | Denver City & County of | 10422 | Williams Fork Hydro Plant | CO | Grand | GEN2 | Conventional Hydroelectric | HY |  | S | 0.5 | 0.5 | 0.5 | N | 2012 |  |  | N | IPP Non-CHP | 2 | X | WAT
Conventional Hydroelectric.WAT | hydro | TRUE | 5068 | Denver City & County of | 10423 | North Fork Hydro Plant | CO | Park | GEN1 | Conventional Hydroelectric | HY |  | S | 5.5 | 5.5 | 0.8 | N | 1988 |  |  | N | IPP Non-CHP | 2 | X | WAT
Conventional Hydroelectric.WAT | hydro | TRUE | 5068 | Denver City & County of | 10424 | Gross Hydro Plant | CO | Jefferson | GEN1 | Conventional Hydroelectric | HY |  | S | 4 | 4 | 0.7 | N | 2007 |  |  | N | IPP Non-CHP | 2 | X | WAT
Conventional Hydroelectric.WAT | hydro | TRUE | 5068 | Denver City & County of | 10424 | Gross Hydro Plant | CO | Jefferson | GEN2 | Conventional Hydroelectric | HY |  | S | 4 | 4 | 0.7 | N | 2007 |  |  | N | IPP Non-CHP | 2 | X | WAT
Wood/Wood Waste Biomass.BLQ | biomass | FALSE | 54745 | International Paper - Orange | 10425 | International Paper - Orange | TX | Orange | TG | Wood/Wood Waste Biomass | ST |  | W | 33.2 | 33.8 | 5 | N | 1967 |  |  | Y | Industrial CHP | 7 | B | BLQ | NG | WDS | TDF
Wood/Wood Waste Biomass.BLQ | biomass | FALSE | 23632 | Inland Paperboard - Rome Mill | 10426 | Inland Paperboard Packaging Rome | GA | Floyd | GEN2 | Wood/Wood Waste Biomass | ST |  | S | 5 | 5 | 5 | N | 1954 |  |  | Y | Industrial CHP | 7 | T | BLQ | RFO | WDS | OTH | NG
Wood/Wood Waste Biomass.BLQ | biomass | FALSE | 23632 | Inland Paperboard - Rome Mill | 10426 | Inland Paperboard Packaging Rome | GA | Floyd | GEN3 | Wood/Wood Waste Biomass | ST |  | S | 5 | 5 | 5 | N | 1954 |  |  | Y | Industrial CHP | 7 | T | BLQ | RFO | WDS | OTH | NG
Wood/Wood Waste Biomass.BLQ | biomass | FALSE | 23632 | Inland Paperboard - Rome Mill | 10426 | Inland Paperboard Packaging Rome | GA | Floyd | GEN4 | Wood/Wood Waste Biomass | ST |  | S | 20 | 20 | 20 | N | 1961 |  |  | Y | Industrial CHP | 7 | T | BLQ | RFO | WDS | OTH | NG
Wood/Wood Waste Biomass.BLQ | biomass | FALSE | 23632 | Inland Paperboard - Rome Mill | 10426 | Inland Paperboard Packaging Rome | GA | Floyd | GEN5 | Wood/Wood Waste Biomass | ST |  | S | 31 | 30 | 30 | N | 1989 |  |  | Y | Industrial CHP | 7 | T | BLQ | RFO | WDS | OTH | NG
Natural Gas Fired Combustion Turbine.NG | natural gas peaker | FALSE | 22091 | New-Indy Ontario LLC | 10427 | New-Indy Ontario Mill | CA | San Bernardino | GEN2 | Natural Gas Fired Combustion Turbine | GT |  | S | 14.7 | 14.8 | 8 | N | 2019 |  |  | N | Industrial Non-CHP | 6 | X | NG
Natural Gas Fired Combustion Turbine.NG | natural gas peaker | FALSE | 22091 | New-Indy Ontario LLC | 10427 | New-Indy Ontario Mill | CA | San Bernardino | GEN3 | Natural Gas Fired Combustion Turbine | GT |  | S | 14.7 | 14.8 | 8 | N | 2019 |  |  | N | Industrial Non-CHP | 6 | X | NG
Natural Gas Steam Turbine.NG | natural gas steam turbine | FALSE | 623 | Anheuser-Busch Inc | 10430 | Anheuser-Busch St Louis | MO | St Louis City | GEN1 | Natural Gas Steam Turbine | ST |  | S | 11 | 11 | 2 | N | 1947 |  |  | Y | Industrial CHP | 7 | B | NG | OBG
Natural Gas Steam Turbine.NG | natural gas steam turbine | FALSE | 623 | Anheuser-Busch Inc | 10430 | Anheuser-Busch St Louis | MO | St Louis City | GEN3 | Natural Gas Steam Turbine | ST |  | S | 11 | 11 | 2 | N | 1948 |  |  | Y | Industrial CHP | 7 | T | NG | OBG
Natural Gas Steam Turbine.NG | natural gas steam turbine | FALSE | 623 | Anheuser-Busch Inc | 10430 | Anheuser-Busch St Louis | MO | St Louis City | GEN4 | Natural Gas Steam Turbine | ST |  | S | 4.1 | 4.1 | 0.5 | N | 1939 |  |  | Y | Industrial CHP | 7 | T | NG | OBG
Natural Gas Fired Combustion Turbine.NG | natural gas peaker | FALSE | 623 | Anheuser-Busch Inc | 10431 | Anheuser-Busch Jacksonville | FL | Duval | GEN1 | Natural Gas Fired Combustion Turbine | GT |  | S | 8.7 | 8.7 | 1 | N | 1987 |  |  | Y | Industrial CHP | 7 | T | NG
All Other.WH | other | FALSE | 9383 | Mosaic Fertilizer LLC | 10434 | Mosaic New Wales Operations | FL | Polk | TG1 | All Other | ST |  | S | 8 | 8 | 2 | N | 1981 |  |  | Y | Industrial CHP | 7 | B | WH
All Other.WH | other | FALSE | 9383 | Mosaic Fertilizer LLC | 10434 | Mosaic New Wales Operations | FL | Polk | TG2 | All Other | ST |  | S | 48 | 48 | 2 | N | 1984 |  |  | Y | Industrial CHP | 7 | B | WH
All Other.WH | other | FALSE | 9383 | Mosaic Fertilizer LLC | 10434 | Mosaic New Wales Operations | FL | Polk | TG3 | All Other | ST |  | S | 32 | 32 | 2 | N | 1982 |  |  | Y | Industrial CHP | 7 | B | WH
All Other.WH | other | FALSE | 9383 | Mosaic Fertilizer LLC | 10434 | Mosaic New Wales Operations | FL | Polk | TG4 | All Other | ST |  | S | 24 | 24 | 3.5 | N | 2014 |  |  | N | Industrial CHP | 7 | X | WH
Municipal Solid Waste.MSW | municipal solid waste | TRUE | 49966 | Covanta Camden Energy Recovery Center | 10435 | Camden Resource Recovery Facility | NJ | Camden | TGA | Municipal Solid Waste | ST |  | S | 16.5 | 16.5 | 4 | N | 1991 |  |  | N | IPP Non-CHP | 2 | X | MSW
Municipal Solid Waste.MSW | municipal solid waste | TRUE | 49966 | Covanta Camden Energy Recovery Center | 10435 | Camden Resource Recovery Facility | NJ | Camden | TGB | Municipal Solid Waste | ST |  | S | 16.5 | 16.5 | 4 | N | 1991 |  |  | N | IPP Non-CHP | 2 | X | MSW
Natural Gas Fired Combustion Turbine.NG | natural gas peaker | FALSE | 6091 | Exxon Mobil Refining and Supply Co. | 10436 | ExxonMobil Baytown Refinery | TX | Harris | GT38 | Natural Gas Fired Combustion Turbine | GT |  | S | 31 | 35 | 18 | N | 1989 |  |  | Y | Industrial CHP | 7 | T | NG
Natural Gas Fired Combustion Turbine.NG | natural gas peaker | FALSE | 6091 | Exxon Mobil Refining and Supply Co. | 10436 | ExxonMobil Baytown Refinery | TX | Harris | GT41 | Natural Gas Fired Combustion Turbine | GT |  | S | 18 | 24 | 16 | N | 1977 |  |  | Y | Industrial CHP | 7 | T | NG
Natural Gas Fired Combustion Turbine.NG | natural gas peaker | FALSE | 6091 | Exxon Mobil Refining and Supply Co. | 10436 | ExxonMobil Baytown Refinery | TX | Harris | GT42 | Natural Gas Fired Combustion Turbine | GT |  | S | 18 | 24 | 16 | N | 1977 |  |  | Y | Industrial CHP | 7 | T | NG
Natural Gas Fired Combustion Turbine.NG | natural gas peaker | FALSE | 6091 | Exxon Mobil Refining and Supply Co. | 10436 | ExxonMobil Baytown Refinery | TX | Harris | GT43 | Natural Gas Fired Combustion Turbine | GT |  | S | 18 | 24 | 16 | N | 1977 |  |  | Y | Industrial CHP | 7 | T | NG
Natural Gas Fired Combustion Turbine.NG | natural gas peaker | FALSE | 6091 | Exxon Mobil Refining and Supply Co. | 10436 | ExxonMobil Baytown Refinery | TX | Harris | GT44 | Natural Gas Fired Combustion Turbine | GT |  | S | 18 | 24 | 16 | N | 1977 |  |  | Y | Industrial CHP | 7 | T | NG
Natural Gas Fired Combustion Turbine.NG | natural gas peaker | FALSE | 6091 | Exxon Mobil Refining and Supply Co. | 10436 | ExxonMobil Baytown Refinery | TX | Harris | GT45 | Natural Gas Fired Combustion Turbine | GT |  | S | 31 | 35 | 18 | N | 1988 |  |  | Y | Industrial CHP | 7 | T | NG
All Other.WH | other | FALSE | 6091 | Exxon Mobil Refining and Supply Co. | 10436 | ExxonMobil Baytown Refinery | TX | Harris | ST34 | All Other | ST |  | S | 7.5 | 7.5 | 0.5 | N | 1952 |  |  | N | Industrial CHP | 7 | X | WH
Solar Photovoltaic.SUN | solar PV | TRUE | 60246 | Sunray Energy 2, LLC | 10437 | Sunray 2 | CA | San Bernardino | SUN2 | Solar Photovoltaic | PV |  | W | 20 | 18.5 |  | N | 2017 |  |  | N | IPP Non-CHP | 2 | X | SUN
Solar Photovoltaic.SUN | solar PV | TRUE | 60247 | Sunray Energy 3 LLC | 10438 | Sunray 3 | CA | San Bernardino | SUN3 | Solar Photovoltaic | PV |  | W | 13.8 | 13.8 |  | N | 2017 |  |  | N | IPP Non-CHP | 2 | X | SUN
Solar Photovoltaic.SUN | solar PV | TRUE | 61950 | Terra-Gen Operating Co-Solar | 10444 | Lockhart Solar PV, LLC | CA | San Bernardino | LOC1 | Solar Photovoltaic | PV |  | S | 85 | 85 |  | N | 2023 |  |  | N | IPP Non-CHP | 2 | X | SUN
Solar Thermal without Energy Storage.SUN | solar thermal | TRUE | 61950 | Terra-Gen Operating Co-Solar | 10446 | SEGS IX | CA | San Bernardino | GEN1 | Solar Thermal without Energy Storage | ST |  | S | 88 | 64 | 7 | N | 1990 | 10 | 2024 | N | IPP Non-CHP | 2 | X | SUN | NG
Conventional Hydroelectric.WAT | hydro | TRUE | 58149 | Renewable World Energies LLC | 10453 | LAC Courte Oreilles Hydroelect | WI | Sawyer | U1 | Conventional Hydroelectric | HY |  | S | 0.2 | 0.2 | 0 | N | 1986 |  |  | N | IPP Non-CHP | 2 | X | WAT
Conventional Hydroelectric.WAT | hydro | TRUE | 58149 | Renewable World Energies LLC | 10453 | LAC Courte Oreilles Hydroelect | WI | Sawyer | U2 | Conventional Hydroelectric | HY |  | S | 1.5 | 1.5 | 0.3 | N | 1986 |  |  | N | IPP Non-CHP | 2 | X | WAT
Conventional Hydroelectric.WAT | hydro | TRUE | 58149 | Renewable World Energies LLC | 10453 | LAC Courte Oreilles Hydroelect | WI | Sawyer | U3 | Conventional Hydroelectric | HY |  | S | 1.5 | 1.5 | 0.3 | N | 1986 |  |  | N | IPP Non-CHP | 2 | X | WAT
Conventional Hydroelectric.WAT | hydro | TRUE | 63235 | Brookfield Renewable Trading and Marketing LP | 10458 | Muck Valley Hydroelectric | CA | Lassen | GEN1 | Conventional Hydroelectric | HY |  | W | 29.9 | 29.9 | 1 | N | 1988 |  |  | N | IPP Non-CHP | 2 | X | WAT
Wood/Wood Waste Biomass.WDS | biomass | TRUE | 1746 | Black River Generation LLC | 10464 | ReEnergy Black River | NY | Jefferson | GEN1 | Wood/Wood Waste Biomass | ST |  | S | 55 | 56 | 15 |  | 1989 |  |  | N | IPP Non-CHP | 2 | X | WDS | TDF | DFO
Conventional Hydroelectric.WAT | hydro | TRUE | 58756 | Albany Engineering Corporation | 10467 | Fourth Branch Hydroelectric Facility | NY | Saratoga | 1 | Conventional Hydroelectric | HY |  | S | 3.3 | 3.3 | 0.1 | N | 1987 |  |  | N | IPP Non-CHP | 2 | X | WAT
Landfill Gas.LFG | natural gas peaker | FALSE | 11217 | Los Angeles County Sanitation | 10472 | Puente Hills Energy Recovery | CA | Los Angeles | GEN1 | Landfill Gas | ST |  | S | 45 | 45 | 13 | N | 1986 |  |  | N | Commercial Non-CHP | 4 | X | LFG
Other Gases.BFG | other | FALSE | 56165 | Cleveland Cliffs | 10475 | Expander Turbine | IN | Lake | 16TG | Other Gases | OT |  | S | 18.8 | 18.8 | 5 | N | 1981 |  |  | N | Industrial Non-CHP | 6 | X | BFG
Wood/Wood Waste Biomass.BLQ | biomass | FALSE | 66104 | Billerud Wisconsin LLC | 10477 | Wisconsin Rapids Pulp Mill | WI | Wood | GEN1 | Wood/Wood Waste Biomass | ST |  | S | 27.2 | 32 | 27.2 | N | 1968 |  |  | Y | Industrial CHP | 7 | T | BLQ | SUB | NG | WDS | OBL
Wood/Wood Waste Biomass.BLQ | biomass | FALSE | 66104 | Billerud Wisconsin LLC | 10477 | Wisconsin Rapids Pulp Mill | WI | Wood | GEN2 | Wood/Wood Waste Biomass | ST |  | S | 37.5 | 40.3 | 37.5 | N | 1991 |  |  | Y | Industrial CHP | 7 | T | BLQ | SUB | NG | WDS | OBL
Geothermal.GEO | geothermal | TRUE | 34691 | Ormat Nevada Inc | 10479 | Mammoth G3 | CA | Mono | T101 | Geothermal | BT |  | W | 3.3 | 5 | 3.3 | N | 1990 |  |  | N | IPP Non-CHP | 2 | X | GEO
Geothermal.GEO | geothermal | TRUE | 34691 | Ormat Nevada Inc | 10479 | Mammoth G3 | CA | Mono | T102 | Geothermal | BT |  | W | 3.3 | 5 | 3.3 | N | 1990 |  |  | N | IPP Non-CHP | 2 | X | GEO
Geothermal.GEO | geothermal | TRUE | 34691 | Ormat Nevada Inc | 10479 | Mammoth G3 | CA | Mono | T103 | Geothermal | BT |  | W | 3.3 | 5 | 3.3 | N | 1990 |  |  | N | IPP Non-CHP | 2 | X | GEO
Geothermal.GEO | geothermal | TRUE | 34691 | Ormat Nevada Inc | 10480 | Mammoth G1 | CA | Mono | GEN1 | Geothermal | BT |  | W | 3.3 | 5 | 3.3 | N | 1984 |  |  | N | IPP Non-CHP | 2 | X | GEO
Geothermal.GEO | geothermal | TRUE | 34691 | Ormat Nevada Inc | 10480 | Mammoth G1 | CA | Mono | GEN2 | Geothermal | BT |  | W | 3.3 | 5 | 3.3 | N | 1984 |  |  | N | IPP Non-CHP | 2 | X | GEO
Geothermal.GEO | geothermal | TRUE | 34691 | Ormat Nevada Inc | 10481 | Mammoth G2 | CA | Mono | 1 | Geothermal | BT |  | W | 3.3 | 5 | 3.3 | N | 1990 |  |  | N | IPP Non-CHP | 2 | X | GEO
Geothermal.GEO | geothermal | TRUE | 34691 | Ormat Nevada Inc | 10481 | Mammoth G2 | CA | Mono | 2 | Geothermal | BT |  | W | 3.3 | 5 | 3.3 | N | 1990 |  |  | N | IPP Non-CHP | 2 | X | GEO
Geothermal.GEO | geothermal | TRUE | 34691 | Ormat Nevada Inc | 10481 | Mammoth G2 | CA | Mono | 3 | Geothermal | BT |  | W | 3.3 | 5 | 3.3 | N | 1990 |  |  | N | IPP Non-CHP | 2 | X | GEO
Wood/Wood Waste Biomass.BLQ | biomass | FALSE | 1991 | Boise White Paper LLC | 10486 | Boise Cascade International Falls | MN | Koochiching | GEN 6 | Wood/Wood Waste Biomass | ST |  | S | 40 | 40 | 1 | N | 2015 |  |  | Y | Industrial CHP | 7 | T | BLQ | NG | WDS | SLW
Conventional Hydroelectric.WAT | hydro | FALSE | 1991 | Boise White Paper LLC | 10487 | International Falls Power | MN | Koochiching | GEN1 | Conventional Hydroelectric | HY |  | S | 2.2 | 2.2 | 0 | N | 1946 |  |  | N | Industrial Non-CHP | 6 | X | WAT
Conventional Hydroelectric.WAT | hydro | FALSE | 1991 | Boise White Paper LLC | 10487 | International Falls Power | MN | Koochiching | GEN2 | Conventional Hydroelectric | HY |  | S | 2.2 | 2.2 | 0 | N | 1946 |  |  | N | Industrial Non-CHP | 6 | X | WAT
Conventional Hydroelectric.WAT | hydro | FALSE | 1991 | Boise White Paper LLC | 10487 | International Falls Power | MN | Koochiching | GEN3 | Conventional Hydroelectric | HY |  | S | 2.2 | 2.2 | 0 | N | 1946 |  |  | N | Industrial Non-CHP | 6 | X | WAT
Conventional Hydroelectric.WAT | hydro | FALSE | 1991 | Boise White Paper LLC | 10487 | International Falls Power | MN | Koochiching | GEN4 | Conventional Hydroelectric | HY |  | S | 2.2 | 2.2 | 0 | N | 1946 |  |  | N | Industrial Non-CHP | 6 | X | WAT
Conventional Hydroelectric.WAT | hydro | FALSE | 1991 | Boise White Paper LLC | 10487 | International Falls Power | MN | Koochiching | GEN5 | Conventional Hydroelectric | HY |  | S | 2.2 | 2.2 | 0 | N | 1946 |  |  | N | Industrial Non-CHP | 6 | X | WAT
Conventional Hydroelectric.WAT | hydro | FALSE | 1991 | Boise White Paper LLC | 10487 | International Falls Power | MN | Koochiching | GEN6 | Conventional Hydroelectric | HY |  | S | 1.6 | 1.6 | 0 | N | 1924 |  |  | N | Industrial Non-CHP | 6 | X | WAT
Conventional Hydroelectric.WAT | hydro | FALSE | 1991 | Boise White Paper LLC | 10487 | International Falls Power | MN | Koochiching | GEN7 | Conventional Hydroelectric | HY |  | S | 1.6 | 1.6 | 0 | N | 1924 |  |  | N | Industrial Non-CHP | 6 | X | WAT
Wood/Wood Waste Biomass.BLQ | biomass | FALSE | 1924 | Packaging Corporation of America | 10488 | DeRidder Mill | LA | Beauregard | TG | Wood/Wood Waste Biomass | ST |  | S | 61.5 | 61.5 | 16 | N | 1969 |  |  | Y | Industrial CHP | 7 | T | BLQ | WDS | NG
Conventional Hydroelectric.WAT | hydro | TRUE | 57280 | Eagle Creek Renewable Energy, LLC | 10490 | Upper Beaver Falls Project | NY | Lewis | 1G | Conventional Hydroelectric | HY |  | W | 1.5 | 1.5 | 0.3 | N | 1985 |  |  | N | IPP Non-CHP | 2 | X | WAT
Batteries.MWH | battery storage | TRUE | 50083 | Brookfield Power New England | 10493 | Rumford Falls Hydro Facility | ME | Oxford | BES1 | Batteries | BA |  | S | 8 | 8 | 0.1 | N | 2023 |  |  | N | IPP Non-CHP | 2 | X | MWH
Conventional Hydroelectric.WAT | hydro | TRUE | 50083 | Brookfield Power New England | 10493 | Rumford Falls Hydro Facility | ME | Oxford | GEN1 | Conventional Hydroelectric | HY |  | S | 8.1 | 8.1 | 4 | N | 1918 |  |  | N | IPP Non-CHP | 2 | X | WAT
Conventional Hydroelectric.WAT | hydro | TRUE | 50083 | Brookfield Power New England | 10493 | Rumford Falls Hydro Facility | ME | Oxford | GEN2 | Conventional Hydroelectric | HY |  | S | 8.1 | 8.1 | 4 | N | 1918 |  |  | N | IPP Non-CHP | 2 | X | WAT
Conventional Hydroelectric.WAT | hydro | TRUE | 50083 | Brookfield Power New England | 10493 | Rumford Falls Hydro Facility | ME | Oxford | GEN3 | Conventional Hydroelectric | HY |  | S | 8.8 | 8.8 | 8 | N | 1926 |  |  | N | IPP Non-CHP | 2 | X | WAT
Conventional Hydroelectric.WAT | hydro | TRUE | 50083 | Brookfield Power New England | 10493 | Rumford Falls Hydro Facility | ME | Oxford | GEN4 | Conventional Hydroelectric | HY |  | S | 4.3 | 4.3 | 2 | N | 1950 |  |  | N | IPP Non-CHP | 2 | X | WAT
Conventional Hydroelectric.WAT | hydro | TRUE | 50083 | Brookfield Power New England | 10493 | Rumford Falls Hydro Facility | ME | Oxford | GEN5 | Conventional Hydroelectric | HY |  | S | 7.6 | 7.6 | 3.5 | N | 1954 |  |  | N | IPP Non-CHP | 2 | X | WAT
Conventional Hydroelectric.WAT | hydro | TRUE | 50083 | Brookfield Power New England | 10493 | Rumford Falls Hydro Facility | ME | Oxford | GEN6 | Conventional Hydroelectric | HY |  | S | 7.6 | 7.6 | 3.5 | N | 1954 |  |  | N | IPP Non-CHP | 2 | X | WAT
Conventional Hydroelectric.WAT | hydro | TRUE | 64078 | Central Rivers Power US, LLC | 10494 | Sheldon Springs Hydroelectric | VT | Franklin | IG-1 | Conventional Hydroelectric | HY |  | S | 1.7 | 1.7 | 0.1 | N | 1988 |  |  | N | IPP Non-CHP | 2 | X | WAT
Conventional Hydroelectric.WAT | hydro | TRUE | 64078 | Central Rivers Power US, LLC | 10494 | Sheldon Springs Hydroelectric | VT | Franklin | IG-2 | Conventional Hydroelectric | HY |  | S | 1.7 | 1.7 | 0.1 | N | 1988 |  |  | N | IPP Non-CHP | 2 | X | WAT
Conventional Hydroelectric.WAT | hydro | TRUE | 64078 | Central Rivers Power US, LLC | 10494 | Sheldon Springs Hydroelectric | VT | Franklin | IG-3 | Conventional Hydroelectric | HY |  | S | 0.2 | 0.2 | 0.1 | N | 1988 |  |  | N | IPP Non-CHP | 2 | X | WAT
Conventional Hydroelectric.WAT | hydro | TRUE | 64078 | Central Rivers Power US, LLC | 10494 | Sheldon Springs Hydroelectric | VT | Franklin | SG-1 | Conventional Hydroelectric | HY |  | S | 9.7 | 9.4 | 0.1 | N | 1988 |  |  | N | IPP Non-CHP | 2 | X | WAT
Conventional Hydroelectric.WAT | hydro | TRUE | 64078 | Central Rivers Power US, LLC | 10494 | Sheldon Springs Hydroelectric | VT | Franklin | SG-2 | Conventional Hydroelectric | HY |  | S | 9.7 | 9.4 | 1 | N | 1988 |  |  | N | IPP Non-CHP | 2 | X | WAT
Conventional Hydroelectric.WAT | hydro | TRUE | 64078 | Central Rivers Power US, LLC | 10494 | Sheldon Springs Hydroelectric | VT | Franklin | SG-3 | Conventional Hydroelectric | HY |  | S | 1 | 0.9 | 1 | N | 1988 |  |  | N | IPP Non-CHP | 2 | X | WAT
Wood/Wood Waste Biomass.BLQ | biomass | TRUE | 61813 | ND Paper, Inc. | 10495 | Rumford Cogeneration | ME | Oxford | GEN1 | Wood/Wood Waste Biomass | ST |  | S | 85 | 95 | 5 | N | 1990 |  |  | Y | IPP CHP | 3 | T | BLQ | TDF | WDS | BIT | SLW
Natural Gas Fired Combustion Turbine.NG | natural gas peaker | TRUE | 10203 | Kern River Cogeneration Co | 10496 | Kern River Cogeneration | CA | Kern | GTAG | Natural Gas Fired Combustion Turbine | GT |  | S | 72 | 77 | 70 | N | 1985 |  |  | Y | IPP CHP | 3 | T | NG
Natural Gas Fired Combustion Turbine.NG | natural gas peaker | TRUE | 10203 | Kern River Cogeneration Co | 10496 | Kern River Cogeneration | CA | Kern | GTBG | Natural Gas Fired Combustion Turbine | GT |  | S | 72 | 77 | 70 | N | 1985 |  |  | Y | IPP CHP | 3 | T | NG
Natural Gas Fired Combustion Turbine.NG | natural gas peaker | TRUE | 10203 | Kern River Cogeneration Co | 10496 | Kern River Cogeneration | CA | Kern | GTCG | Natural Gas Fired Combustion Turbine | GT |  | S | 72 | 77 | 70 | N | 1985 |  |  | Y | IPP CHP | 3 | T | NG
Natural Gas Fired Combustion Turbine.NG | natural gas peaker | TRUE | 10203 | Kern River Cogeneration Co | 10496 | Kern River Cogeneration | CA | Kern | GTDG | Natural Gas Fired Combustion Turbine | GT |  | S | 72 | 77 | 70 | N | 1985 |  |  | Y | IPP CHP | 3 | T | NG
Natural Gas Fired Combustion Turbine.NG | natural gas peaker | TRUE | 12449 | Mid Set Cogeneration Co | 10501 | Mid-Set Cogeneration | CA | Kern | K100 | Natural Gas Fired Combustion Turbine | GT |  | W | 36 | 34 | 36 | N | 1989 |  |  | Y | IPP CHP | 3 | T | NG
Municipal Solid Waste.MSW | municipal solid waste | FALSE | 20541 | Wheelabrator Environmental Systems | 10503 | Wheelabrator Hudson Falls | NY | Washington | GEN1 | Municipal Solid Waste | ST |  | S | 11.5 | 11.5 | 2 | N | 1991 |  |  | N | Commercial Non-CHP | 4 | X | MSW
Natural Gas Steam Turbine.NG | natural gas steam turbine | FALSE | 450 | The Amalgamated Sugar Co | 10504 | Amalgamated Sugar Twin Falls | ID | Twin Falls | 1500 | Natural Gas Steam Turbine | ST |  | S | 1.2 | 1.2 | 0.2 | N | 1948 |  |  | Y | Industrial CHP | 7 | T | NG
Natural Gas Steam Turbine.NG | natural gas steam turbine | FALSE | 450 | The Amalgamated Sugar Co | 10504 | Amalgamated Sugar Twin Falls | ID | Twin Falls | 2500 | Natural Gas Steam Turbine | ST |  | S | 2.3 | 2.3 | 0.2 | N | 1948 |  |  | Y | Industrial CHP | 7 | T | NG
Natural Gas Steam Turbine.NG | natural gas steam turbine | FALSE | 450 | The Amalgamated Sugar Co | 10504 | Amalgamated Sugar Twin Falls | ID | Twin Falls | 4000 | Natural Gas Steam Turbine | ST |  | S | 5 | 5 | 0.4 | N | 1994 |  |  | Y | Industrial CHP | 7 | T | NG
Wood/Wood Waste Biomass.WDL | biomass | FALSE | 56174 | Finch Paper LLC | 10511 | Finch Paper | NY | Warren | GEN6 | Wood/Wood Waste Biomass | ST |  | S | 23 | 27 | 3 | N | 1987 |  |  | Y | Industrial CHP | 7 | T | WDL | NG | WDS
Conventional Hydroelectric.WAT | hydro | TRUE | 16498 | SFR Hydro Cor | 10519 | Milton Hydro | NH | Strafford | 1 | Conventional Hydroelectric | HY |  | S | 0.1 | 0.2 | 0.1 | N | 1914 |  |  | N | IPP Non-CHP | 2 | X | WAT
Conventional Hydroelectric.WAT | hydro | TRUE | 16498 | SFR Hydro Cor | 10519 | Milton Hydro | NH | Strafford | 2 | Conventional Hydroelectric | HY |  | S | 0.2 | 0.4 | 0.2 | N | 1914 |  |  | N | IPP Non-CHP | 2 | X | WAT
Conventional Hydroelectric.WAT | hydro | TRUE | 16498 | SFR Hydro Cor | 10519 | Milton Hydro | NH | Strafford | 3 | Conventional Hydroelectric | HY |  | S | 0.1 | 0.3 | 0.1 | N | 1984 |  |  | N | IPP Non-CHP | 2 | X | WAT
Conventional Hydroelectric.WAT | hydro | TRUE | 16498 | SFR Hydro Cor | 10519 | Milton Hydro | NH | Strafford | 4 | Conventional Hydroelectric | HY |  | S | 0.3 | 0.5 | 0.2 | N | 1987 |  |  | N | IPP Non-CHP | 2 | X | WAT
Conventional Hydroelectric.WAT | hydro | TRUE | 57280 | Eagle Creek Renewable Energy, LLC | 10520 | Dayton Hydro | IL | LaSalle | 1 | Conventional Hydroelectric | HY |  | W | 1.6 | 1.6 | 0.5 | N | 1925 |  |  | N | IPP Non-CHP | 2 | X | WAT
Conventional Hydroelectric.WAT | hydro | TRUE | 57280 | Eagle Creek Renewable Energy, LLC | 10520 | Dayton Hydro | IL | LaSalle | 2 | Conventional Hydroelectric | HY |  | W | 1 | 1 | 0.3 | N | 1925 |  |  | N | IPP Non-CHP | 2 | X | WAT
Conventional Hydroelectric.WAT | hydro | TRUE | 57280 | Eagle Creek Renewable Energy, LLC | 10520 | Dayton Hydro | IL | LaSalle | 3 | Conventional Hydroelectric | HY |  | W | 1 | 1 | 0.3 | N | 1925 |  |  | N | IPP Non-CHP | 2 | X | WAT
Natural Gas Fired Combined Cycle.NG | natural gas combined cycle | FALSE | 60641 | Veolia NA - Municipal & Commercial Business | 10521 | Lederle Laboratories | NY | Rockland | 3A | Natural Gas Fired Combined Cycle | CA | CC1 | S | 1.5 | 1.5 | 0.1 | N | 1998 |  |  | Y | Industrial CHP | 7 | T | NG | DFO
Natural Gas Fired Combined Cycle.NG | natural gas combined cycle | FALSE | 60641 | Veolia NA - Municipal & Commercial Business | 10521 | Lederle Laboratories | NY | Rockland | GEN1 | Natural Gas Fired Combined Cycle | CT | CC1 | S | 8.3 | 8.3 | 4.5 | N | 1991 |  |  | Y | Industrial CHP | 7 | T | NG | DFO
Natural Gas Fired Combined Cycle.NG | natural gas combined cycle | FALSE | 60641 | Veolia NA - Municipal & Commercial Business | 10521 | Lederle Laboratories | NY | Rockland | GEN2 | Natural Gas Fired Combined Cycle | CT | CC1 | S | 8.3 | 8.3 | 4.5 | N | 1991 |  |  | Y | Industrial CHP | 7 | T | NG | DFO
Natural Gas Fired Combined Cycle.NG | natural gas combined cycle | FALSE | 60641 | Veolia NA - Municipal & Commercial Business | 10521 | Lederle Laboratories | NY | Rockland | GEN3 | Natural Gas Fired Combined Cycle | CA | CC1 | S | 2.2 | 2.2 | 0.1 | N | 1990 |  |  | Y | Industrial CHP | 7 | T | NG | DFO
Natural Gas Fired Combined Cycle.NG | natural gas combined cycle | FALSE | 60641 | Veolia NA - Municipal & Commercial Business | 10521 | Lederle Laboratories | NY | Rockland | TG4 | Natural Gas Fired Combined Cycle | CA | CC1 | S | 1.4 | 1.4 | 0.1 | N | 1997 |  |  | Y | Industrial CHP | 7 | T | NG | DFO
Conventional Hydroelectric.WAT | hydro | TRUE | 55753 | Essex Hydro Associates LLC | 10523 | Benton Falls Associates | ME | Kennebec | GEN1 | Conventional Hydroelectric | HY |  | J | 3.3 | 3.2 | 0.3 | N | 1987 |  |  | N | IPP Non-CHP | 2 | X | WAT
Conventional Hydroelectric.WAT | hydro | TRUE | 55753 | Essex Hydro Associates LLC | 10523 | Benton Falls Associates | ME | Kennebec | GEN2 | Conventional Hydroelectric | HY |  | J | 0.7 | 0.6 | 0.3 | N | 1987 |  |  | N | IPP Non-CHP | 2 | X | WAT
Wood/Wood Waste Biomass.WDS | biomass | TRUE | 3837 | CMS Generation Operating Co II | 10525 | Craven County Wood Energy LP | NC | Craven | 1UNI | Wood/Wood Waste Biomass | ST |  | J | 47 | 47 | 25 | N | 1990 |  |  | N | IPP Non-CHP | 2 | X | WDS | OBS | WO
Conventional Hydroelectric.WAT | hydro | TRUE | 5226 | Dodge Falls Associates LP | 10526 | Dodge Falls Associates | NH | Grafton | 1UNI | Conventional Hydroelectric | HY |  | S | 5 | 5 | 0.4 | N | 1990 |  |  | N | IPP Non-CHP | 2 | X | WAT
Conventional Hydroelectric.WAT | hydro | TRUE | 5914 | Erie Boulevard Hydropower LP | 10530 | Feeder Dam Hydro Plant | NY | Saratoga | 1 | Conventional Hydroelectric | HY |  | S | 0.9 | 1 | 0.5 | N | 1924 |  |  | N | IPP Non-CHP | 2 | X | WAT
Conventional Hydroelectric.WAT | hydro | TRUE | 5914 | Erie Boulevard Hydropower LP | 10530 | Feeder Dam Hydro Plant | NY | Saratoga | 2 | Conventional Hydroelectric | HY |  | S | 0.9 | 1 | 0.5 | N | 1924 |  |  | N | IPP Non-CHP | 2 | X | WAT
Conventional Hydroelectric.WAT | hydro | TRUE | 5914 | Erie Boulevard Hydropower LP | 10530 | Feeder Dam Hydro Plant | NY | Saratoga | 3 | Conventional Hydroelectric | HY |  | S | 1 | 1 | 0.5 | N | 1924 |  |  | N | IPP Non-CHP | 2 | X | WAT
Conventional Hydroelectric.WAT | hydro | TRUE | 5914 | Erie Boulevard Hydropower LP | 10530 | Feeder Dam Hydro Plant | NY | Saratoga | 4 | Conventional Hydroelectric | HY |  | S | 0.9 | 1 | 0.5 | N | 1924 |  |  | N | IPP Non-CHP | 2 | X | WAT
Conventional Hydroelectric.WAT | hydro | TRUE | 5914 | Erie Boulevard Hydropower LP | 10530 | Feeder Dam Hydro Plant | NY | Saratoga | 5 | Conventional Hydroelectric | HY |  | S | 1 | 1 | 0.5 | N | 1924 |  |  | N | IPP Non-CHP | 2 | X | WAT
Conventional Hydroelectric.WAT | hydro | TRUE | 5914 | Erie Boulevard Hydropower LP | 10531 | Beebee Island Hydro Plant | NY | Jefferson | 1 | Conventional Hydroelectric | HY |  | S | 4.3 | 4.4 | 2.8 | N | 1931 |  |  | N | IPP Non-CHP | 2 | X | WAT
Conventional Hydroelectric.WAT | hydro | TRUE | 5914 | Erie Boulevard Hydropower LP | 10531 | Beebee Island Hydro Plant | NY | Jefferson | 2 | Conventional Hydroelectric | HY |  | S | 4.3 | 4.4 | 2.4 | N | 1931 |  |  | N | IPP Non-CHP | 2 | X | WAT
Landfill Gas.LFG | natural gas peaker | TRUE | 55858 | EDL Inc | 10532 | Grand River | MI | Clinton | 2-1 | Landfill Gas | IC |  | S | 0.8 | 0.8 | 0.6 | N | 1991 |  |  | N | IPP Non-CHP | 2 | X | LFG
Landfill Gas.LFG | natural gas peaker | TRUE | 55858 | EDL Inc | 10532 | Grand River | MI | Clinton | 2-3 | Landfill Gas | IC |  | S | 0.8 | 0.8 | 0.6 | N | 1991 |  |  | N | IPP Non-CHP | 2 | X | LFG
Landfill Gas.LFG | natural gas peaker | TRUE | 55858 | EDL Inc | 10532 | Grand River | MI | Clinton | 2-4 | Landfill Gas | IC |  | S | 0.8 | 0.8 | 0.6 | N | 1996 |  |  | N | IPP Non-CHP | 2 | X | LFG
Landfill Gas.LFG | natural gas peaker | TRUE | 55858 | EDL Inc | 10532 | Grand River | MI | Clinton | 2-5 | Landfill Gas | IC |  | S | 0.8 | 0.8 | 0.6 | N | 1997 |  |  | N | IPP Non-CHP | 2 | X | LFG
Conventional Hydroelectric.WAT | hydro | TRUE | 64078 | Central Rivers Power US, LLC | 10538 | Dexter Plant | NY | Jefferson | GEN1 | Conventional Hydroelectric | HY |  | S | 0.5 | 0.5 | 0.1 | N | 1931 |  |  | N | IPP Non-CHP | 2 | X | WAT
Conventional Hydroelectric.WAT | hydro | TRUE | 64078 | Central Rivers Power US, LLC | 10538 | Dexter Plant | NY | Jefferson | GEN2 | Conventional Hydroelectric | HY |  | S | 0.5 | 0.5 | 0.1 | N | 1931 |  |  | N | IPP Non-CHP | 2 | X | WAT
Conventional Hydroelectric.WAT | hydro | TRUE | 64078 | Central Rivers Power US, LLC | 10538 | Dexter Plant | NY | Jefferson | GEN3 | Conventional Hydroelectric | HY |  | S | 0.2 | 0.2 | 0.1 | N | 1958 |  |  | N | IPP Non-CHP | 2 | X | WAT
Conventional Hydroelectric.WAT | hydro | TRUE | 64078 | Central Rivers Power US, LLC | 10538 | Dexter Plant | NY | Jefferson | GEN4 | Conventional Hydroelectric | HY |  | S | 0.2 | 0.2 | 0.1 | N | 1986 |  |  | N | IPP Non-CHP | 2 | X | WAT
Conventional Hydroelectric.WAT | hydro | TRUE | 64078 | Central Rivers Power US, LLC | 10538 | Dexter Plant | NY | Jefferson | GEN5 | Conventional Hydroelectric | HY |  | S | 0.2 | 0.2 | 0.1 | N | 1986 |  |  | N | IPP Non-CHP | 2 | X | WAT
Conventional Hydroelectric.WAT | hydro | TRUE | 64078 | Central Rivers Power US, LLC | 10538 | Dexter Plant | NY | Jefferson | GEN6 | Conventional Hydroelectric | HY |  | S | 1.2 | 1.2 | 0.1 | N | 1988 |  |  | N | IPP Non-CHP | 2 | X | WAT
Conventional Hydroelectric.WAT | hydro | TRUE | 64078 | Central Rivers Power US, LLC | 10538 | Dexter Plant | NY | Jefferson | GEN7 | Conventional Hydroelectric | HY |  | S | 1.2 | 1.2 | 0.1 | N | 1988 |  |  | N | IPP Non-CHP | 2 | X | WAT
Conventional Hydroelectric.WAT | hydro | TRUE | 64078 | Central Rivers Power US, LLC | 10539 | Theresa Plant | NY | Jefferson | GEN1 | Conventional Hydroelectric | HY |  | S | 1 | 0.9 | 0.1 | N | 1929 |  |  | N | IPP Non-CHP | 2 | X | WAT
Conventional Hydroelectric.WAT | hydro | TRUE | 64078 | Central Rivers Power US, LLC | 10539 | Theresa Plant | NY | Jefferson | GEN2 | Conventional Hydroelectric | HY |  | S | 0.3 | 0.3 | 0.1 | N | 1927 |  |  | N | IPP Non-CHP | 2 | X | WAT
Conventional Hydroelectric.WAT | hydro | TRUE | 64078 | Central Rivers Power US, LLC | 10540 | Diamond Island Plant | NY | Jefferson | GEN1 | Conventional Hydroelectric | HY |  | S | 0.4 | 0.4 | 0.1 | N | 1914 |  |  | N | IPP Non-CHP | 2 | X | WAT
Conventional Hydroelectric.WAT | hydro | TRUE | 64078 | Central Rivers Power US, LLC | 10540 | Diamond Island Plant | NY | Jefferson | GEN2 | Conventional Hydroelectric | HY |  | S | 0.4 | 0.4 | 0.1 | N | 1914 |  |  | N | IPP Non-CHP | 2 | X | WAT
Conventional Hydroelectric.WAT | hydro | TRUE | 64078 | Central Rivers Power US, LLC | 10540 | Diamond Island Plant | NY | Jefferson | GEN3 | Conventional Hydroelectric | HY |  | S | 0.4 | 0.4 | 0.1 | N | 1914 |  |  | N | IPP Non-CHP | 2 | X | WAT
Conventional Hydroelectric.WAT | hydro | TRUE | 64078 | Central Rivers Power US, LLC | 10544 | Hailesboro 4 Plant | NY | St Lawrence | GEN1 | Conventional Hydroelectric | HY |  | S | 0.8 | 0.7 | 0.1 | N | 1922 |  |  | N | IPP Non-CHP | 2 | X | WAT
Conventional Hydroelectric.WAT | hydro | TRUE | 64078 | Central Rivers Power US, LLC | 10544 | Hailesboro 4 Plant | NY | St Lawrence | GEN2 | Conventional Hydroelectric | HY |  | S | 0.6 | 0.6 | 0.1 | N | 1922 |  |  | N | IPP Non-CHP | 2 | X | WAT
Conventional Hydroelectric.WAT | hydro | TRUE | 64078 | Central Rivers Power US, LLC | 10545 | Copenhagen Plant | NY | Lewis | GEN1 | Conventional Hydroelectric | HY |  | S | 1.4 | 1.4 | 0.1 | N | 1984 |  |  | N | IPP Non-CHP | 2 | X | WAT
Conventional Hydroelectric.WAT | hydro | TRUE | 64078 | Central Rivers Power US, LLC | 10545 | Copenhagen Plant | NY | Lewis | GEN2 | Conventional Hydroelectric | HY |  | S | 1.4 | 1.4 | 0.1 | N | 1984 |  |  | N | IPP Non-CHP | 2 | X | WAT
Conventional Hydroelectric.WAT | hydro | TRUE | 64078 | Central Rivers Power US, LLC | 10545 | Copenhagen Plant | NY | Lewis | GEN3 | Conventional Hydroelectric | HY |  | S | 0.3 | 0.3 | 0.1 | N | 1984 |  |  | N | IPP Non-CHP | 2 | X | WAT
Conventional Hydroelectric.WAT | hydro | TRUE | 64078 | Central Rivers Power US, LLC | 10546 | Beaver Valley Patterson Dam | PA | Beaver | GEN1 | Conventional Hydroelectric | HY |  | S | 0.4 | 0.4 | 0.1 | N | 1982 |  |  | N | IPP Non-CHP | 2 | X | WAT
Conventional Hydroelectric.WAT | hydro | TRUE | 64078 | Central Rivers Power US, LLC | 10546 | Beaver Valley Patterson Dam | PA | Beaver | GEN2 | Conventional Hydroelectric | HY |  | S | 0.4 | 0.4 | 0.1 | N | 1982 |  |  | N | IPP Non-CHP | 2 | X | WAT
Conventional Hydroelectric.WAT | hydro | TRUE | 64078 | Central Rivers Power US, LLC | 10546 | Beaver Valley Patterson Dam | PA | Beaver | GEN3 | Conventional Hydroelectric | HY |  | S | 0.4 | 0.4 | 0.1 | N | 1982 |  |  | N | IPP Non-CHP | 2 | X | WAT
Conventional Hydroelectric.WAT | hydro | TRUE | 64078 | Central Rivers Power US, LLC | 10547 | Pyrites Plant | NY | St Lawrence | GEN1 | Conventional Hydroelectric | HY |  | S | 1.1 | 1.1 | 0.1 | N | 1949 |  |  | N | IPP Non-CHP | 2 | X | WAT
Conventional Hydroelectric.WAT | hydro | TRUE | 64078 | Central Rivers Power US, LLC | 10547 | Pyrites Plant | NY | St Lawrence | GEN2 | Conventional Hydroelectric | HY |  | S | 3.3 | 3.2 | 0.1 | N | 1985 |  |  | N | IPP Non-CHP | 2 | X | WAT
Conventional Hydroelectric.WAT | hydro | TRUE | 64078 | Central Rivers Power US, LLC | 10547 | Pyrites Plant | NY | St Lawrence | GEN3 | Conventional Hydroelectric | HY |  | S | 3.3 | 3.2 | 0.1 | N | 1985 |  |  | N | IPP Non-CHP | 2 | X | WAT
Natural Gas Fired Combustion Turbine.NG | natural gas peaker | FALSE | 16732 | San Jose State University Fclts Dev &Ops | 10548 | San Jose Cogeneration | CA | Santa Clara | GEN1 | Natural Gas Fired Combustion Turbine | GT |  | S | 5.6 | 5.6 | 0 | N | 1984 | 6 | 2030 | Y | Commercial CHP | 5 | T | NG
Conventional Hydroelectric.WAT | hydro | TRUE | 64078 | Central Rivers Power US, LLC | 10550 | High Shoals Hydro (NC) | NC | Lincoln | GEN1 | Conventional Hydroelectric | HY |  | S | 1.8 | 1.8 | 0.1 | N | 1934 |  |  | N | IPP Non-CHP | 2 | X | WAT
Natural Gas Fired Combined Cycle.NG | natural gas combined cycle | FALSE | 6541 | Formosa Plastics Corp | 10554 | Formosa Utility Venture Ltd | TX | Calhoun | 3ST1 | Natural Gas Fired Combined Cycle | CA | CHP2 | S | 38 | 40 | 10 | N | 2023 |  |  | Y | Industrial CHP | 7 | B | NG
Natural Gas Fired Combined Cycle.NG | natural gas combined cycle | FALSE | 6541 | Formosa Plastics Corp | 10554 | Formosa Utility Venture Ltd | TX | Calhoun | 3TBG1 | Natural Gas Fired Combined Cycle | CT | CHP2 | S | 97 | 102 | 60 | N | 2023 |  |  | Y | Industrial CHP | 7 | T | NG
Natural Gas Fired Combined Cycle.NG | natural gas combined cycle | FALSE | 6541 | Formosa Plastics Corp | 10554 | Formosa Utility Venture Ltd | TX | Calhoun | 3TBG2 | Natural Gas Fired Combined Cycle | CT | CHP2 | S | 97 | 102 | 60 | N | 2023 |  |  | Y | Industrial CHP | 7 | T | NG
Natural Gas Fired Combined Cycle.NG | natural gas combined cycle | FALSE | 6541 | Formosa Plastics Corp | 10554 | Formosa Utility Venture Ltd | TX | Calhoun | BO3 | Natural Gas Fired Combined Cycle | CT | CHP1 | S | 32 | 32 | 20 | N | 1987 |  |  | Y | Industrial CHP | 7 | T | NG
Natural Gas Fired Combined Cycle.NG | natural gas combined cycle | FALSE | 6541 | Formosa Plastics Corp | 10554 | Formosa Utility Venture Ltd | TX | Calhoun | ST1 | Natural Gas Fired Combined Cycle | CA | CHP1 | S | 28.5 | 28.5 | 14 | N | 1994 |  |  | Y | Industrial CHP | 7 | B | NG | OG
Natural Gas Fired Combined Cycle.NG | natural gas combined cycle | FALSE | 6541 | Formosa Plastics Corp | 10554 | Formosa Utility Venture Ltd | TX | Calhoun | ST2 | Natural Gas Fired Combined Cycle | CA | CHP1 | S | 58 | 58 | 10 | N | 1994 |  |  | Y | Industrial CHP | 7 | B | NG | OG
Natural Gas Fired Combined Cycle.NG | natural gas combined cycle | FALSE | 6541 | Formosa Plastics Corp | 10554 | Formosa Utility Venture Ltd | TX | Calhoun | ST3 | Natural Gas Fired Combined Cycle | CA | CHP1 | S | 47.3 | 51.7 | 14 | N | 2002 |  |  | Y | Industrial CHP | 7 | B | NG | OG
Natural Gas Fired Combined Cycle.NG | natural gas combined cycle | FALSE | 6541 | Formosa Plastics Corp | 10554 | Formosa Utility Venture Ltd | TX | Calhoun | TBG1 | Natural Gas Fired Combined Cycle | CT | CHP1 | S | 72 | 90 | 60 | N | 1993 |  |  | Y | Industrial CHP | 7 | T | NG | OG
Natural Gas Fired Combined Cycle.NG | natural gas combined cycle | FALSE | 6541 | Formosa Plastics Corp | 10554 | Formosa Utility Venture Ltd | TX | Calhoun | TBG2 | Natural Gas Fired Combined Cycle | CT | CHP1 | S | 72 | 90 | 60 | N | 1993 |  |  | Y | Industrial CHP | 7 | T | NG | OG
Natural Gas Fired Combined Cycle.NG | natural gas combined cycle | FALSE | 6541 | Formosa Plastics Corp | 10554 | Formosa Utility Venture Ltd | TX | Calhoun | TBG3 | Natural Gas Fired Combined Cycle | CT | CHP1 | S | 72 | 90 | 60 | N | 1993 |  |  | Y | Industrial CHP | 7 | T | NG | OG
Natural Gas Fired Combined Cycle.NG | natural gas combined cycle | FALSE | 6541 | Formosa Plastics Corp | 10554 | Formosa Utility Venture Ltd | TX | Calhoun | TBG4 | Natural Gas Fired Combined Cycle | CT | CHP1 | S | 72 | 90 | 63 | N | 1994 |  |  | Y | Industrial CHP | 7 | T | NG | OG
Natural Gas Fired Combined Cycle.NG | natural gas combined cycle | FALSE | 6541 | Formosa Plastics Corp | 10554 | Formosa Utility Venture Ltd | TX | Calhoun | TBG5 | Natural Gas Fired Combined Cycle | CT | CHP1 | S | 72 | 90 | 63 | N | 1994 |  |  | Y | Industrial CHP | 7 | T | NG | OG
Natural Gas Fired Combined Cycle.NG | natural gas combined cycle | FALSE | 6541 | Formosa Plastics Corp | 10554 | Formosa Utility Venture Ltd | TX | Calhoun | TBG6 | Natural Gas Fired Combined Cycle | CT | CHP1 | S | 72 | 90 | 60 | N | 2003 |  |  | Y | Industrial CHP | 7 | T | NG
Conventional Hydroelectric.WAT | hydro | TRUE | 2179 | Brassua Hydroelectric LP | 10555 | Brassua Hydroelectric Project | ME | Somerset | 1 | Conventional Hydroelectric | HY |  | J | 3.6 | 3.6 | 0.2 | N | 1989 |  |  | N | IPP Non-CHP | 2 | X | WAT
Conventional Hydroelectric.WAT | hydro | TRUE | 66271 | Boott Hydro, LLC - Hybrid | 10556 | Boott Hydropower | MA | Middlesex | GEN1 | Conventional Hydroelectric | HY |  | S | 7.1 | 6.9 | 0.1 | N | 1985 |  |  | N | IPP Non-CHP | 2 | X | WAT
Conventional Hydroelectric.WAT | hydro | TRUE | 66271 | Boott Hydro, LLC - Hybrid | 10556 | Boott Hydropower | MA | Middlesex | GEN2 | Conventional Hydroelectric | HY |  | S | 7.1 | 6.9 | 0.1 | N | 1985 |  |  | N | IPP Non-CHP | 2 | X | WAT
Conventional Hydroelectric.WAT | hydro | TRUE | 66271 | Boott Hydro, LLC - Hybrid | 10556 | Boott Hydropower | MA | Middlesex | GEN3 | Conventional Hydroelectric | HY |  | S | 7.5 | 7.3 | 0.1 | N | 1985 |  |  | N | IPP Non-CHP | 2 | X | WAT
Wood/Wood Waste Biomass.BLQ | biomass | FALSE | 15726 | Rayonier Advanced Materials | 10560 | Jesup Plant | GA | Wayne | GEN2 | Wood/Wood Waste Biomass | ST |  | S | 4.7 | 4.7 | 2.5 | N | 1954 |  |  | Y | Industrial CHP | 7 | T | BLQ | NG | WDS | RFO | DFO
Wood/Wood Waste Biomass.BLQ | biomass | FALSE | 15726 | Rayonier Advanced Materials | 10560 | Jesup Plant | GA | Wayne | GEN4 | Wood/Wood Waste Biomass | ST |  | S | 7 | 7.1 | 3 | N | 1957 |  |  | Y | Industrial CHP | 7 | T | BLQ | NG | WDS | RFO | DFO
Wood/Wood Waste Biomass.BLQ | biomass | FALSE | 15726 | Rayonier Advanced Materials | 10560 | Jesup Plant | GA | Wayne | GEN5 | Wood/Wood Waste Biomass | ST |  | S | 27.9 | 28.2 | 8 | N | 1971 |  |  | Y | Industrial CHP | 7 | T | BLQ | NG | WDS | RFO | DFO
Wood/Wood Waste Biomass.BLQ | biomass | FALSE | 15726 | Rayonier Advanced Materials | 10560 | Jesup Plant | GA | Wayne | GEN6 | Wood/Wood Waste Biomass | ST |  | S | 25.1 | 25.4 | 8 | N | 1982 |  |  | Y | Industrial CHP | 7 | T | BLQ | RFO
Wood/Wood Waste Biomass.WDS | biomass | FALSE | 15726 | Rayonier Advanced Materials | 10562 | Fernandina Plant | FL | Nassau | GEN4 | Wood/Wood Waste Biomass | ST |  | S | 21 | 21 | 6 | N | 1950 |  |  | Y | Industrial CHP | 7 | T | WDS | WDL | OBS | TDF | OTH
Wood/Wood Waste Biomass.WDS | biomass | FALSE | 15726 | Rayonier Advanced Materials | 10562 | Fernandina Plant | FL | Nassau | GEN5 | Wood/Wood Waste Biomass | ST |  | S | 21 | 21 | 3.5 | N | 2012 |  |  | Y | Industrial CHP | 7 | T | WDS | WDL | OBS | TDF | OTH
Natural Gas Fired Combined Cycle.NG | natural gas combined cycle | TRUE | 291 | Algonquin Windsor Locks LLC | 10567 | Algonquin Windsor Locks | CT | Hartford | GTG | Natural Gas Fired Combined Cycle | CT | CC1 | S | 35 | 45 | 20 | N | 1990 |  |  | Y | IPP CHP | 3 | T | NG | DFO
Natural Gas Fired Combined Cycle.NG | natural gas combined cycle | TRUE | 291 | Algonquin Windsor Locks LLC | 10567 | Algonquin Windsor Locks | CT | Hartford | GTG2 | Natural Gas Fired Combined Cycle | CT | CC1 | S | 13 | 15 | 9 | N | 2012 |  |  | Y | IPP CHP | 3 | T | NG
Natural Gas Fired Combined Cycle.NG | natural gas combined cycle | TRUE | 291 | Algonquin Windsor Locks LLC | 10567 | Algonquin Windsor Locks | CT | Hartford | STG | Natural Gas Fired Combined Cycle | CA | CC1 | S | 16 | 16 | 1 | N | 1990 |  |  | Y | IPP CHP | 3 | T | NG
Natural Gas Fired Combustion Turbine.NG | natural gas peaker | FALSE | 914 | Total Petrochemicals USA Inc | 10568 | Port Arthur Texas Refinery | TX | Jefferson | GEN1 | Natural Gas Fired Combustion Turbine | GT |  | S | 30.3 | 35.8 | 20 | N | 1988 |  |  | Y | Industrial CHP | 7 | T | NG
Conventional Hydroelectric.WAT | hydro | TRUE | 23037 | Errol Hydroelectric Co LLC | 10570 | Errol Hydroelectric Project | NH | Coos | 1 | Conventional Hydroelectric | HY |  | S | 3 | 3 | 1 | N | 1986 |  |  | N | IPP Non-CHP | 2 | X | WAT
Onshore Wind Turbine.WND | onshore wind | TRUE | 2770 | Terra-Gen Operating Co-Wind | 10586 | Cameron Ridge LLC | CA | Kern | EXIS | Onshore Wind Turbine | WT |  | W | 59.6 | 59.6 | 0 | N | 1984 |  |  | N | IPP Non-CHP | 2 | X | WND
Other Waste Biomass.AB | biomass | TRUE | 135 | Agrilectric Power Partners Ltd | 10593 | Agrilectric Power Partners Ltd | LA | Calcasieu | GEN1 | Other Waste Biomass | ST |  | S | 11.1 | 11.1 | 3 | N | 1984 |  |  | N | IPP Non-CHP | 2 | X | AB
Onshore Wind Turbine.WND | onshore wind | TRUE | 2770 | Terra-Gen Operating Co-Wind | 10597 | Ridgetop Energy LLC | CA | Kern | WGN1 | Onshore Wind Turbine | WT |  | W | 29 | 29 | 0 | N | 1984 |  |  | N | IPP Non-CHP | 2 | X | WND
Conventional Steam Coal.WC | hard coal | TRUE | 5670 | Ebensburg Power Co | 10603 | Ebensburg Power | PA | Cambria | GEN1 | Conventional Steam Coal | ST |  | J | 50 | 50 | 20 | N | 1990 |  |  | N | IPP Non-CHP | 2 | X | WC
Wood/Wood Waste Biomass.BLQ | biomass | FALSE | 50003 | Brunswick Cellulose LLC | 10605 | Brunswick Cellulose | GA | Glynn | GEN3 | Wood/Wood Waste Biomass | ST |  | S | 9.2 | 9.2 | 0.1 | N | 1954 |  |  | Y | Industrial CHP | 7 | T | BLQ | NG | WDS | RFO | TDF
Wood/Wood Waste Biomass.BLQ | biomass | FALSE | 50003 | Brunswick Cellulose LLC | 10605 | Brunswick Cellulose | GA | Glynn | GEN4 | Wood/Wood Waste Biomass | ST |  | S | 50 | 50 | 0.1 | N | 1960 |  |  | Y | Industrial CHP | 7 | T | BLQ | NG | WDS | RFO | TDF
Wood/Wood Waste Biomass.BLQ | biomass | FALSE | 50003 | Brunswick Cellulose LLC | 10605 | Brunswick Cellulose | GA | Glynn | GEN5 | Wood/Wood Waste Biomass | ST |  | S | 13 | 13 | 0.1 | N | 1996 |  |  | Y | Industrial CHP | 7 | T | BLQ | NG | WDS | RFO | TDF
Natural Gas Steam Turbine.NG | natural gas steam turbine | FALSE | 4580 | Georgia-Pacific Crossett LLC | 10606 | Georgia-Pacific Crossett LLC | AR | Ashley | GEN4 | Natural Gas Steam Turbine | ST |  | S | 28 | 28 | 2 | N | 1962 |  |  | Y | Industrial CHP | 7 | T | NG
Conventional Hydroelectric.WAT | hydro | TRUE | 56467 | Ampersand Gilman Hydro LP | 10608 | Gilman Mill | VT | Essex | GEN1 | Conventional Hydroelectric | HY |  | S | 2.1 | 2.1 | 0.2 | N | 1986 |  |  | N | IPP Non-CHP | 2 | X | WAT
Conventional Hydroelectric.WAT | hydro | TRUE | 56467 | Ampersand Gilman Hydro LP | 10608 | Gilman Mill | VT | Essex | GEN2 | Conventional Hydroelectric | HY |  | S | 0.9 | 0.9 | 0.3 | N | 1966 |  |  | N | IPP Non-CHP | 2 | X | WAT
Conventional Hydroelectric.WAT | hydro | TRUE | 56467 | Ampersand Gilman Hydro LP | 10608 | Gilman Mill | VT | Essex | GEN3 | Conventional Hydroelectric | HY |  | S | 0.7 | 0.7 | 0.1 | N | 1941 |  |  | N | IPP Non-CHP | 2 | X | WAT
Conventional Hydroelectric.WAT | hydro | TRUE | 56467 | Ampersand Gilman Hydro LP | 10608 | Gilman Mill | VT | Essex | GEN4 | Conventional Hydroelectric | HY |  | S | 0.6 | 0.6 | 0.1 | N | 1941 |  |  | N | IPP Non-CHP | 2 | X | WAT
Wood/Wood Waste Biomass.BLQ | biomass | FALSE | 7166 | Georgia-Pacific Monticello LLC | 10610 | Georgia-Pacific Monticello Paper | MS | Lawrence | GEN1 | Wood/Wood Waste Biomass | ST |  | S | 49.3 | 49.3 | 5 | N | 1968 |  |  | Y | Industrial CHP | 7 | T | BLQ | NG | WDS
Wood/Wood Waste Biomass.BLQ | biomass | FALSE | 7166 | Georgia-Pacific Monticello LLC | 10610 | Georgia-Pacific Monticello Paper | MS | Lawrence | GEN2 | Wood/Wood Waste Biomass | ST |  | S | 32.2 | 32.2 | 5 | N | 1968 |  |  | Y | Industrial CHP | 7 | T | BLQ | NG | WDS
Wood/Wood Waste Biomass.BLQ | biomass | FALSE | 50128 | Georgia-Pacific Consr Ops LLC-Palatka | 10611 | Georgia-Pacific Palatka Operations | FL | Putnam | GEN4 | Wood/Wood Waste Biomass | ST |  | S | 44.6 | 45.1 | 5 | N | 1965 |  |  | Y | Industrial CHP | 7 | T | BLQ | NG
Wood/Wood Waste Biomass.BLQ | biomass | FALSE | 50128 | Georgia-Pacific Consr Ops LLC-Palatka | 10611 | Georgia-Pacific Palatka Operations | FL | Putnam | GEN8 | Wood/Wood Waste Biomass | ST |  | S | 25.1 | 25.4 | 3 | N | 1993 |  |  | Y | Industrial CHP | 7 | T | BLQ | NG
Conventional Hydroelectric.WAT | hydro | FALSE | 5232 | Woodland Pulp LLC | 10613 | Woodland Pulp, LLC | ME | Washington | HG1 | Conventional Hydroelectric | HY |  | S | 2.9 | 2.8 | 1.5 | N | 1912 |  |  | N | Industrial CHP | 7 | X | WAT
Conventional Hydroelectric.WAT | hydro | FALSE | 5232 | Woodland Pulp LLC | 10613 | Woodland Pulp, LLC | ME | Washington | HG10 | Conventional Hydroelectric | HY |  | S | 1.1 | 1.1 | 0.7 | N | 1970 |  |  | N | Industrial CHP | 7 | X | WAT
Conventional Hydroelectric.WAT | hydro | FALSE | 5232 | Woodland Pulp LLC | 10613 | Woodland Pulp, LLC | ME | Washington | HG2 | Conventional Hydroelectric | HY |  | S | 2.9 | 2.8 | 0.7 | N | 1912 |  |  | N | Industrial CHP | 7 | X | WAT
Conventional Hydroelectric.WAT | hydro | FALSE | 5232 | Woodland Pulp LLC | 10613 | Woodland Pulp, LLC | ME | Washington | HG3 | Conventional Hydroelectric | HY |  | S | 3.1 | 3 | 1.5 | N | 1929 |  |  | N | Industrial CHP | 7 | X | WAT
Conventional Hydroelectric.WAT | hydro | FALSE | 5232 | Woodland Pulp LLC | 10613 | Woodland Pulp, LLC | ME | Washington | HG4 | Conventional Hydroelectric | HY |  | S | 0.8 | 0.7 | 0.7 | N | 1906 |  |  | N | Industrial CHP | 7 | X | WAT
Conventional Hydroelectric.WAT | hydro | FALSE | 5232 | Woodland Pulp LLC | 10613 | Woodland Pulp, LLC | ME | Washington | HG5 | Conventional Hydroelectric | HY |  | S | 0.8 | 0.7 | 0.7 | N | 1906 |  |  | N | Industrial CHP | 7 | X | WAT
Conventional Hydroelectric.WAT | hydro | FALSE | 5232 | Woodland Pulp LLC | 10613 | Woodland Pulp, LLC | ME | Washington | HG6 | Conventional Hydroelectric | HY |  | S | 0.8 | 0.7 | 0.7 | N | 1906 |  |  | N | Industrial CHP | 7 | X | WAT
Conventional Hydroelectric.WAT | hydro | FALSE | 5232 | Woodland Pulp LLC | 10613 | Woodland Pulp, LLC | ME | Washington | HG7 | Conventional Hydroelectric | HY |  | S | 1.5 | 1.5 | 0.7 | N | 1970 |  |  | N | Industrial CHP | 7 | X | WAT
Conventional Hydroelectric.WAT | hydro | FALSE | 5232 | Woodland Pulp LLC | 10613 | Woodland Pulp, LLC | ME | Washington | HG8 | Conventional Hydroelectric | HY |  | S | 1.9 | 1.8 | 0.7 | N | 1970 |  |  | N | Industrial CHP | 7 | X | WAT
Conventional Hydroelectric.WAT | hydro | FALSE | 5232 | Woodland Pulp LLC | 10613 | Woodland Pulp, LLC | ME | Washington | HG9 | Conventional Hydroelectric | HY |  | S | 1.9 | 1.8 | 0.7 | N | 1970 |  |  | N | Industrial CHP | 7 | X | WAT
Wood/Wood Waste Biomass.BLQ | biomass | FALSE | 5232 | Woodland Pulp LLC | 10613 | Woodland Pulp, LLC | ME | Washington | TG10 | Wood/Wood Waste Biomass | ST |  | S | 26 | 26 | 7 | N | 1966 |  |  | Y | Industrial CHP | 7 | B | BLQ | NG | WDS | RFO
Wood/Wood Waste Biomass.BLQ | biomass | FALSE | 5232 | Woodland Pulp LLC | 10613 | Woodland Pulp, LLC | ME | Washington | TG11 | Wood/Wood Waste Biomass | ST |  | S | 20 | 20 | 7 | N | 1970 |  |  | Y | Industrial CHP | 7 | B | BLQ | NG | WDS | RFO
Natural Gas Fired Combined Cycle.NG | natural gas combined cycle | TRUE | 58338 | Lakeside Beaver Falls LLC | 10617 | CH Resources Beaver Falls | NY | Lewis | GEN1 | Natural Gas Fired Combined Cycle | CT | CC01 | S | 47.5 | 59.4 | 30 | N | 1995 |  |  | Y | IPP CHP | 3 | T | NG | DFO
Natural Gas Fired Combined Cycle.NG | natural gas combined cycle | TRUE | 58338 | Lakeside Beaver Falls LLC | 10617 | CH Resources Beaver Falls | NY | Lewis | GEN2 | Natural Gas Fired Combined Cycle | CA | CC01 | S | 30.6 | 31.8 | 15 | N | 1995 |  |  | Y | IPP CHP | 3 | B | NG | DFO
Natural Gas Fired Combined Cycle.NG | natural gas combined cycle | TRUE | 3085 | Carthage Energy LLC | 10620 | Carthage Energy LLC | NY | Jefferson | GEN1 | Natural Gas Fired Combined Cycle | CT | CC1 | S | 40.1 | 45 | 25 | N | 1991 |  |  | N | IPP Non-CHP | 2 | X | NG | DFO
Natural Gas Fired Combined Cycle.NG | natural gas combined cycle | TRUE | 3085 | Carthage Energy LLC | 10620 | Carthage Energy LLC | NY | Jefferson | GEN2 | Natural Gas Fired Combined Cycle | CA | CC1 | S | 21 | 21.5 | 10 | N | 1991 |  |  | N | IPP Non-CHP | 2 | X | NG
Natural Gas Fired Combined Cycle.NG | natural gas combined cycle | TRUE | 58337 | Lakeside Syracuse LLC | 10621 | CH Resources Syracuse | NY | Onondaga | GEN1 | Natural Gas Fired Combined Cycle | CT | CC01 | S | 54.4 | 74 | 30 | N | 1994 |  |  | N | IPP Non-CHP | 2 | X | NG
Natural Gas Fired Combined Cycle.NG | natural gas combined cycle | TRUE | 58337 | Lakeside Syracuse LLC | 10621 | CH Resources Syracuse | NY | Onondaga | GEN2 | Natural Gas Fired Combined Cycle | CA | CC01 | S | 28.8 | 28.8 | 15 | N | 1994 |  |  | N | IPP Non-CHP | 2 | X | NG
Wood/Wood Waste Biomass.BLQ | biomass | FALSE | 55863 | Evergreen Packaging Inc | 10627 | Pine Bluff Mill | AR | Jefferson | 1TG1 | Wood/Wood Waste Biomass | ST |  | S | 32 | 31 | 10 | N | 1958 |  |  | Y | Industrial CHP | 7 | T | BLQ | PUR | WDS | NG | TDF
Wood/Wood Waste Biomass.BLQ | biomass | FALSE | 55863 | Evergreen Packaging Inc | 10627 | Pine Bluff Mill | AR | Jefferson | 2TG1 | Wood/Wood Waste Biomass | ST |  | S | 15.9 | 18.4 | 7 | N | 1958 |  |  | Y | Industrial CHP | 7 | T | BLQ | PUR | WDS | NG | TDF
Wood/Wood Waste Biomass.BLQ | biomass | FALSE | 55863 | Evergreen Packaging Inc | 10627 | Pine Bluff Mill | AR | Jefferson | 3TG1 | Wood/Wood Waste Biomass | ST |  | S | 13 | 13 | 7 | N | 1962 |  |  | Y | Industrial CHP | 7 | T | BLQ | PUR | WDS | NG | TDF
Municipal Solid Waste.MSW | municipal solid waste | TRUE | 20541 | Wheelabrator Environmental Systems | 10629 | Wheelabrator Baltimore Refuse | MD | Baltimore City | GEN1 | Municipal Solid Waste | ST |  | S | 57 | 57 | 10 | N | 1984 |  |  | N | IPP CHP | 3 | X | MSW
Municipal Solid Waste.MSW | municipal solid waste | TRUE | 20541 | Wheelabrator Environmental Systems | 10629 | Wheelabrator Baltimore Refuse | MD | Baltimore City | GEN2 | Municipal Solid Waste | ST |  | S | 4.3 | 4.3 | 2 | N | 2001 |  |  | Y | IPP CHP | 3 | T | MSW
Geothermal.GEO | geothermal | TRUE | 49899 | CalEnergy Operating Corporation | 10631 | CE Leathers | CA | Imperial | GEN1 | Geothermal | ST |  | W | 42 | 42 | 2 | N | 1989 |  |  | N | IPP Non-CHP | 2 | X | GEO
Geothermal.GEO | geothermal | TRUE | 49899 | CalEnergy Operating Corporation | 10632 | Del Ranch Company | CA | Imperial | GEN1 | Geothermal | ST |  | W | 42 | 42 | 2 | N | 1988 |  |  | N | IPP Non-CHP | 2 | X | GEO
Natural Gas Fired Combined Cycle.NG | natural gas combined cycle | TRUE | 55983 | Luminant Generation Company LLC | 10633 | Hopewell Cogeneration | VA | Prince George | GT1 | Natural Gas Fired Combined Cycle | CT | CC1 | S | 94.1 | 101 | 55 | N | 1990 |  |  | Y | IPP CHP | 3 | T | NG | DFO
Natural Gas Fired Combined Cycle.NG | natural gas combined cycle | TRUE | 55983 | Luminant Generation Company LLC | 10633 | Hopewell Cogeneration | VA | Prince George | GT2 | Natural Gas Fired Combined Cycle | CT | CC1 | S | 94.1 | 101 | 55 | N | 1990 |  |  | Y | IPP CHP | 3 | T | NG | DFO
Natural Gas Fired Combined Cycle.NG | natural gas combined cycle | TRUE | 55983 | Luminant Generation Company LLC | 10633 | Hopewell Cogeneration | VA | Prince George | GT3 | Natural Gas Fired Combined Cycle | CT | CC1 | S | 94.1 | 101 | 55 | N | 1990 |  |  | Y | IPP CHP | 3 | T | NG | DFO
Natural Gas Fired Combined Cycle.NG | natural gas combined cycle | TRUE | 55983 | Luminant Generation Company LLC | 10633 | Hopewell Cogeneration | VA | Prince George | ST1 | Natural Gas Fired Combined Cycle | CA | CC1 | S | 96 | 96 | 55 | N | 1990 |  |  | Y | IPP CHP | 3 | T | NG
Geothermal.GEO | geothermal | TRUE | 49899 | CalEnergy Operating Corporation | 10634 | Elmore Company | CA | Imperial | GEN1 | Geothermal | ST |  | W | 49 | 49 | 2 | N | 1988 |  |  | N | IPP Non-CHP | 2 | X | GEO
Municipal Solid Waste.MSW | municipal solid waste | FALSE | 473 | Covanta Hempstead Company | 10642 | Covanta Hempstead | NY | Nassau | GEN1 | Municipal Solid Waste | ST |  | S | 71.8 | 71.8 | 24 | N | 1989 |  |  | N | Commercial Non-CHP | 4 | X | MSW | DFO | WDS
Municipal Solid Waste.MSW | municipal solid waste | FALSE | 542 | Covanta Essex Company | 10643 | Covanta Essex Company | NJ | Essex | GEN1 | Municipal Solid Waste | ST |  | S | 30 | 30 | 5 | N | 1990 |  |  | N | Commercial Non-CHP | 4 | X | MSW
Municipal Solid Waste.MSW | municipal solid waste | FALSE | 542 | Covanta Essex Company | 10643 | Covanta Essex Company | NJ | Essex | GEN2 | Municipal Solid Waste | ST |  | S | 30 | 30 | 5 | N | 1990 |  |  | N | Commercial Non-CHP | 4 | X | MSW
Municipal Solid Waste.MSW | municipal solid waste | TRUE | 528 | Covanta Southeastern Connecticut Company | 10646 | Covanta Southeastern Connecticut Company | CT | New London | GEN1 | Municipal Solid Waste | ST |  | S | 16.3 | 18.1 | 3 | N | 1991 |  |  | N | IPP Non-CHP | 2 | X | MSW | DFO
Natural Gas Fired Combustion Turbine.NG | natural gas peaker | TRUE | 60662 | WCAC Operating Company | 10649 | Bear Mountain Limited | CA | Kern | GEN1 | Natural Gas Fired Combustion Turbine | GT |  | W | 46 | 48 | 32 | N | 1995 |  |  | Y | IPP CHP | 3 | T | NG
Natural Gas Fired Combustion Turbine.NG | natural gas peaker | TRUE | 60662 | WCAC Operating Company | 10650 | Badger Creek Limited | CA | Kern | GEN1 | Natural Gas Fired Combustion Turbine | GT |  | W | 46 | 48 | 32 | N | 1991 |  |  | Y | IPP CHP | 3 | T | NG
Wood/Wood Waste Biomass.WDS | biomass | TRUE | 62970 | Burney Forest Products, A Joint Venture | 10652 | Burney Forest Products | CA | Shasta | GEN1 | Wood/Wood Waste Biomass | ST |  | S | 31 | 31 | 1 | N | 1989 |  |  | Y | IPP CHP | 3 | T | WDS | NG
Conventional Hydroelectric.WAT | hydro | FALSE | 6789 | French Paper Co | 10656 | French Paper Hydro | MI | Berrien | 1 | Conventional Hydroelectric | HY |  | S | 0.3 | 0.3 | 0 | N | 1922 |  |  | N | Industrial Non-CHP | 6 | X | WAT
Conventional Hydroelectric.WAT | hydro | FALSE | 6789 | French Paper Co | 10656 | French Paper Hydro | MI | Berrien | 2 | Conventional Hydroelectric | HY |  | S | 0.4 | 0.4 | 0 | N | 1927 |  |  | N | Industrial Non-CHP | 6 | X | WAT
Conventional Hydroelectric.WAT | hydro | FALSE | 6789 | French Paper Co | 10656 | French Paper Hydro | MI | Berrien | 3 | Conventional Hydroelectric | HY |  | S | 0.3 | 0.3 | 0 | N | 1930 |  |  | N | Industrial Non-CHP | 6 | X | WAT
Conventional Hydroelectric.WAT | hydro | FALSE | 6789 | French Paper Co | 10656 | French Paper Hydro | MI | Berrien | 4 | Conventional Hydroelectric | HY |  | S | 0.2 | 0.2 | 0 | N | 1921 |  |  | N | Industrial Non-CHP | 6 | X | WAT
Wood/Wood Waste Biomass.WDS | biomass | FALSE | 3953 | Collins Pine Co | 10661 | Collins Pine Project | CA | Plumas | GEN5 | Wood/Wood Waste Biomass | ST |  | S | 5 | 5 | 1 | N | 2021 |  |  | Y | Industrial CHP | 7 | T | WDS
Conventional Steam Coal.SUB | hard coal | TRUE | 14063 | Oklahoma Gas & Electric Co | 10671 | River Valley | OK | Le Flore | GEN1 | Conventional Steam Coal | ST |  | S | 160.6 | 160.6 | 80 | N | 1990 |  |  | N | Electric Utility | 1 | X | SUB | NG | BIT
Conventional Steam Coal.SUB | hard coal | TRUE | 14063 | Oklahoma Gas & Electric Co | 10671 | River Valley | OK | Le Flore | GEN2 | Conventional Steam Coal | ST |  | S | 160.4 | 160.4 | 80 | N | 1990 |  |  | N | Electric Utility | 1 | X | SUB | NG | BIT
Natural Gas Fired Combined Cycle.NG | natural gas combined cycle | TRUE | 178 | CES Placerita Inc | 10677 | CES Placerita Power Plant | CA | Los Angeles | UNT2 | Natural Gas Fired Combined Cycle | CT | CESP | S | 46 | 50 | 23 | N | 1988 |  |  | N | IPP Non-CHP | 2 | X | NG
Natural Gas Fired Combined Cycle.NG | natural gas combined cycle | TRUE | 178 | CES Placerita Inc | 10677 | CES Placerita Power Plant | CA | Los Angeles | UNT3 | Natural Gas Fired Combined Cycle | CA | CESP | S | 23 | 25 | 5 | N | 1988 |  |  | N | IPP Non-CHP | 2 | X | NG
Conventional Steam Coal.BIT | hard coal | TRUE | 35 | AES WR Ltd Partnership | 10678 | AES Warrior Run Cogeneration Facility | MD | Allegany | GEN1 | Conventional Steam Coal | ST |  | S | 180 | 180 | 72 | N | 1999 | 6 | 2024 | Y | IPP CHP | 3 | T | BIT
Natural Gas Fired Combined Cycle.NG | natural gas combined cycle | TRUE | 66084 | Brush Power LLC | 10682 | Brush Generation Facility | CO | Morgan | GT1 | Natural Gas Fired Combined Cycle | CT | CPP | W | 25 | 30 | 25 | N | 1990 |  |  | N | IPP Non-CHP | 2 | X | NG
Natural Gas Fired Combustion Turbine.NG | natural gas peaker | TRUE | 66084 | Brush Power LLC | 10682 | Brush Generation Facility | CO | Morgan | GT2 | Natural Gas Fired Combustion Turbine | GT |  | W | 25 | 30 | 25 | N | 1990 |  |  | N | IPP Non-CHP | 2 | X | NG
Natural Gas Fired Combined Cycle.NG | natural gas combined cycle | TRUE | 66084 | Brush Power LLC | 10682 | Brush Generation Facility | CO | Morgan | GT3 | Natural Gas Fired Combined Cycle | CT | BCP | W | 32 | 38 | 32 | N | 1994 |  |  | N | IPP Non-CHP | 2 | X | NG
Natural Gas Fired Combined Cycle.NG | natural gas combined cycle | TRUE | 66084 | Brush Power LLC | 10682 | Brush Generation Facility | CO | Morgan | GT4 | Natural Gas Fired Combined Cycle | CT | BIV | W | 25 | 30 | 23 | N | 1999 |  |  | N | IPP Non-CHP | 2 | X | NG |  |  |  |  | DFO
Natural Gas Fired Combined Cycle.NG | natural gas combined cycle | TRUE | 66084 | Brush Power LLC | 10682 | Brush Generation Facility | CO | Morgan | GT5 | Natural Gas Fired Combined Cycle | CT | BIV | W | 25 | 30 | 23 | N | 1999 |  |  | N | IPP Non-CHP | 2 | X | NG |  |  |  |  | DFO
Natural Gas Fired Combined Cycle.NG | natural gas combined cycle | TRUE | 66084 | Brush Power LLC | 10682 | Brush Generation Facility | CO | Morgan | ST1 | Natural Gas Fired Combined Cycle | CA | CPP | W | 30 | 30 | 10 | N | 1990 |  |  | N | IPP Non-CHP | 2 | X | NG |  |  |  |  | DFO
Natural Gas Fired Combined Cycle.NG | natural gas combined cycle | TRUE | 66084 | Brush Power LLC | 10682 | Brush Generation Facility | CO | Morgan | ST2 | Natural Gas Fired Combined Cycle | CA | BCP | W | 40 | 40 | 15 | N | 1994 |  |  | N | IPP Non-CHP | 2 | X | NG
Natural Gas Fired Combined Cycle.NG | natural gas combined cycle | TRUE | 66084 | Brush Power LLC | 10682 | Brush Generation Facility | CO | Morgan | ST4 | Natural Gas Fired Combined Cycle | CA | BIV | W | 90 | 90 | 30 | N | 2002 |  |  | N | IPP Non-CHP | 2 | X | NG
Conventional Steam Coal.BIT | hard coal | FALSE | 49968 | Searles Valley Minerals Operations Inc. | 10684 | Argus Cogen Plant | CA | San Bernardino | TG5 | Conventional Steam Coal | ST |  | W | 7 | 7 | 1 | N | 1947 |  |  | Y | Industrial CHP | 7 | T | BIT | NG
Conventional Steam Coal.BIT | hard coal | FALSE | 49968 | Searles Valley Minerals Operations Inc. | 10684 | Argus Cogen Plant | CA | San Bernardino | TG8 | Conventional Steam Coal | ST |  | W | 25 | 25 | 10 | N | 1978 |  |  | Y | Industrial CHP | 7 | T | BIT | NG
Conventional Steam Coal.BIT | hard coal | FALSE | 49968 | Searles Valley Minerals Operations Inc. | 10684 | Argus Cogen Plant | CA | San Bernardino | TG9 | Conventional Steam Coal | ST |  | W | 25 | 25 | 10 | N | 1978 |  |  | Y | Industrial CHP | 7 | T | BIT | NG
Natural Gas Fired Combustion Turbine.NG | natural gas peaker | FALSE | 49968 | Searles Valley Minerals Operations Inc. | 10685 | Westend Facility | CA | San Bernardino | PINA | Natural Gas Fired Combustion Turbine | GT |  | W | 15 | 15 | 1 | N | 1969 |  |  | Y | Industrial CHP | 7 | T | NG
Natural Gas Steam Turbine.NG | natural gas steam turbine | TRUE | 12647 | ALLETE, Inc. | 10686 | Rapids Energy Center | MN | Itasca | 6 | Natural Gas Steam Turbine | ST |  | S | 13.1 | 13.1 | 4 | N | 1969 |  |  | Y | Electric Utility | 1 | T | NG
Natural Gas Steam Turbine.NG | natural gas steam turbine | TRUE | 12647 | ALLETE, Inc. | 10686 | Rapids Energy Center | MN | Itasca | 7 | Natural Gas Steam Turbine | ST |  | S | 9.5 | 9.5 | 6 | N | 1980 |  |  | Y | Electric Utility | 1 | T | NG
Conventional Hydroelectric.WAT | hydro | TRUE | 12647 | ALLETE, Inc. | 10686 | Rapids Energy Center | MN | Itasca | HYD | Conventional Hydroelectric | HY |  | S | 0.8 | 0.8 | 0.2 | N | 1943 |  |  | N | Electric Utility | 1 | X | WAT
Conventional Hydroelectric.WAT | hydro | TRUE | 64078 | Central Rivers Power US, LLC | 10687 | Black River Hydro Associates | NY | Lewis | DE1 | Conventional Hydroelectric | HY |  | S | 1.5 | 1.5 | 0.1 | N | 1984 |  |  | N | IPP Non-CHP | 2 | X | WAT
Conventional Hydroelectric.WAT | hydro | TRUE | 64078 | Central Rivers Power US, LLC | 10687 | Black River Hydro Associates | NY | Lewis | PL1 | Conventional Hydroelectric | HY |  | S | 2.1 | 2 | 0.1 | N | 1984 |  |  | N | IPP Non-CHP | 2 | X | WAT
Conventional Hydroelectric.WAT | hydro | TRUE | 64078 | Central Rivers Power US, LLC | 10687 | Black River Hydro Associates | NY | Lewis | RI1 | Conventional Hydroelectric | HY |  | S | 1.8 | 1.8 | 0.1 | N | 1984 |  |  | N | IPP Non-CHP | 2 | X | WAT
Natural Gas Fired Combustion Turbine.NG | natural gas peaker | FALSE | 6088 | Exxon Mobil Corp | 10690 | ExxonMobil Baton Rouge Turbine Generator | LA | East Baton Rouge | CTG1 | Natural Gas Fired Combustion Turbine | GT |  | S | 67.8 | 81.8 | 60 | N | 1990 |  |  | Y | Industrial CHP | 7 | T | NG
Natural Gas Fired Combustion Turbine.NG | natural gas peaker | FALSE | 6091 | Exxon Mobil Refining and Supply Co. | 10692 | ExxonMobil Baytown Turbine | TX | Harris | GEN1 | Natural Gas Fired Combustion Turbine | GT |  | S | 29 | 35 | 25 | N | 1989 |  |  | Y | Industrial CHP | 7 | T | NG
Natural Gas Fired Combustion Turbine.NG | natural gas peaker | FALSE | 6091 | Exxon Mobil Refining and Supply Co. | 10692 | ExxonMobil Baytown Turbine | TX | Harris | GEN2 | Natural Gas Fired Combustion Turbine | GT |  | S | 29 | 35 | 25 | N | 1989 |  |  | Y | Industrial CHP | 7 | T | NG
Natural Gas Fired Combustion Turbine.NG | natural gas peaker | FALSE | 6091 | Exxon Mobil Refining and Supply Co. | 10692 | ExxonMobil Baytown Turbine | TX | Harris | GEN3 | Natural Gas Fired Combustion Turbine | GT |  | S | 29 | 35 | 25 | N | 1989 |  |  | Y | Industrial CHP | 7 | T | NG
Natural Gas Fired Combustion Turbine.NG | natural gas peaker | FALSE | 6091 | Exxon Mobil Refining and Supply Co. | 10692 | ExxonMobil Baytown Turbine | TX | Harris | GEN4 | Natural Gas Fired Combustion Turbine | GT |  | S | 78 | 89 | 50 | N | 1997 |  |  | Y | Industrial CHP | 7 | T | NG
Natural Gas Fired Combustion Turbine.NG | natural gas peaker | FALSE | 6091 | Exxon Mobil Refining and Supply Co. | 10692 | ExxonMobil Baytown Turbine | TX | Harris | GEN5 | Natural Gas Fired Combustion Turbine | GT |  | S | 140 | 180.1 | 80 | N | 2004 |  |  | Y | Industrial CHP | 7 | T | NG
Wood/Wood Waste Biomass.WDS | biomass | FALSE | 11704 | Maryland Environmental Service | 10693 | Eastern Correctional Institute | MD | Somerset | 1147 | Wood/Wood Waste Biomass | ST |  | S | 1.3 | 0.8 | 0.5 | N | 1987 |  |  | Y | Commercial CHP | 5 | T | WDS | DFO
Wood/Wood Waste Biomass.WDS | biomass | FALSE | 11704 | Maryland Environmental Service | 10693 | Eastern Correctional Institute | MD | Somerset | 1148 | Wood/Wood Waste Biomass | ST |  | S | 1.3 | 0.8 | 0.5 | N | 1987 |  |  | Y | Commercial CHP | 5 | T | WDS | DFO
Petroleum Liquids.DFO | petroleum | FALSE | 11704 | Maryland Environmental Service | 10693 | Eastern Correctional Institute | MD | Somerset | DG1 | Petroleum Liquids | IC |  | S | 1 | 1 | 0.4 | N | 1988 |  |  | N | Commercial CHP | 5 | X | DFO
Petroleum Liquids.DFO | petroleum | FALSE | 11704 | Maryland Environmental Service | 10693 | Eastern Correctional Institute | MD | Somerset | DG2 | Petroleum Liquids | IC |  | S | 1 | 1 | 0.4 | N | 1988 |  |  | N | Commercial CHP | 5 | X | DFO
Conventional Hydroelectric.WAT | hydro | TRUE | 57280 | Eagle Creek Renewable Energy, LLC | 10694 | Pepperell Hydro Power Plant | MA | Middlesex | 2121 | Conventional Hydroelectric | HY |  | W | 0.8 | 0.7 | 0.3 | N | 1920 |  |  | N | IPP Non-CHP | 2 | X | WAT
Conventional Hydroelectric.WAT | hydro | TRUE | 57280 | Eagle Creek Renewable Energy, LLC | 10694 | Pepperell Hydro Power Plant | MA | Middlesex | 8281 | Conventional Hydroelectric | HY |  | W | 0.8 | 0.7 | 0.3 | N | 1920 |  |  | N | IPP Non-CHP | 2 | X | WAT
Conventional Hydroelectric.WAT | hydro | TRUE | 57280 | Eagle Creek Renewable Energy, LLC | 10694 | Pepperell Hydro Power Plant | MA | Middlesex | G3 | Conventional Hydroelectric | HY |  | W | 0.6 | 0.5 | 0.3 | N | 2006 |  |  | N | IPP Non-CHP | 2 | X | WAT
Wood/Wood Waste Biomass.BLQ | biomass | FALSE | 59867 | Hood Container of Louisiana, LLC | 10697 | St Francisville Mill | LA | West Feliciana | GEN2 | Wood/Wood Waste Biomass | ST |  | S | 16 | 16.5 | 3 | N | 1966 |  |  | Y | Industrial CHP | 7 | T | BLQ | NG
Wood/Wood Waste Biomass.BLQ | biomass | FALSE | 7136 | Georgia-Pacific Consr Prods LP-Naheola | 10699 | Georgia-Pacific Consr Prods LP-Naheola | AL | Choctaw | GT3 | Wood/Wood Waste Biomass | ST |  | S | 37.4 | 37.7 | 3 | N | 1993 |  |  | Y | Industrial CHP | 7 | T | BLQ | NG | DFO | WDS
Wood/Wood Waste Biomass.WDS | biomass | FALSE | 7136 | Georgia-Pacific Consr Prods LP-Naheola | 10699 | Georgia-Pacific Consr Prods LP-Naheola | AL | Choctaw | TG4 | Wood/Wood Waste Biomass | ST |  | S | 29.4 | 29.7 | 2.6 | N | 2019 |  |  | Y | Industrial CHP | 7 | T | WDS | NG | BLQ | DFO
Wood/Wood Waste Biomass.BLQ | biomass | FALSE | 61813 | ND Paper, Inc. | 10700 | Red Shield Envir Old Town Facility | ME | Penobscot | TG4 | Wood/Wood Waste Biomass | ST |  | S | 7.5 | 12.5 | 2 | N | 1965 |  |  | Y | Industrial CHP | 7 | T | BLQ | NG | RFO | WDS
Wood/Wood Waste Biomass.WDS | biomass | FALSE | 61813 | ND Paper, Inc. | 10700 | Red Shield Envir Old Town Facility | ME | Penobscot | TG6 | Wood/Wood Waste Biomass | ST |  | S | 14 | 14 | 2 | N | 1987 |  |  | Y | Industrial CHP | 7 | T | WDS | NG |  |  |  | RFO
Conventional Hydroelectric.WAT | hydro | TRUE | 17725 | Snow Mountain Hydro LLC | 10706 | Burney Creek | CA | Shasta | GEN1 | Conventional Hydroelectric | HY |  | S | 3 | 3 | 0.2 | N | 1990 |  |  | N | IPP Non-CHP | 2 | X | WAT |  |  |  |  | RFO
Conventional Hydroelectric.WAT | hydro | TRUE | 17725 | Snow Mountain Hydro LLC | 10707 | Cove Hydroelectric | CA | Shasta | GEN1 | Conventional Hydroelectric | HY |  | S | 5 | 5 | 0.2 | N | 1990 |  |  | N | IPP Non-CHP | 2 | X | WAT |  |  |  |  | RFO
Conventional Hydroelectric.WAT | hydro | TRUE | 17725 | Snow Mountain Hydro LLC | 10708 | Lost Creek I | CA | Shasta | GEN1 | Conventional Hydroelectric | HY |  | S | 1.1 | 1.1 | 0.1 | N | 1989 |  |  | N | IPP Non-CHP | 2 | X | WAT
Conventional Hydroelectric.WAT | hydro | TRUE | 17725 | Snow Mountain Hydro LLC | 10709 | Ponderosa Bailey Creek | CA | Tehama | GEN1 | Conventional Hydroelectric | HY |  | S | 1.1 | 1.1 | 0.1 | N | 1990 |  |  | N | IPP Non-CHP | 2 | X | WAT
Onshore Wind Turbine.WND | onshore wind | TRUE | 16630 | San Gorgonio Farms Inc | 10718 | Karen Avenue Wind Farm | CA | Riverside | WND | Onshore Wind Turbine | WT |  | S | 11.7 | 11.7 | 0 | N | 1985 |  |  | N | IPP Non-CHP | 2 | X | WND
Natural Gas Internal Combustion Engine.NG | natural gas peaker | FALSE | 9948 | Kyocera International, Inc | 10720 | Kyocera International Inc.(San Diego) | CA | San Diego | 0287 | Natural Gas Internal Combustion Engine | IC |  | S | 1.7 | 1.7 | 0.8 | N | 2012 |  |  | Y | Industrial CHP | 7 | T | NG
Natural Gas Internal Combustion Engine.NG | natural gas peaker | FALSE | 9948 | Kyocera International, Inc | 10720 | Kyocera International Inc.(San Diego) | CA | San Diego | 0333 | Natural Gas Internal Combustion Engine | IC |  | S | 2.1 | 2.1 | 1 | N | 2012 |  |  | Y | Industrial CHP | 7 | T | NG
Natural Gas Fired Combined Cycle.NG | natural gas combined cycle | TRUE | 16909 | Selkirk Cogen Partners LP | 10725 | Selkirk Cogen | NY | Albany | GEN1 | Natural Gas Fired Combined Cycle | CT | F802 | W | 76.9 | 105.5 | 45 | N | 1992 |  |  | Y | IPP CHP | 3 | T | NG | DFO
Natural Gas Fired Combined Cycle.NG | natural gas combined cycle | TRUE | 16909 | Selkirk Cogen Partners LP | 10725 | Selkirk Cogen | NY | Albany | GEN2 | Natural Gas Fired Combined Cycle | CA | F801 | W |  |  | 11 | N | 1992 |  |  | Y | IPP CHP | 3 | T | NG
Natural Gas Fired Combined Cycle.NG | natural gas combined cycle | TRUE | 16909 | Selkirk Cogen Partners LP | 10725 | Selkirk Cogen | NY | Albany | GEN3 | Natural Gas Fired Combined Cycle | CT | F802 | W | 272.3 | 333.1 | 45 | N | 1994 |  |  | Y | IPP CHP | 3 | T | NG | DFO
Natural Gas Fired Combined Cycle.NG | natural gas combined cycle | TRUE | 16909 | Selkirk Cogen Partners LP | 10725 | Selkirk Cogen | NY | Albany | GEN4 | Natural Gas Fired Combined Cycle | CT | F802 | W |  |  | 45 | N | 1994 |  |  | Y | IPP CHP | 3 | T | NG | DFO
Natural Gas Fired Combined Cycle.NG | natural gas combined cycle | TRUE | 16909 | Selkirk Cogen Partners LP | 10725 | Selkirk Cogen | NY | Albany | GEN5 | Natural Gas Fired Combined Cycle | CA | F802 | W |  |  | 11 | N | 1994 |  |  | Y | IPP CHP | 3 | T | NG
Natural Gas Fired Combined Cycle.NG | natural gas combined cycle | TRUE | 11741 | Masspower | 10726 | Masspower | MA | Hampden | GEN1 | Natural Gas Fired Combined Cycle | CT | G321 | S | 83 | 95 | 64 | N | 1993 |  |  | N | IPP Non-CHP | 2 | X | NG | DFO
Natural Gas Fired Combined Cycle.NG | natural gas combined cycle | TRUE | 11741 | Masspower | 10726 | Masspower | MA | Hampden | GEN2 | Natural Gas Fired Combined Cycle | CT | G321 | S | 83 | 95 | 64 | N | 1993 |  |  | N | IPP Non-CHP | 2 | X | NG | DFO
Natural Gas Fired Combined Cycle.NG | natural gas combined cycle | TRUE | 11741 | Masspower | 10726 | Masspower | MA | Hampden | GEN3 | Natural Gas Fired Combined Cycle | CA | G321 | S | 79 | 90 | 60 | N | 1993 |  |  | N | IPP Non-CHP | 2 | X | NG
Conventional Hydroelectric.WAT | hydro | TRUE | 56838 | KEI (Maine) Power Management (III) LLC | 10728 | Barker Lower | ME | Androscoggin | GEN1 | Conventional Hydroelectric | HY |  | S | 1.5 | 1.5 | 0.3 | N | 1986 |  |  | N | IPP Non-CHP | 2 | X | WAT
Conventional Hydroelectric.WAT | hydro | TRUE | 64078 | Central Rivers Power US, LLC | 10735 | Barber Dam | ID | Ada | GEN1 | Conventional Hydroelectric | HY |  | S | 4 | 4 | 0.1 | N | 1990 |  |  | N | IPP Non-CHP | 2 | X | WAT
Conventional Hydroelectric.WAT | hydro | TRUE | 8353 | Sprague Hydro LLC | 10737 | Sprague Hydro | OR | Klamath | GEN1 | Conventional Hydroelectric | HY |  | S | 1 | 1 | 0.1 | N | 1989 |  |  | N | IPP Non-CHP | 2 | X | WAT
Conventional Hydroelectric.WAT | hydro | TRUE | 62045 | Wood Hydro, LLC | 10740 | Magic Dam Hydroelectric Project | ID | Blaine | GEN1 | Conventional Hydroelectric | HY |  | S | 2.9 | 2.8 | 1 | N | 1989 |  |  | N | IPP Non-CHP | 2 | X | WAT
Conventional Hydroelectric.WAT | hydro | TRUE | 62045 | Wood Hydro, LLC | 10740 | Magic Dam Hydroelectric Project | ID | Blaine | GEN2 | Conventional Hydroelectric | HY |  | S | 2.9 | 2.8 | 1 | N | 1989 |  |  | N | IPP Non-CHP | 2 | X | WAT
Conventional Hydroelectric.WAT | hydro | TRUE | 62045 | Wood Hydro, LLC | 10740 | Magic Dam Hydroelectric Project | ID | Blaine | GEN3 | Conventional Hydroelectric | HY |  | S | 2.9 | 2.8 | 1 | N | 1989 |  |  | N | IPP Non-CHP | 2 | X | WAT
Conventional Steam Coal.WC | hard coal | TRUE | 12949 | Morgantown Energy Associates | 10743 | Morgantown Energy Facility | WV | Monongalia | GEN1 | Conventional Steam Coal | ST |  | S | 50 | 50 | 20 | N | 1991 |  |  | Y | IPP CHP | 3 | T | WC
Petroleum Liquids.DFO | petroleum | TRUE | 12492 | Midland Cogeneration Venture | 10745 | Midland Cogeneration Venture | MI | Midland | 1G12 | Petroleum Liquids | IC |  | S | 5.2 | 5.2 | 1 | N | 1990 |  |  | Y | IPP CHP | 3 | T | DFO
Natural Gas Fired Combined Cycle.NG | natural gas combined cycle | TRUE | 12492 | Midland Cogeneration Venture | 10745 | Midland Cogeneration Venture | MI | Midland | BP15 | Natural Gas Fired Combined Cycle | CA | 1 | S | 13.4 | 13.4 | 1 | N | 1998 |  |  | Y | IPP CHP | 3 | T | NG
Natural Gas Fired Combined Cycle.NG | natural gas combined cycle | TRUE | 12492 | Midland Cogeneration Venture | 10745 | Midland Cogeneration Venture | MI | Midland | GT10 | Natural Gas Fired Combined Cycle | CT | 1 | S | 88 | 103 | 70 | N | 1990 |  |  | Y | IPP CHP | 3 | T | NG
Natural Gas Fired Combined Cycle.NG | natural gas combined cycle | TRUE | 12492 | Midland Cogeneration Venture | 10745 | Midland Cogeneration Venture | MI | Midland | GT11 | Natural Gas Fired Combined Cycle | CT | 1 | S | 88 | 103 | 70 | N | 1990 |  |  | Y | IPP CHP | 3 | T | NG
Natural Gas Fired Combined Cycle.NG | natural gas combined cycle | TRUE | 12492 | Midland Cogeneration Venture | 10745 | Midland Cogeneration Venture | MI | Midland | GT12 | Natural Gas Fired Combined Cycle | CT | 1 | S | 88 | 103 | 70 | N | 1990 |  |  | Y | IPP CHP | 3 | T | NG
Natural Gas Fired Combined Cycle.NG | natural gas combined cycle | TRUE | 12492 | Midland Cogeneration Venture | 10745 | Midland Cogeneration Venture | MI | Midland | GT13 | Natural Gas Fired Combined Cycle | CT | 1 | S | 88 | 103 | 70 | N | 1990 |  |  | Y | IPP CHP | 3 | T | NG
Natural Gas Fired Combined Cycle.NG | natural gas combined cycle | TRUE | 12492 | Midland Cogeneration Venture | 10745 | Midland Cogeneration Venture | MI | Midland | GT14 | Natural Gas Fired Combined Cycle | CT | 1 | S | 88 | 103 | 70 | N | 1990 |  |  | Y | IPP CHP | 3 | T | NG
Natural Gas Fired Combined Cycle.NG | natural gas combined cycle | TRUE | 12492 | Midland Cogeneration Venture | 10745 | Midland Cogeneration Venture | MI | Midland | GT3 | Natural Gas Fired Combined Cycle | CT | 1 | S | 88 | 103 | 70 | N | 1989 |  |  | Y | IPP CHP | 3 | T | NG
Natural Gas Fired Combined Cycle.NG | natural gas combined cycle | TRUE | 12492 | Midland Cogeneration Venture | 10745 | Midland Cogeneration Venture | MI | Midland | GT4 | Natural Gas Fired Combined Cycle | CT | 1 | S | 88 | 103 | 70 | N | 1989 |  |  | Y | IPP CHP | 3 | T | NG
Natural Gas Fired Combined Cycle.NG | natural gas combined cycle | TRUE | 12492 | Midland Cogeneration Venture | 10745 | Midland Cogeneration Venture | MI | Midland | GT5 | Natural Gas Fired Combined Cycle | CT | 1 | S | 88 | 103 | 70 | N | 1989 |  |  | Y | IPP CHP | 3 | T | NG
Natural Gas Fired Combined Cycle.NG | natural gas combined cycle | TRUE | 12492 | Midland Cogeneration Venture | 10745 | Midland Cogeneration Venture | MI | Midland | GT6 | Natural Gas Fired Combined Cycle | CT | 1 | S | 88 | 103 | 70 | N | 1989 |  |  | Y | IPP CHP | 3 | T | NG
Natural Gas Fired Combined Cycle.NG | natural gas combined cycle | TRUE | 12492 | Midland Cogeneration Venture | 10745 | Midland Cogeneration Venture | MI | Midland | GT7 | Natural Gas Fired Combined Cycle | CT | 1 | S | 88 | 103 | 70 | N | 1989 |  |  | Y | IPP CHP | 3 | T | NG
Natural Gas Fired Combined Cycle.NG | natural gas combined cycle | TRUE | 12492 | Midland Cogeneration Venture | 10745 | Midland Cogeneration Venture | MI | Midland | GT8 | Natural Gas Fired Combined Cycle | CT | 1 | S | 88 | 103 | 70 | N | 1989 |  |  | Y | IPP CHP | 3 | T | NG
Natural Gas Fired Combined Cycle.NG | natural gas combined cycle | TRUE | 12492 | Midland Cogeneration Venture | 10745 | Midland Cogeneration Venture | MI | Midland | GT9 | Natural Gas Fired Combined Cycle | CT | 1 | S | 88 | 103 | 70 | N | 1990 |  |  | Y | IPP CHP | 3 | T | NG
Natural Gas Fired Combined Cycle.NG | natural gas combined cycle | TRUE | 12492 | Midland Cogeneration Venture | 10745 | Midland Cogeneration Venture | MI | Midland | ST1 | Natural Gas Fired Combined Cycle | CA | 1 | S | 410 | 410 | 25 | N | 1990 |  |  | Y | IPP CHP | 3 | T | NG
Natural Gas Fired Combined Cycle.NG | natural gas combined cycle | TRUE | 12492 | Midland Cogeneration Venture | 10745 | Midland Cogeneration Venture | MI | Midland | ST2 | Natural Gas Fired Combined Cycle | CA | 1 | S | 380 | 380 | 40 | N | 1990 |  |  | Y | IPP CHP | 3 | T | NG
Municipal Solid Waste.MSW | municipal solid waste | TRUE | 570 | Covanta Delaware Valley LP | 10746 | Covanta Delaware Valley | PA | Delaware | GEN1 | Municipal Solid Waste | ST |  | S | 80 | 80 | 20 | N | 1991 |  |  | N | IPP Non-CHP | 2 | X | MSW | NG
Landfill Gas.LFG | natural gas peaker | FALSE | 12869 | Monterey Regional Waste Mgmt | 10748 | Marina Landfill Gas | CA | Monterey | U1C06 | Landfill Gas | IC |  | S | 1.6 | 1.6 | 0.8 | N | 2006 |  |  | N | Commercial Non-CHP | 4 | X | LFG
Landfill Gas.LFG | natural gas peaker | FALSE | 12869 | Monterey Regional Waste Mgmt | 10748 | Marina Landfill Gas | CA | Monterey | U2J18 | Landfill Gas | IC |  | S | 1.1 | 1.1 | 0.7 | N | 2018 |  |  | N | Commercial Non-CHP | 4 | X | LFG
Landfill Gas.LFG | natural gas peaker | FALSE | 12869 | Monterey Regional Waste Mgmt | 10748 | Marina Landfill Gas | CA | Monterey | U3J17 | Landfill Gas | IC |  | S | 1 | 1 | 0.5 | N | 2017 |  |  | N | Commercial Non-CHP | 4 | X | LFG
Landfill Gas.LFG | natural gas peaker | FALSE | 12869 | Monterey Regional Waste Mgmt | 10748 | Marina Landfill Gas | CA | Monterey | U4J16 | Landfill Gas | IC |  | S | 1.2 | 1.2 | 0.7 | N | 2016 |  |  | N | Commercial Non-CHP | 4 | X | LFG
Natural Gas Fired Combined Cycle.NG | natural gas combined cycle | TRUE | 63360 | Camden Plant Holdings LLC | 10751 | Camden Plant Holding LLC | NJ | Camden | GEN1 | Natural Gas Fired Combined Cycle | CT | CC1 | W | 145 | 144.7 | 72 | N | 1993 |  |  | N | IPP Non-CHP | 2 | X | NG
Natural Gas Fired Combined Cycle.NG | natural gas combined cycle | TRUE | 63360 | Camden Plant Holdings LLC | 10751 | Camden Plant Holding LLC | NJ | Camden | GEN2 | Natural Gas Fired Combined Cycle | CA | CC1 | W |  |  | 32 | N | 1993 |  |  | N | IPP Non-CHP | 2 | X | NG
Conventional Hydroelectric.WAT | hydro | TRUE | 64078 | Central Rivers Power US, LLC | 10752 | Lachute Hydro Lower | NY | Essex | GEN1 | Conventional Hydroelectric | HY |  | S | 3.6 | 3.5 | 0.1 | N | 1987 |  |  | N | IPP Non-CHP | 2 | X | WAT
Conventional Hydroelectric.WAT | hydro | TRUE | 64078 | Central Rivers Power US, LLC | 10753 | Lachute Hydro Upper | NY | Essex | GEN1 | Conventional Hydroelectric | HY |  | S | 4.9 | 4.8 | 0.1 | N | 1987 |  |  | N | IPP Non-CHP | 2 | X | WAT
Geothermal.GEO | geothermal | TRUE | 49899 | CalEnergy Operating Corporation | 10759 | Salton Sea Power Gen Co - Unit 3 | CA | Imperial | GEN1 | Geothermal | ST |  | W | 50 | 50 | 2 | N | 1989 |  |  | N | IPP Non-CHP | 2 | X | GEO
Natural Gas Fired Combined Cycle.NG | natural gas combined cycle | TRUE | 13407 | Nevada Power Co | 10761 | Las Vegas Generating Station | NV | Clark | GEN1 | Natural Gas Fired Combined Cycle | CT | CCB1 | S | 41 | 43 | 21 | N | 1994 |  |  | N | Electric Utility | 1 | X | NG
Natural Gas Fired Combined Cycle.NG | natural gas combined cycle | TRUE | 13407 | Nevada Power Co | 10761 | Las Vegas Generating Station | NV | Clark | GEN2 | Natural Gas Fired Combined Cycle | CA | CCB1 | S | 9 | 10 | 5 | N | 1994 |  |  | N | Electric Utility | 1 | X | NG
Natural Gas Fired Combined Cycle.NG | natural gas combined cycle | TRUE | 13407 | Nevada Power Co | 10761 | Las Vegas Generating Station | NV | Clark | GEN3 | Natural Gas Fired Combined Cycle | CT | CCB2 | S | 45 | 47 | 18 | N | 2003 |  |  | N | Electric Utility | 1 | X | NG
Natural Gas Fired Combined Cycle.NG | natural gas combined cycle | TRUE | 13407 | Nevada Power Co | 10761 | Las Vegas Generating Station | NV | Clark | GEN4 | Natural Gas Fired Combined Cycle | CT | CCB2 | S | 45 | 47 | 18 | N | 2003 |  |  | N | Electric Utility | 1 | X | NG
Natural Gas Fired Combined Cycle.NG | natural gas combined cycle | TRUE | 13407 | Nevada Power Co | 10761 | Las Vegas Generating Station | NV | Clark | GEN5 | Natural Gas Fired Combined Cycle | CT | CCB3 | S | 45 | 47 | 18 | N | 2003 |  |  | N | Electric Utility | 1 | X | NG
Natural Gas Fired Combined Cycle.NG | natural gas combined cycle | TRUE | 13407 | Nevada Power Co | 10761 | Las Vegas Generating Station | NV | Clark | GEN6 | Natural Gas Fired Combined Cycle | CT | CCB3 | S | 45 | 47 | 18 | N | 2003 |  |  | N | Electric Utility | 1 | X | NG
Natural Gas Fired Combined Cycle.NG | natural gas combined cycle | TRUE | 13407 | Nevada Power Co | 10761 | Las Vegas Generating Station | NV | Clark | GEN7 | Natural Gas Fired Combined Cycle | CA | CCB2 | S | 26 | 26 | 13 | N | 2003 |  |  | N | Electric Utility | 1 | X | NG
Natural Gas Fired Combined Cycle.NG | natural gas combined cycle | TRUE | 13407 | Nevada Power Co | 10761 | Las Vegas Generating Station | NV | Clark | GEN8 | Natural Gas Fired Combined Cycle | CA | CCB3 | S | 26 | 26 | 13 | N | 2003 |  |  | N | Electric Utility | 1 | X | NG
Geothermal.GEO | geothermal | TRUE | 34691 | Ormat Nevada Inc | 10763 | Ormesa III | CA | Imperial | GBU | Geothermal | BT |  | S | 5.3 | 8 | 5.3 | N | 2007 |  |  | N | IPP Non-CHP | 2 | X | GEO
Geothermal.GEO | geothermal | TRUE | 34691 | Ormat Nevada Inc | 10763 | Ormesa III | CA | Imperial | GEN1 | Geothermal | ST |  | S | 14.4 | 21.6 | 14.4 | N | 1989 |  |  | N | IPP Non-CHP | 2 | X | GEO
Geothermal.GEO | geothermal | TRUE | 34691 | Ormat Nevada Inc | 10763 | Ormesa III | CA | Imperial | OE301 | Geothermal | BT |  | S | 10.7 | 16 | 10.7 | N | 2020 |  |  | N | IPP Non-CHP | 2 | X | GEO
Wood/Wood Waste Biomass.WDS | biomass | TRUE | 56120 | Blue Lake Power LLC | 10764 | Blue Lake Power LLC | CA | Humboldt | GEN1 | Wood/Wood Waste Biomass | ST |  | S | 11.5 | 10 | 10 | N | 1985 |  |  | N | IPP Non-CHP | 2 | X | WDS | PG
Wood/Wood Waste Biomass.WDS | biomass | TRUE | 62815 | Stored Solar J&WE | 10765 | Indeck Jonesboro Energy Center | ME | Washington | GEN1 | Wood/Wood Waste Biomass | ST |  | S | 20.2 | 20.2 | 6 | N | 1987 |  |  | N | IPP Non-CHP | 2 | X | WDS
Wood/Wood Waste Biomass.WDS | biomass | TRUE | 62815 | Stored Solar J&WE | 10766 | Indeck West Enfield Energy Center | ME | Penobscot | GEN1 | Wood/Wood Waste Biomass | ST |  | S | 20.4 | 21.4 | 6 | N | 1987 |  |  | N | IPP Non-CHP | 2 | X | WDS
Wood/Wood Waste Biomass.WDS | biomass | TRUE | 15986 | Rio Bravo Fresno | 10767 | Rio Bravo Fresno | CA | Fresno | GEN1 | Wood/Wood Waste Biomass | ST |  | S | 24.3 | 24.3 | 12.2 | N | 1988 |  |  | N | IPP Non-CHP | 2 | X | WDS
Wood/Wood Waste Biomass.WDS | biomass | TRUE | 19876 | Virginia Electric & Power Co | 10771 | Hopewell Power Station | VA | Hopewell City | 1 | Wood/Wood Waste Biomass | ST |  | S | 51 | 53.7 | 20 | N | 1992 | 1 | 2028 | N | Electric Utility | 1 | X | WDS
Wood/Wood Waste Biomass.WDS | biomass | TRUE | 16077 | Rio Bravo Rocklin | 10772 | Rio Bravo Rocklin | CA | Placer | GEN1 | Wood/Wood Waste Biomass | ST |  | S | 24.4 | 24.4 | 12.2 | N | 1989 |  |  | N | IPP Non-CHP | 2 | X | WDS | NG
Wood/Wood Waste Biomass.WDS | biomass | TRUE | 19876 | Virginia Electric & Power Co | 10773 | Altavista Power Station | VA | Campbell | 1 | Wood/Wood Waste Biomass | ST |  | S | 51 | 53.7 | 20 | N | 1992 | 1 | 2028 | N | Electric Utility | 1 | X | WDS | NG
Wood/Wood Waste Biomass.WDS | biomass | TRUE | 19876 | Virginia Electric & Power Co | 10774 | Southampton Power Station | VA | Southampton | 1 | Wood/Wood Waste Biomass | ST |  | S | 51 | 53.7 | 20 | N | 1992 | 1 | 2028 | N | Electric Utility | 1 | X | WDS
Natural Gas Fired Combustion Turbine.NG | natural gas peaker | TRUE | 5533 | EF Oxnard, LLC | 10776 | E F Oxnard Energy Facility | CA | Ventura | GTG | Natural Gas Fired Combustion Turbine | GT |  | S | 48.5 | 48.5 | 29.8 | N | 1990 |  |  | N | IPP Non-CHP | 2 | X | NG
Wood/Wood Waste Biomass.WDS | biomass | TRUE | 56866 | HL Power Company | 10777 | HL Power | CA | Lassen | GEN1 | Wood/Wood Waste Biomass | ST |  | W | 30 | 30 | 16 | N | 1989 |  |  | N | IPP Non-CHP | 2 | X | WDS | NG
Conventional Hydroelectric.WAT | hydro | TRUE | 10363 | Koyle Hydro Inc | 10781 | Koyle Ranch Hydroelectric Project | ID | Gooding | GEN1 | Conventional Hydroelectric | HY |  | S | 0.2 | 0.2 | 0.2 | N | 1983 |  |  | N | IPP Non-CHP | 2 | X | WAT
Conventional Hydroelectric.WAT | hydro | TRUE | 10363 | Koyle Hydro Inc | 10781 | Koyle Ranch Hydroelectric Project | ID | Gooding | GEN2 | Conventional Hydroelectric | HY |  | S | 0.3 | 0.3 | 0.3 | N | 1983 |  |  | N | IPP Non-CHP | 2 | X | WAT
Conventional Hydroelectric.WAT | hydro | TRUE | 10363 | Koyle Hydro Inc | 10781 | Koyle Ranch Hydroelectric Project | ID | Gooding | GEN3 | Conventional Hydroelectric | HY |  | S | 0.8 | 0.7 | 0.8 | N | 1983 |  |  | N | IPP Non-CHP | 2 | X | WAT
Conventional Steam Coal.WC | hard coal | TRUE | 4217 | Colstrip Energy LP | 10784 | Colstrip Energy LP | MT | Rosebud | GEN1 | Conventional Steam Coal | ST |  | S | 38 | 40.5 | 23 | N | 1990 |  |  | N | IPP Non-CHP | 2 | X | WC
Conventional Hydroelectric.WAT | hydro | TRUE | 64078 | Central Rivers Power US, LLC | 10787 | Piedmont Hydro Power Project | SC | Greenville | GEN1 | Conventional Hydroelectric | HY |  | S | 1 | 1 | 0.1 | N | 1989 |  |  | N | IPP Non-CHP | 2 | X | WAT
Natural Gas Fired Combined Cycle.NG | natural gas combined cycle | FALSE | 57160 | The Dow Chemical Company | 10789 | Sabine River Operations | TX | Orange | GEN1 | Natural Gas Fired Combined Cycle | CT | CCL1 | S | 82 | 98 | 60 | N | 1987 |  |  | Y | Industrial CHP | 7 | T | NG
Natural Gas Fired Combined Cycle.NG | natural gas combined cycle | FALSE | 57160 | The Dow Chemical Company | 10789 | Sabine River Operations | TX | Orange | GEN3 | Natural Gas Fired Combined Cycle | CA | CCL1 | S | 5 | 5 | 2.5 | N | 1948 |  |  | Y | Industrial CHP | 7 | T | NG
Natural Gas Fired Combined Cycle.NG | natural gas combined cycle | FALSE | 57160 | The Dow Chemical Company | 10789 | Sabine River Operations | TX | Orange | GT1A | Natural Gas Fired Combined Cycle | CT | CC1 | S | 160 | 175 | 100 | N | 2001 |  |  | Y | Industrial CHP | 7 | T | NG
Natural Gas Fired Combined Cycle.NG | natural gas combined cycle | FALSE | 57160 | The Dow Chemical Company | 10789 | Sabine River Operations | TX | Orange | GT1B | Natural Gas Fired Combined Cycle | CT | CC1 | S | 160 | 175 | 100 | N | 2001 |  |  | Y | Industrial CHP | 7 | T | NG
Natural Gas Fired Combined Cycle.NG | natural gas combined cycle | FALSE | 57160 | The Dow Chemical Company | 10789 | Sabine River Operations | TX | Orange | ST1A | Natural Gas Fired Combined Cycle | CA | CC1 | S | 100 | 100 | 50 | N | 2001 |  |  | Y | Industrial CHP | 7 | T | NG | OG
Natural Gas Fired Combustion Turbine.NG | natural gas peaker | FALSE | 50006 | Invista | 10790 | Victoria Texas Plant | TX | Victoria | GEN1 | Natural Gas Fired Combustion Turbine | GT |  | S | 75 | 88 | 20 | N | 1987 |  |  | Y | Industrial CHP | 7 | T | NG
Natural Gas Steam Turbine.NG | natural gas steam turbine | FALSE | 50006 | Invista | 10795 | Camden South Carolina | SC | Kershaw | GEN3 | Natural Gas Steam Turbine | ST |  | S | 17.5 | 18 | 1 | N | 1993 |  |  | Y | Industrial CHP | 7 | B | NG | DFO
Conventional Hydroelectric.WAT | hydro | TRUE | 64078 | Central Rivers Power US, LLC | 10798 | Fries Hydroelectric Project | VA | Grayson | GEN1 | Conventional Hydroelectric | HY |  | S | 2 | 2 | 0.1 | N | 1933 |  |  | N | IPP Non-CHP | 2 | X | WAT
Conventional Hydroelectric.WAT | hydro | TRUE | 64078 | Central Rivers Power US, LLC | 10798 | Fries Hydroelectric Project | VA | Grayson | GEN2 | Conventional Hydroelectric | HY |  | S | 0.8 | 0.7 | 0.1 | N | 1933 |  |  | N | IPP Non-CHP | 2 | X | WAT
Conventional Hydroelectric.WAT | hydro | TRUE | 64078 | Central Rivers Power US, LLC | 10798 | Fries Hydroelectric Project | VA | Grayson | GEN3 | Conventional Hydroelectric | HY |  | S | 0.2 | 0.2 | 0.1 | N | 1933 |  |  | N | IPP Non-CHP | 2 | X | WAT
Conventional Hydroelectric.WAT | hydro | TRUE | 64078 | Central Rivers Power US, LLC | 10798 | Fries Hydroelectric Project | VA | Grayson | GEN4 | Conventional Hydroelectric | HY |  | S | 2 | 2 | 0.1 | N | 1981 |  |  | N | IPP Non-CHP | 2 | X | WAT
Conventional Hydroelectric.WAT | hydro | TRUE | 64078 | Central Rivers Power US, LLC | 10799 | Pelzer Upper | SC | Anderson | GEN1 | Conventional Hydroelectric | HY |  | S | 1.9 | 1.8 | 0.1 | N | 1989 |  |  | N | IPP Non-CHP | 2 | X | WAT
Conventional Hydroelectric.WAT | hydro | TRUE | 64078 | Central Rivers Power US, LLC | 10800 | Pelzer Lower | SC | Anderson | GEN1 | Conventional Hydroelectric | HY |  | S | 3.1 | 3 | 0.1 | N | 1989 |  |  | N | IPP Non-CHP | 2 | X | WAT
Conventional Hydroelectric.WAT | hydro | TRUE | 64078 | Central Rivers Power US, LLC | 10801 | Ware Shoals Hydro Project | SC | Laurens | GEN1 | Conventional Hydroelectric | HY |  | S | 3 | 3 | 0.1 | N | 1939 |  |  | N | IPP Non-CHP | 2 | X | WAT
Conventional Hydroelectric.WAT | hydro | TRUE | 64078 | Central Rivers Power US, LLC | 10801 | Ware Shoals Hydro Project | SC | Laurens | GEN2 | Conventional Hydroelectric | HY |  | S | 3 | 3 | 0.1 | N | 1986 |  |  | N | IPP Non-CHP | 2 | X | WAT
Natural Gas Steam Turbine.NG | natural gas steam turbine | TRUE | 40052 | AG Energy LP | 10803 | Ogdensburg Power | NY | St Lawrence | GEN3 | Natural Gas Steam Turbine | ST |  | J | 23 | 25 | 5 | N | 1993 |  |  | Y | IPP CHP | 3 | T | NG | DFO
Natural Gas Fired Combined Cycle.NG | natural gas combined cycle | TRUE | 5530 | E F Kenilworth LLC | 10805 | Kenilworth Energy Facility | NJ | Union | GEN1 | Natural Gas Fired Combined Cycle | CT | G741 | S | 20 | 22 | 12 | N | 1989 |  |  | Y | IPP CHP | 3 | T | NG | DFO
Natural Gas Fired Combined Cycle.NG | natural gas combined cycle | TRUE | 5530 | E F Kenilworth LLC | 10805 | Kenilworth Energy Facility | NJ | Union | GEN2 | Natural Gas Fired Combined Cycle | CA | G741 | S | 4.5 | 5.5 | 1.2 | N | 1989 |  |  | Y | IPP CHP | 3 | B | NG | DFO
Conventional Hydroelectric.WAT | hydro | TRUE | 3490 | Crystal Springs Hydro Elec LP | 10806 | Crystal Springs | ID | Twin Falls | GEN1 | Conventional Hydroelectric | HY |  | S | 2 | 2 | 0.1 | N | 1988 |  |  | N | IPP Non-CHP | 2 | X | WAT
Conventional Hydroelectric.WAT | hydro | TRUE | 62045 | Wood Hydro, LLC | 10807 | Dietrich Drop | ID | Lincoln | GEN1 | Conventional Hydroelectric | HY |  | S | 4.8 | 4.8 | 0.1 | N | 1990 |  |  | N | IPP Non-CHP | 2 | X | WAT
Conventional Hydroelectric.WAT | hydro | TRUE | 66275 | Lower Lowline LLC | 10808 | Low Line Rapids | ID | Twin Falls | GEN1 | Conventional Hydroelectric | HY |  | S | 2.7 | 2.6 | 0.1 | N | 1990 |  |  | N | IPP Non-CHP | 2 | X | WAT
Conventional Hydroelectric.WAT | hydro | TRUE | 63985 | Hydroland Omega LLC | 10809 | Rock Creek II | ID | Twin Falls | GEN1 | Conventional Hydroelectric | HY |  | S | 1.8 | 1.8 | 0.1 | N | 1990 |  |  | N | IPP Non-CHP | 2 | X | WAT
Conventional Hydroelectric.WAT | hydro | TRUE | 5811 | Empire Hydro Partners | 10817 | Port Leyden Hydroelectric Project | NY | Lewis | GEN1 | Conventional Hydroelectric | HY |  | S | 0.5 | 0.5 | 0.2 | N | 1985 |  |  | N | IPP Non-CHP | 2 | X | WAT
Conventional Hydroelectric.WAT | hydro | TRUE | 5811 | Empire Hydro Partners | 10817 | Port Leyden Hydroelectric Project | NY | Lewis | GEN2 | Conventional Hydroelectric | HY |  | S | 0.5 | 0.5 | 0.5 | N | 1985 |  |  | N | IPP Non-CHP | 2 | X | WAT
Natural Gas Fired Combined Cycle.NG | natural gas combined cycle | TRUE | 64125 | Ada Cogeneration LLC | 10819 | Ada Cogeneration LP | MI | Kent | GEN1 | Natural Gas Fired Combined Cycle | CT | CC1 | S | 22 | 23 | 14 | N | 1990 |  |  | Y | IPP CHP | 3 | T | NG
Natural Gas Fired Combined Cycle.NG | natural gas combined cycle | TRUE | 64125 | Ada Cogeneration LLC | 10819 | Ada Cogeneration LP | MI | Kent | GEN2 | Natural Gas Fired Combined Cycle | CA | CC1 | S | 8 | 9 | 3 | N | 1990 |  |  | Y | IPP CHP | 3 | T | NG
Wood/Wood Waste Biomass.WDS | biomass | TRUE | 3836 | NorthStar Clean Energy | 10822 | Grayling Generating Station | MI | Crawford | GEN1 | Wood/Wood Waste Biomass | ST |  | J | 38.6 | 38.6 | 10 | N | 1992 |  |  | N | IPP Non-CHP | 2 | X | WDS | TDF | NG
Petroleum Liquids.DFO | petroleum | FALSE | 11427 | Massachusetts Wtr Rauth-Deer I | 10823 | Deer Island Treatment Plant | MA | Suffolk | G101 | Petroleum Liquids | GT |  | S | 22 | 27 | 8 | N | 1995 |  |  | N | Commercial CHP | 5 | X | DFO
Petroleum Liquids.DFO | petroleum | FALSE | 11427 | Massachusetts Wtr Rauth-Deer I | 10823 | Deer Island Treatment Plant | MA | Suffolk | G201 | Petroleum Liquids | GT |  | S | 22 | 27 | 8 | N | 1995 |  |  | N | Commercial CHP | 5 | X | DFO
Conventional Hydroelectric.WAT | hydro | FALSE | 11427 | Massachusetts Wtr Rauth-Deer I | 10823 | Deer Island Treatment Plant | MA | Suffolk | H101 | Conventional Hydroelectric | HY |  | S | 1 | 1 | 0.2 | N | 2001 |  |  | N | Commercial CHP | 5 | X | WAT
Conventional Hydroelectric.WAT | hydro | FALSE | 11427 | Massachusetts Wtr Rauth-Deer I | 10823 | Deer Island Treatment Plant | MA | Suffolk | H201 | Conventional Hydroelectric | HY |  | S | 1 | 1 | 0.2 | N | 2001 |  |  | N | Commercial CHP | 5 | X | WAT
Solar Photovoltaic.SUN | solar PV | FALSE | 11427 | Massachusetts Wtr Rauth-Deer I | 10823 | Deer Island Treatment Plant | MA | Suffolk | PV101 | Solar Photovoltaic | PV |  | S | 0.1 | 0.1 |  | N | 2008 |  |  | N | Commercial CHP | 5 | X | SUN
Other Waste Biomass.OBG | biomass | FALSE | 11427 | Massachusetts Wtr Rauth-Deer I | 10823 | Deer Island Treatment Plant | MA | Suffolk | S101 | Other Waste Biomass | ST |  | S | 9 | 17.5 | 1 | N | 1998 |  |  | Y | Commercial CHP | 5 | T | OBG | DFO
Onshore Wind Turbine.WND | onshore wind | FALSE | 11427 | Massachusetts Wtr Rauth-Deer I | 10823 | Deer Island Treatment Plant | MA | Suffolk | WT101 | Onshore Wind Turbine | WT |  | S | 0.6 | 0.6 | 0.1 | N | 2009 |  |  | N | Commercial CHP | 5 | X | WND
Onshore Wind Turbine.WND | onshore wind | FALSE | 11427 | Massachusetts Wtr Rauth-Deer I | 10823 | Deer Island Treatment Plant | MA | Suffolk | WT102 | Onshore Wind Turbine | WT |  | S | 0.6 | 0.6 | 0.1 | N | 2009 |  |  | N | Commercial CHP | 5 | X | WND
Conventional Hydroelectric.WAT | hydro | TRUE | 11426 | Massachusetts Water Res Auth | 10824 | Oakdale Power Station | MA | Worcester | OAKD | Conventional Hydroelectric | HY |  | S | 3 | 3 | 1 | N | 1951 |  |  | N | IPP Non-CHP | 2 | X | WAT
Conventional Hydroelectric.WAT | hydro | TRUE | 11426 | Massachusetts Water Res Auth | 10825 | Cosgrove Intake and Power Station | MA | Worcester | UNI1 | Conventional Hydroelectric | HY |  | S | 1 | 1 | 0.8 | N | 1969 |  |  | N | IPP Non-CHP | 2 | X | WAT
Conventional Hydroelectric.WAT | hydro | TRUE | 11426 | Massachusetts Water Res Auth | 10825 | Cosgrove Intake and Power Station | MA | Worcester | UNI2 | Conventional Hydroelectric | HY |  | S | 1 | 1 | 0.8 | N | 1969 |  |  | N | IPP Non-CHP | 2 | X | WAT
Wood/Wood Waste Biomass.WDS | biomass | TRUE | 54806 | DTE Energy Services-Woodland | 10836 | Woodland Biomass Power Ltd | CA | Yolo | GEN1 | Wood/Wood Waste Biomass | ST |  | W | 25 | 25 | 4 | N | 1989 |  |  | N | IPP Non-CHP | 2 | X | WDS
Wood/Wood Waste Biomass.WDS | biomass | FALSE | 64893 | Clean Energy Systems Mendota | 10837 | Covanta Mendota | CA | Fresno | GEN1 | Wood/Wood Waste Biomass | ST |  | W | 25 | 25 | 12 |  | 1989 |  |  | N | Commercial Non-CHP | 4 | X | WDS
Wood/Wood Waste Biomass.WDS | biomass | TRUE | 65546 | NE Renewable Springfield, LLC | 10838 | NE Renewable Springfield, LLC | NH | Sullivan | GEN1 | Wood/Wood Waste Biomass | ST |  | S | 16.1 | 16.3 | 7 | N | 1987 |  |  | N | IPP Non-CHP | 2 | X | WDS
Wood/Wood Waste Biomass.WDS | biomass | TRUE | 65544 | NE Renewable Whitefield, LLC | 10839 | NE Renewable Whitefield, LLC | NH | Coos | GEN1 | Wood/Wood Waste Biomass | ST |  | S | 17 | 17.5 | 10 | N | 1988 |  |  | N | IPP Non-CHP | 2 | X | WDS
Wood/Wood Waste Biomass.WDS | biomass | FALSE | 64894 | Clean Energy Systems Delano | 10840 | Covanta Delano Energy | CA | Kern | GEN1 | Wood/Wood Waste Biomass | ST |  | S | 27 | 27 | 22 |  | 1990 |  |  | N | Commercial Non-CHP | 4 | X | WDS
Wood/Wood Waste Biomass.WDS | biomass | FALSE | 64894 | Clean Energy Systems Delano | 10840 | Covanta Delano Energy | CA | Kern | GEN2 | Wood/Wood Waste Biomass | ST |  | S | 22 | 22 | 18 |  | 1993 |  |  | N | Commercial Non-CHP | 4 | X | WDS
Conventional Hydroelectric.WAT | hydro | TRUE | 63985 | Hydroland Omega LLC | 10848 | Walden | NY | Orange | GEN1 | Conventional Hydroelectric | HY |  | W | 1.1 | 1.1 | 0.1 | N | 1986 |  |  | N | IPP Non-CHP | 2 | X | WAT
Conventional Hydroelectric.WAT | hydro | TRUE | 63985 | Hydroland Omega LLC | 10848 | Walden | NY | Orange | GEN2 | Conventional Hydroelectric | HY |  | W | 0.8 | 0.7 | 0.1 | N | 1986 |  |  | N | IPP Non-CHP | 2 | X | WAT
Conventional Hydroelectric.WAT | hydro | TRUE | 63985 | Hydroland Omega LLC | 10848 | Walden | NY | Orange | GEN3 | Conventional Hydroelectric | HY |  | W | 0.4 | 0.4 | 0.1 | N | 1986 |  |  | N | IPP Non-CHP | 2 | X | WAT
Conventional Steam Coal.SUB | hard coal | FALSE | 3807 | Cleveland Cliffs Inc | 10849 | Silver Bay Power | MN | Lake | GEN1 | Conventional Steam Coal | ST |  | S | 36 | 36 | 10 | N | 1955 |  |  | Y | Industrial CHP | 7 | T | SUB | NG
Conventional Steam Coal.SUB | hard coal | FALSE | 3807 | Cleveland Cliffs Inc | 10849 | Silver Bay Power | MN | Lake | GEN2 | Conventional Steam Coal | ST |  | S | 69 | 69 | 10 | N | 1962 |  |  | Y | Industrial CHP | 7 | T | SUB | NG
Conventional Hydroelectric.WAT | hydro | FALSE | 8736 | Hollingworth & Vose Co Center Falls | 10853 | Center Falls | NY | Washington | 1 | Conventional Hydroelectric | HY |  | S | 0.3 | 0.4 | 0.1 | N | 1984 |  |  | N | Industrial Non-CHP | 6 | X | WAT
Conventional Hydroelectric.WAT | hydro | FALSE | 8736 | Hollingworth & Vose Co Center Falls | 10853 | Center Falls | NY | Washington | 2 | Conventional Hydroelectric | HY |  | S | 0.3 | 0.4 | 0.1 | N | 1984 |  |  | N | Industrial Non-CHP | 6 | X | WAT
Conventional Hydroelectric.WAT | hydro | FALSE | 8736 | Hollingworth & Vose Co Center Falls | 10853 | Center Falls | NY | Washington | 3 | Conventional Hydroelectric | HY |  | S | 0.2 | 0.3 | 0.1 | N | 1984 |  |  | N | Industrial Non-CHP | 6 | X | WAT
Natural Gas Steam Turbine.NG | natural gas steam turbine | FALSE | 3106 | Cargill Inc North America Sweetners | 10855 | Cargill Corn Milling Division | IA | Monroe | GEN1 | Natural Gas Steam Turbine | ST |  | S | 18.7 | 18.8 | 5 | N | 1952 |  |  | Y | Industrial CHP | 7 | T | NG
Natural Gas Steam Turbine.NG | natural gas steam turbine | FALSE | 3106 | Cargill Inc North America Sweetners | 10855 | Cargill Corn Milling Division | IA | Monroe | GEN2 | Natural Gas Steam Turbine | ST |  | S | 18 | 18 | 5 | N | 1952 |  |  | Y | Industrial CHP | 7 | T | NG
Conventional Steam Coal.SUB | hard coal | FALSE | 772 | Archer Daniels Midland Co | 10860 | Archer Daniels Midland Clinton | IA | Clinton | 1A | Conventional Steam Coal | ST |  | S | 75 | 75 | 0 | N | 2009 |  |  | Y | Industrial CHP | 7 | T | SUB | OBS | WDS | TDF | BIT
Conventional Steam Coal.SUB | hard coal | FALSE | 772 | Archer Daniels Midland Co | 10860 | Archer Daniels Midland Clinton | IA | Clinton | 2A | Conventional Steam Coal | ST |  | S | 105 | 105 | 20 | N | 2009 |  |  | Y | Industrial CHP | 7 | T | SUB | OBS | WDS | TDF | BIT
Conventional Steam Coal.SUB | hard coal | FALSE | 772 | Archer Daniels Midland Co | 10861 | Archer Daniels Midland Des Moines | IA | Polk | GEN1 | Conventional Steam Coal | ST |  | S | 7.9 | 7.9 | 0.8 | N | 1988 |  |  | Y | Industrial CHP | 7 | T | SUB
Conventional Steam Coal.SUB | hard coal | FALSE | 772 | Archer Daniels Midland Co | 10862 | Archer Daniels Midland Lincoln | NE | Lancaster | GEN1 | Conventional Steam Coal | ST |  | S | 7.9 | 7.9 | 0.8 | N | 1988 |  |  | Y | Industrial CHP | 7 | T | SUB
Conventional Steam Coal.SUB | hard coal | FALSE | 772 | Archer Daniels Midland Co | 10863 | Archer Daniels Midland Mankato | MN | Blue Earth | GEN1 | Conventional Steam Coal | ST |  | S | 6.2 | 6.2 | 0.8 | N | 1987 |  |  | Y | Industrial CHP | 7 | T | SUB
Conventional Steam Coal.SUB | hard coal | FALSE | 772 | Archer Daniels Midland Co | 10864 | Archer Daniels Midland Cedar Rapids | IA | Linn | GEN1 | Conventional Steam Coal | ST |  | S | 31 | 31 | 0 | N | 1988 |  |  | Y | Industrial CHP | 7 | T | SUB | BIT | SLW
Conventional Steam Coal.SUB | hard coal | FALSE | 772 | Archer Daniels Midland Co | 10864 | Archer Daniels Midland Cedar Rapids | IA | Linn | GEN2 | Conventional Steam Coal | ST |  | S | 31 | 31 | 0 | N | 1988 |  |  | Y | Industrial CHP | 7 | T | SUB | BIT | SLW
Conventional Steam Coal.SUB | hard coal | FALSE | 772 | Archer Daniels Midland Co | 10864 | Archer Daniels Midland Cedar Rapids | IA | Linn | GEN3 | Conventional Steam Coal | ST |  | S | 31 | 31 | 0 | N | 1988 |  |  | Y | Industrial CHP | 7 | T | SUB | BIT | SLW
Conventional Steam Coal.SUB | hard coal | FALSE | 772 | Archer Daniels Midland Co | 10864 | Archer Daniels Midland Cedar Rapids | IA | Linn | GEN4 | Conventional Steam Coal | ST |  | S | 31 | 31 | 0 | N | 1988 |  |  | Y | Industrial CHP | 7 | T | SUB | BIT | SLW
Conventional Steam Coal.SUB | hard coal | FALSE | 772 | Archer Daniels Midland Co | 10864 | Archer Daniels Midland Cedar Rapids | IA | Linn | GEN5 | Conventional Steam Coal | ST |  | S | 31 | 31 | 0 | N | 1995 |  |  | Y | Industrial CHP | 7 | T | SUB | BIT | SLW
Conventional Steam Coal.SUB | hard coal | FALSE | 772 | Archer Daniels Midland Co | 10864 | Archer Daniels Midland Cedar Rapids | IA | Linn | GEN6 | Conventional Steam Coal | ST |  | S | 105 | 105 | 20 | N | 2000 |  |  | Y | Industrial CHP | 7 | T | SUB | BIT | SLW
Natural Gas Fired Combustion Turbine.NG | natural gas peaker | FALSE | 772 | Archer Daniels Midland Co | 10864 | Archer Daniels Midland Cedar Rapids | IA | Linn | GEN7 | Natural Gas Fired Combustion Turbine | GT |  | S | 35 | 41 | 4 | N | 2016 |  |  | N | Industrial CHP | 7 | X | NG
Conventional Steam Coal.BIT | hard coal | FALSE | 772 | Archer Daniels Midland Co | 10865 | Archer Daniels Midland Decatur | IL | Macon | GEN2 | Conventional Steam Coal | ST |  | S | 31 | 31 | 0 | N | 1987 |  |  | Y | Industrial CHP | 7 | T | BIT | SUB | TDF | WDS
Conventional Steam Coal.BIT | hard coal | FALSE | 772 | Archer Daniels Midland Co | 10865 | Archer Daniels Midland Decatur | IL | Macon | GEN3 | Conventional Steam Coal | ST |  | S | 31 | 31 | 0 | N | 1987 |  |  | Y | Industrial CHP | 7 | T | BIT | SUB | TDF | WDS
Conventional Steam Coal.BIT | hard coal | FALSE | 772 | Archer Daniels Midland Co | 10865 | Archer Daniels Midland Decatur | IL | Macon | GEN4 | Conventional Steam Coal | ST |  | S | 31 | 31 | 0 | N | 1987 |  |  | Y | Industrial CHP | 7 | T | BIT | SUB | TDF | WDS
Conventional Steam Coal.BIT | hard coal | FALSE | 772 | Archer Daniels Midland Co | 10865 | Archer Daniels Midland Decatur | IL | Macon | GEN5 | Conventional Steam Coal | ST |  | S | 31 | 31 | 0 | N | 1987 |  |  | Y | Industrial CHP | 7 | T | BIT | SUB | TDF | WDS
Conventional Steam Coal.BIT | hard coal | FALSE | 772 | Archer Daniels Midland Co | 10865 | Archer Daniels Midland Decatur | IL | Macon | GEN6 | Conventional Steam Coal | ST |  | S | 31 | 31 | 0 | N | 1994 |  |  | Y | Industrial CHP | 7 | T | BIT | SUB | TDF | WDS
Conventional Steam Coal.BIT | hard coal | FALSE | 772 | Archer Daniels Midland Co | 10865 | Archer Daniels Midland Decatur | IL | Macon | GEN7 | Conventional Steam Coal | ST |  | S | 75 | 75 | 0 | N | 1997 |  |  | Y | Industrial CHP | 7 | T | BIT | SUB | TDF | WDS
Conventional Steam Coal.BIT | hard coal | FALSE | 772 | Archer Daniels Midland Co | 10865 | Archer Daniels Midland Decatur | IL | Macon | GEN8 | Conventional Steam Coal | ST |  | S | 105 | 105 | 32 | N | 2005 |  |  | Y | Industrial CHP | 7 | T | BIT | SUB | TDF | WDS
Natural Gas Fired Combustion Turbine.NG | natural gas peaker | FALSE | 64580 | BioUrja Renewables LLC | 10866 | Archer Daniels Midland Peoria | IL | Peoria | GEN6 | Natural Gas Fired Combustion Turbine | GT |  | S | 15 | 18 | 5 | N | 1988 |  |  | Y | Industrial CHP | 7 | T | NG
Natural Gas Fired Combustion Turbine.NG | natural gas peaker | FALSE | 64580 | BioUrja Renewables LLC | 10866 | Archer Daniels Midland Peoria | IL | Peoria | GEN7 | Natural Gas Fired Combustion Turbine | GT |  | S | 15 | 18 | 5 | N | 1988 |  |  | Y | Industrial CHP | 7 | T | NG
Natural Gas Steam Turbine.NG | natural gas steam turbine | FALSE | 7 | Primary Products Ingredients Americas, LLC | 10867 | Primient Decatur Plant Cogen | IL | Macon | GEN1 | Natural Gas Steam Turbine | ST |  | S | 62 | 62 | 3 | N | 1989 |  |  | Y | Industrial CHP | 7 | T | NG
Wood/Wood Waste Biomass.WDS | biomass | TRUE | 1745 | Biomass One LP | 10869 | Biomass One LP | OR | Jackson | BBC | Wood/Wood Waste Biomass | ST |  | S | 8.5 | 8.5 | 6 | N | 1985 |  |  | N | IPP Non-CHP | 2 | X | WDS
Wood/Wood Waste Biomass.WDS | biomass | TRUE | 1745 | Biomass One LP | 10869 | Biomass One LP | OR | Jackson | GE | Wood/Wood Waste Biomass | ST |  | S | 14 | 14 | 5 | N | 1985 |  |  | N | IPP Non-CHP | 2 | X | WDS
Wood/Wood Waste Biomass.WDS | biomass | TRUE | 1745 | Biomass One LP | 10869 | Biomass One LP | OR | Jackson | GE-2 | Wood/Wood Waste Biomass | ST |  | S | 14 | 14 | 5 | N | 2009 |  |  | N | IPP Non-CHP | 2 | X | WDS
Natural Gas Fired Combustion Turbine.NG | natural gas peaker | TRUE | 56214 | Hazleton Generation LLC | 10870 | Hazelton | PA | Luzerne | GEN1 | Natural Gas Fired Combustion Turbine | GT |  | S | 58.9 | 58.9 | 12 | N | 1989 |  |  | N | IPP Non-CHP | 2 | X | NG | DFO
Natural Gas Fired Combustion Turbine.NG | natural gas peaker | TRUE | 56214 | Hazleton Generation LLC | 10870 | Hazelton | PA | Luzerne | GEN2 | Natural Gas Fired Combustion Turbine | GT |  | S | 28.3 | 29.8 | 12 | N | 2002 |  |  | N | IPP Non-CHP | 2 | X | NG | DFO
Natural Gas Fired Combustion Turbine.NG | natural gas peaker | TRUE | 56214 | Hazleton Generation LLC | 10870 | Hazelton | PA | Luzerne | GEN3 | Natural Gas Fired Combustion Turbine | GT |  | S | 29.3 | 31 | 12 | N | 2002 |  |  | N | IPP Non-CHP | 2 | X | NG | DFO
Natural Gas Fired Combustion Turbine.NG | natural gas peaker | TRUE | 56214 | Hazleton Generation LLC | 10870 | Hazelton | PA | Luzerne | GEN4 | Natural Gas Fired Combustion Turbine | GT |  | S | 29.1 | 31.2 | 12 | N | 2002 |  |  | N | IPP Non-CHP | 2 | X | NG | DFO
Conventional Hydroelectric.WAT | hydro | TRUE | 56590 | Silverstreet Hydro | 10872 | Kings Falls Hydroelectric | NY | Lewis | 1 | Conventional Hydroelectric | HY |  | S | 0.2 | 0.1 | 0.1 | N | 1988 |  |  | N | IPP Non-CHP | 2 | X | WAT
Geothermal.GEO | geothermal | TRUE | 4397 | Coso Operating Co LLC | 10873 | Coso Finance Partners | CA | Inyo | GEN1 | Geothermal | ST |  | S | 27.5 | 27.5 | 3 | N | 1987 |  |  | N | IPP Non-CHP | 2 | X | GEO
Geothermal.GEO | geothermal | TRUE | 4397 | Coso Operating Co LLC | 10873 | Coso Finance Partners | CA | Inyo | GEN2 | Geothermal | ST |  | S | 27 | 27 | 3 | N | 1988 |  |  | N | IPP Non-CHP | 2 | X | GEO
Geothermal.GEO | geothermal | TRUE | 4397 | Coso Operating Co LLC | 10873 | Coso Finance Partners | CA | Inyo | GEN3 | Geothermal | ST |  | S | 26.7 | 27.2 | 3 | N | 1988 |  |  | N | IPP Non-CHP | 2 | X | GEO
Geothermal.GEO | geothermal | TRUE | 4397 | Coso Operating Co LLC | 10874 | Coso Power Developers | CA | Inyo | GEN4 | Geothermal | ST |  | S | 30 | 30 | 3 | N | 1989 |  |  | N | IPP Non-CHP | 2 | X | GEO
Geothermal.GEO | geothermal | TRUE | 4397 | Coso Operating Co LLC | 10874 | Coso Power Developers | CA | Inyo | GEN5 | Geothermal | ST |  | S | 23.4 | 27 | 3 | N | 1989 |  |  | N | IPP Non-CHP | 2 | X | GEO
Geothermal.GEO | geothermal | TRUE | 4397 | Coso Operating Co LLC | 10874 | Coso Power Developers | CA | Inyo | GEN6 | Geothermal | ST |  | S | 26.9 | 29 | 3 | N | 1989 |  |  | N | IPP Non-CHP | 2 | X | GEO
Geothermal.GEO | geothermal | TRUE | 4397 | Coso Operating Co LLC | 10875 | Coso Energy Developers | CA | Inyo | GEN7 | Geothermal | ST |  | S | 21.8 | 26.1 | 3 | N | 1988 |  |  | N | IPP Non-CHP | 2 | X | GEO
Geothermal.GEO | geothermal | TRUE | 4397 | Coso Operating Co LLC | 10875 | Coso Energy Developers | CA | Inyo | GEN8 | Geothermal | ST |  | S | 22.5 | 28.5 | 3 | N | 1988 |  |  | N | IPP Non-CHP | 2 | X | GEO
Geothermal.GEO | geothermal | TRUE | 4397 | Coso Operating Co LLC | 10875 | Coso Energy Developers | CA | Inyo | GEN9 | Geothermal | ST |  | S | 23.5 | 28.7 | 3 | N | 1989 |  |  | N | IPP Non-CHP | 2 | X | GEO
Geothermal.GEO | geothermal | TRUE | 49899 | CalEnergy Operating Corporation | 10878 | Salton Sea Power Gen Co Unit 1 | CA | Imperial | EE11 | Geothermal | ST |  | W | 10 | 10 | 2 | N | 1982 |  |  | N | IPP Non-CHP | 2 | X | GEO
Geothermal.GEO | geothermal | TRUE | 49899 | CalEnergy Operating Corporation | 10879 | Salton Sea Power Gen Co - Unit 2 | CA | Imperial | GEN1 | Geothermal | ST |  | W | 17 | 17 | 2 | N | 1990 |  |  | N | IPP Non-CHP | 2 | X | GEO
Geothermal.GEO | geothermal | TRUE | 49899 | CalEnergy Operating Corporation | 10879 | Salton Sea Power Gen Co - Unit 2 | CA | Imperial | GEN2 | Geothermal | ST |  | W | 4 | 4 | 2 | N | 1990 |  |  | N | IPP Non-CHP | 2 | X | GEO
Geothermal.GEO | geothermal | TRUE | 49899 | CalEnergy Operating Corporation | 10879 | Salton Sea Power Gen Co - Unit 2 | CA | Imperial | GEN3 | Geothermal | ST |  | W | 2.1 | 2.1 | 1 | N | 1990 |  |  | N | IPP Non-CHP | 2 | X | GEO
Conventional Hydroelectric.WAT | hydro | TRUE | 12239 | Mega Renewables | 10880 | Bidwell Ditch Project | CA | Shasta | GEN1 | Conventional Hydroelectric | HY |  | S | 1.8 | 1.8 | 0.2 | N | 1987 |  |  | N | IPP Non-CHP | 2 | X | WAT
Conventional Hydroelectric.WAT | hydro | TRUE | 16997 | Shasta Hydroelectric Inc | 10881 | Roaring Creek Water Power | CA | Shasta | GEN1 | Conventional Hydroelectric | HY |  | S | 2 | 2 | 0.2 | N | 1986 |  |  | N | IPP Non-CHP | 2 | X | WAT
Conventional Hydroelectric.WAT | hydro | TRUE | 12239 | Mega Renewables | 10882 | Hatchet Creek Project | CA | Shasta | GEN1 | Conventional Hydroelectric | HY |  | S | 6.8 | 6.8 | 0.3 | N | 1986 |  |  | N | IPP Non-CHP | 2 | X | WAT
Natural Gas Fired Combustion Turbine.NG | natural gas peaker | FALSE | 12258 | MATEP LLC | 10883 | Medical Area Total Energy Plant | MA | Suffolk | CT1 | Natural Gas Fired Combustion Turbine | GT |  | S | 12.5 | 12.5 | 6 | N | 2003 |  |  | Y | Commercial CHP | 5 | T | NG | DFO
Natural Gas Fired Combustion Turbine.NG | natural gas peaker | FALSE | 12258 | MATEP LLC | 10883 | Medical Area Total Energy Plant | MA | Suffolk | CT2 | Natural Gas Fired Combustion Turbine | GT |  | S | 12.5 | 12.5 | 6 | N | 2003 |  |  | Y | Commercial CHP | 5 | T | NG | DFO
Natural Gas Fired Combustion Turbine.NG | natural gas peaker | FALSE | 12258 | MATEP LLC | 10883 | Medical Area Total Energy Plant | MA | Suffolk | CT3 | Natural Gas Fired Combustion Turbine | GT |  | S | 13.5 | 14.9 | 8 | N | 2017 |  |  | Y | Commercial CHP | 5 | T | NG | DFO
Petroleum Liquids.DFO | petroleum | FALSE | 12258 | MATEP LLC | 10883 | Medical Area Total Energy Plant | MA | Suffolk | DEG1 | Petroleum Liquids | IC |  | S | 6 | 6.7 | 2 | N | 1985 |  |  | Y | Commercial CHP | 5 | T | DFO
Petroleum Liquids.DFO | petroleum | FALSE | 12258 | MATEP LLC | 10883 | Medical Area Total Energy Plant | MA | Suffolk | DEG2 | Petroleum Liquids | IC |  | S | 6 | 6.7 | 2 | N | 1985 |  |  | Y | Commercial CHP | 5 | T | DFO
Petroleum Liquids.DFO | petroleum | FALSE | 12258 | MATEP LLC | 10883 | Medical Area Total Energy Plant | MA | Suffolk | DEG3 | Petroleum Liquids | IC |  | S | 6 | 6.7 | 2 | N | 1985 |  |  | Y | Commercial CHP | 5 | T | DFO
Petroleum Liquids.DFO | petroleum | FALSE | 12258 | MATEP LLC | 10883 | Medical Area Total Energy Plant | MA | Suffolk | DEG4 | Petroleum Liquids | IC |  | S | 6 | 6.7 | 2 | N | 1985 |  |  | Y | Commercial CHP | 5 | T | DFO
Petroleum Liquids.DFO | petroleum | FALSE | 12258 | MATEP LLC | 10883 | Medical Area Total Energy Plant | MA | Suffolk | DEG5 | Petroleum Liquids | IC |  | S | 6 | 6.7 | 2 | N | 1985 |  |  | Y | Commercial CHP | 5 | T | DFO
Natural Gas Steam Turbine.NG | natural gas steam turbine | FALSE | 12258 | MATEP LLC | 10883 | Medical Area Total Energy Plant | MA | Suffolk | STG2 | Natural Gas Steam Turbine | ST |  | S | 11 | 10.3 | 1 | N | 1980 |  |  | Y | Commercial CHP | 5 | T | NG | DFO
Natural Gas Steam Turbine.NG | natural gas steam turbine | FALSE | 12258 | MATEP LLC | 10883 | Medical Area Total Energy Plant | MA | Suffolk | STG3 | Natural Gas Steam Turbine | ST |  | S | 11 | 10.3 | 1 | N | 1980 |  |  | Y | Commercial CHP | 5 | T | NG | DFO
Natural Gas Fired Combustion Turbine.NG | natural gas peaker | FALSE | 66470 | Los Angeles County DHS | 10884 | Olive View Medical Center | CA | Los Angeles | CTC1 | Natural Gas Fired Combustion Turbine | GT |  | S | 2.7 | 2.7 | 0.5 | N | 1987 |  |  | Y | Commercial CHP | 5 | T | NG | DFO
Natural Gas Fired Combustion Turbine.NG | natural gas peaker | FALSE | 66470 | Los Angeles County DHS | 10884 | Olive View Medical Center | CA | Los Angeles | CTC2 | Natural Gas Fired Combustion Turbine | GT |  | S | 2.7 | 2.7 | 0.5 | N | 1987 |  |  | Y | Commercial CHP | 5 | T | NG | DFO
Conventional Hydroelectric.WAT | hydro | TRUE | 64078 | Central Rivers Power US, LLC | 10902 | Victory Mills | NY | Cayuga | GEN1 | Conventional Hydroelectric | HY |  | S | 1.6 | 1.6 | 0.1 | N | 1986 |  |  | N | IPP Non-CHP | 2 | X | WAT
Conventional Hydroelectric.WAT | hydro | TRUE | 3473 | Metro Wtr Recl Dist Grtr Chi | 10903 | Lockport Powerhouse | IL | Will | 1GEN | Conventional Hydroelectric | HY |  | S | 6 | 6 | 2.5 | N | 1999 |  |  | N | IPP Non-CHP | 2 | X | WAT
Conventional Hydroelectric.WAT | hydro | TRUE | 3473 | Metro Wtr Recl Dist Grtr Chi | 10903 | Lockport Powerhouse | IL | Will | 2GEN | Conventional Hydroelectric | HY |  | S | 6 | 6 | 2.5 | N | 2001 |  |  | N | IPP Non-CHP | 2 | X | WAT
Natural Gas Fired Combined Cycle.NG | natural gas combined cycle | TRUE | 15114 | Pittsfield Generating Company, LP | 50002 | Pittsfield Generating LP | MA | Berkshire | GEN1 | Natural Gas Fired Combined Cycle | CT | CC1 | W | 36.7 | 45 | 25 | N | 1990 |  |  | Y | IPP CHP | 3 | T | NG | DFO
Natural Gas Fired Combined Cycle.NG | natural gas combined cycle | TRUE | 15114 | Pittsfield Generating Company, LP | 50002 | Pittsfield Generating LP | MA | Berkshire | GEN2 | Natural Gas Fired Combined Cycle | CT | CC1 | W | 35.2 | 44.1 | 25 | N | 1990 |  |  | Y | IPP CHP | 3 | T | NG | DFO
Natural Gas Fired Combined Cycle.NG | natural gas combined cycle | TRUE | 15114 | Pittsfield Generating Company, LP | 50002 | Pittsfield Generating LP | MA | Berkshire | GEN3 | Natural Gas Fired Combined Cycle | CT | CC1 | W | 38.2 | 45.2 | 25 | N | 1990 |  |  | Y | IPP CHP | 3 | T | NG | DFO
Natural Gas Fired Combined Cycle.NG | natural gas combined cycle | TRUE | 15114 | Pittsfield Generating Company, LP | 50002 | Pittsfield Generating LP | MA | Berkshire | GEN4 | Natural Gas Fired Combined Cycle | CA | CC1 | W | 47.6 | 51.5 | 6 | N | 1990 |  |  | Y | IPP CHP | 3 | B | NG |  |  |  |  | PC
Natural Gas Fired Combustion Turbine.NG | natural gas peaker | TRUE | 60662 | WCAC Operating Company | 50003 | Chalk Cliff Limited | CA | Kern | GEN1 | Natural Gas Fired Combustion Turbine | GT |  | W | 46 | 48 | 32 | N | 1990 |  |  | Y | IPP CHP | 3 | T | NG |  |  |  |  | PC
Natural Gas Fired Combined Cycle.NG | natural gas combined cycle | TRUE | 3890 | EFS Cogen Holdings I LLC | 50006 | Linden Cogen Plant | NJ | Union | GTG1 | Natural Gas Fired Combined Cycle | CT | CC1 | S | 98.7 | 100.8 | 47.6 | N | 1992 |  |  | Y | IPP CHP | 3 | T | NG | WO
Natural Gas Fired Combined Cycle.NG | natural gas combined cycle | TRUE | 3890 | EFS Cogen Holdings I LLC | 50006 | Linden Cogen Plant | NJ | Union | GTG2 | Natural Gas Fired Combined Cycle | CT | CC1 | S | 98.7 | 100.8 | 47.6 | N | 1992 |  |  | Y | IPP CHP | 3 | T | NG | WO
Natural Gas Fired Combined Cycle.NG | natural gas combined cycle | TRUE | 3890 | EFS Cogen Holdings I LLC | 50006 | Linden Cogen Plant | NJ | Union | GTG3 | Natural Gas Fired Combined Cycle | CT | CC1 | S | 98.7 | 100.8 | 47.6 | N | 1992 |  |  | Y | IPP CHP | 3 | T | NG | WO
Natural Gas Fired Combined Cycle.NG | natural gas combined cycle | TRUE | 3890 | EFS Cogen Holdings I LLC | 50006 | Linden Cogen Plant | NJ | Union | GTG4 | Natural Gas Fired Combined Cycle | CT | CC1 | S | 98.7 | 100.8 | 47.6 | N | 1992 |  |  | Y | IPP CHP | 3 | T | NG | WO
Natural Gas Fired Combined Cycle.NG | natural gas combined cycle | TRUE | 3890 | EFS Cogen Holdings I LLC | 50006 | Linden Cogen Plant | NJ | Union | GTG5 | Natural Gas Fired Combined Cycle | CT | CC1 | S | 98.7 | 100.8 | 47.6 | N | 1992 |  |  | Y | IPP CHP | 3 | T | NG | WO
Natural Gas Fired Combined Cycle.NG | natural gas combined cycle | TRUE | 3890 | EFS Cogen Holdings I LLC | 50006 | Linden Cogen Plant | NJ | Union | GTG6 | Natural Gas Fired Combined Cycle | CT | CC1 | S | 164.8 | 202.9 | 80 | N | 2002 |  |  | Y | IPP CHP | 3 | T | NG | DFO
Natural Gas Fired Combined Cycle.NG | natural gas combined cycle | TRUE | 3890 | EFS Cogen Holdings I LLC | 50006 | Linden Cogen Plant | NJ | Union | STG1 | Natural Gas Fired Combined Cycle | CA | CC1 | S | 98.7 | 100.8 | 25 | N | 1992 |  |  | Y | IPP CHP | 3 | T | NG | WO
Natural Gas Fired Combined Cycle.NG | natural gas combined cycle | TRUE | 3890 | EFS Cogen Holdings I LLC | 50006 | Linden Cogen Plant | NJ | Union | STG2 | Natural Gas Fired Combined Cycle | CA | CC1 | S | 98.7 | 100.8 | 25 | N | 1992 |  |  | Y | IPP CHP | 3 | T | NG | WO
Natural Gas Fired Combined Cycle.NG | natural gas combined cycle | TRUE | 3890 | EFS Cogen Holdings I LLC | 50006 | Linden Cogen Plant | NJ | Union | STG3 | Natural Gas Fired Combined Cycle | CA | CC1 | S | 98.6 | 101.2 | 25 | N | 1992 |  |  | Y | IPP CHP | 3 | T | NG | WO
Conventional Hydroelectric.WAT | hydro | FALSE | 55698 | Hawks Nest Hydro LLC | 50010 | Glen Ferris Hydro | WV | Fayette | GEN1 | Conventional Hydroelectric | HY |  | S | 0.4 | 0.4 | 0.2 | N | 1912 |  |  | N | Industrial Non-CHP | 6 | X | WAT
Conventional Hydroelectric.WAT | hydro | FALSE | 55698 | Hawks Nest Hydro LLC | 50010 | Glen Ferris Hydro | WV | Fayette | GEN2 | Conventional Hydroelectric | HY |  | S | 0.4 | 0.4 | 0.2 | N | 1912 |  |  | N | Industrial Non-CHP | 6 | X | WAT
Conventional Hydroelectric.WAT | hydro | FALSE | 55698 | Hawks Nest Hydro LLC | 50010 | Glen Ferris Hydro | WV | Fayette | GEN3 | Conventional Hydroelectric | HY |  | S | 0.4 | 0.4 | 0.2 | N | 1912 |  |  | N | Industrial Non-CHP | 6 | X | WAT
Conventional Hydroelectric.WAT | hydro | FALSE | 55698 | Hawks Nest Hydro LLC | 50010 | Glen Ferris Hydro | WV | Fayette | GEN4 | Conventional Hydroelectric | HY |  | S | 0.4 | 0.4 | 0.2 | N | 1912 |  |  | N | Industrial Non-CHP | 6 | X | WAT
Conventional Hydroelectric.WAT | hydro | FALSE | 55698 | Hawks Nest Hydro LLC | 50010 | Glen Ferris Hydro | WV | Fayette | GEN5 | Conventional Hydroelectric | HY |  | S | 0.4 | 0.4 | 0.2 | N | 1912 |  |  | N | Industrial Non-CHP | 6 | X | WAT
Conventional Hydroelectric.WAT | hydro | FALSE | 55698 | Hawks Nest Hydro LLC | 50010 | Glen Ferris Hydro | WV | Fayette | GEN6 | Conventional Hydroelectric | HY |  | S | 0.4 | 0.4 | 0.2 | N | 1912 |  |  | N | Industrial Non-CHP | 6 | X | WAT
Conventional Hydroelectric.WAT | hydro | FALSE | 55698 | Hawks Nest Hydro LLC | 50010 | Glen Ferris Hydro | WV | Fayette | GEN7 | Conventional Hydroelectric | HY |  | S | 1.9 | 1.9 | 0.7 | N | 1917 |  |  | N | Industrial Non-CHP | 6 | X | WAT
Conventional Hydroelectric.WAT | hydro | FALSE | 55698 | Hawks Nest Hydro LLC | 50010 | Glen Ferris Hydro | WV | Fayette | GEN8 | Conventional Hydroelectric | HY |  | S | 1.9 | 1.9 | 0.7 | N | 1917 |  |  | N | Industrial Non-CHP | 6 | X | WAT
Conventional Hydroelectric.WAT | hydro | FALSE | 55698 | Hawks Nest Hydro LLC | 50011 | Hawks Nest Hydro | WV | Fayette | GEN1 | Conventional Hydroelectric | HY |  | W | 24.2 | 23.5 | 2 | N | 1936 |  |  | N | Industrial Non-CHP | 6 | X | WAT
Conventional Hydroelectric.WAT | hydro | FALSE | 55698 | Hawks Nest Hydro LLC | 50011 | Hawks Nest Hydro | WV | Fayette | GEN2 | Conventional Hydroelectric | HY |  | W | 24.2 | 23.5 | 2 | N | 1936 |  |  | N | Industrial Non-CHP | 6 | X | WAT
Conventional Hydroelectric.WAT | hydro | FALSE | 55698 | Hawks Nest Hydro LLC | 50011 | Hawks Nest Hydro | WV | Fayette | GEN3 | Conventional Hydroelectric | HY |  | W | 24.2 | 23.5 | 2 | N | 1936 |  |  | N | Industrial Non-CHP | 6 | X | WAT
Conventional Hydroelectric.WAT | hydro | FALSE | 55698 | Hawks Nest Hydro LLC | 50011 | Hawks Nest Hydro | WV | Fayette | GEN4 | Conventional Hydroelectric | HY |  | W | 24.2 | 23.5 | 2 | N | 1936 |  |  | N | Industrial Non-CHP | 6 | X | WAT
Natural Gas Fired Combustion Turbine.NG | natural gas peaker | FALSE | 6426 | Flint Hills Resources Corpus Christi LLC | 50026 | Corpus Refinery | TX | Nueces | FR6 | Natural Gas Fired Combustion Turbine | GT |  | S | 32 | 41 | 5 | N | 1988 |  |  | Y | Industrial CHP | 7 | T | NG
Wood/Wood Waste Biomass.BLQ | biomass | FALSE | 16064 | Graphic Packaging International | 50028 | Plant 31 Paper Mill | LA | Ouachita | GEN5 | Wood/Wood Waste Biomass | ST |  | S | 25 | 25 | 3 | N | 1964 |  |  | Y | Industrial CHP | 7 | T | BLQ | NG | WDS
Wood/Wood Waste Biomass.BLQ | biomass | FALSE | 16064 | Graphic Packaging International | 50028 | Plant 31 Paper Mill | LA | Ouachita | GEN6 | Wood/Wood Waste Biomass | ST |  | S | 20 | 20 | 3 | N | 1977 |  |  | Y | Industrial CHP | 7 | T | BLQ | NG | WDS
Natural Gas Fired Combustion Turbine.NG | natural gas peaker | FALSE | 16064 | Graphic Packaging International | 50028 | Plant 31 Paper Mill | LA | Ouachita | GEN7 | Natural Gas Fired Combustion Turbine | GT |  | S | 32 | 39 | 26 | N | 2016 |  |  | Y | Industrial CHP | 7 | T | NG
Conventional Hydroelectric.WAT | hydro | TRUE | 63840 | Clear Energy Capital, LLC | 50031 | Mt Ida Hydroelectric | NY | Rensselaer | 3983 | Conventional Hydroelectric | HY |  | S | 1.5 | 1.5 | 0.2 | N | 1992 |  |  | N | IPP Non-CHP | 2 | X | WAT
Conventional Hydroelectric.WAT | hydro | TRUE | 63840 | Clear Energy Capital, LLC | 50031 | Mt Ida Hydroelectric | NY | Rensselaer | 3986 | Conventional Hydroelectric | HY |  | S | 1.5 | 1.5 | 0.2 | N | 1992 |  |  | N | IPP Non-CHP | 2 | X | WAT
Conventional Hydroelectric.WAT | hydro | TRUE | 19774 | Valley Falls Associates | 50034 | Valley Falls Hydroelectric Facility | NY | Rensselaer | GEN1 | Conventional Hydroelectric | HY |  | S | 2.5 | 2.5 | 0.4 | N | 1985 |  |  | N | IPP Non-CHP | 2 | X | WAT
Municipal Solid Waste.MSW | municipal solid waste | FALSE | 22219 | Maine Waste to Energy | 50035 | MMWAC Resource Recovery Facility | ME | Androscoggin | ST1 | Municipal Solid Waste | ST |  | S | 2.7 | 2.7 | 1.9 | N | 1992 |  |  | N | Commercial Non-CHP | 4 | X | MSW
Conventional Hydroelectric.WAT | hydro | TRUE | 4434 | New Martinsville Hannibal Hydro | 50036 | New Martinsville Hannibal Hydro | WV | Wetzel | UNT1 | Conventional Hydroelectric | HY |  | S | 9.5 | 9.5 | 1 | N | 1988 |  |  | N | IPP Non-CHP | 2 | X | WAT
Conventional Hydroelectric.WAT | hydro | TRUE | 4434 | New Martinsville Hannibal Hydro | 50036 | New Martinsville Hannibal Hydro | WV | Wetzel | UNT2 | Conventional Hydroelectric | HY |  | S | 9.5 | 9.5 | 1 | N | 1988 |  |  | N | IPP Non-CHP | 2 | X | WAT
Conventional Hydroelectric.WAT | hydro | TRUE | 30347 | Olcese Water District | 50037 | Rio Bravo Hydro Project | CA | Kern | UNT1 | Conventional Hydroelectric | HY |  | S | 6.7 | 6.4 | 1.5 | N | 1989 |  |  | N | IPP Non-CHP | 2 | X | WAT
Conventional Hydroelectric.WAT | hydro | TRUE | 30347 | Olcese Water District | 50037 | Rio Bravo Hydro Project | CA | Kern | UNT2 | Conventional Hydroelectric | HY |  | S | 6.7 | 6.4 | 1.5 | N | 1989 |  |  | N | IPP Non-CHP | 2 | X | WAT
Natural Gas Fired Combined Cycle.NG | natural gas combined cycle | FALSE | 14254 | Oxy Vinyls LP | 50043 | Houston Chemical Complex Battleground | TX | Harris | GT1 | Natural Gas Fired Combined Cycle | CT | CC1 | S | 66 | 74 | 52 | N | 1982 |  |  | Y | Industrial CHP | 7 | T | NG
Natural Gas Fired Combined Cycle.NG | natural gas combined cycle | FALSE | 14254 | Oxy Vinyls LP | 50043 | Houston Chemical Complex Battleground | TX | Harris | GT2 | Natural Gas Fired Combined Cycle | CT | CC1 | S | 66 | 74 | 52 | N | 1982 |  |  | Y | Industrial CHP | 7 | T | NG
Natural Gas Fired Combined Cycle.NG | natural gas combined cycle | FALSE | 14254 | Oxy Vinyls LP | 50043 | Houston Chemical Complex Battleground | TX | Harris | GT3 | Natural Gas Fired Combined Cycle | CT | CC1 | S | 69 | 78 | 55 | N | 2005 |  |  | Y | Industrial CHP | 7 | T | NG
Natural Gas Fired Combined Cycle.NG | natural gas combined cycle | FALSE | 14254 | Oxy Vinyls LP | 50043 | Houston Chemical Complex Battleground | TX | Harris | ST | Natural Gas Fired Combined Cycle | CA | CC1 | S | 62 | 74 | 25 | N | 1982 |  |  | Y | Industrial CHP | 7 | T | NG
Conventional Hydroelectric.WAT | hydro | TRUE | 57280 | Eagle Creek Renewable Energy, LLC | 50047 | International Paper Jay Hydro | ME | Franklin | GEN1 | Conventional Hydroelectric | HY |  | W | 0.5 | 0.5 | 0.2 | N | 1912 |  |  | N | IPP Non-CHP | 2 | X | WAT
Conventional Hydroelectric.WAT | hydro | TRUE | 57280 | Eagle Creek Renewable Energy, LLC | 50047 | International Paper Jay Hydro | ME | Franklin | GEN2 | Conventional Hydroelectric | HY |  | W | 0.5 | 0.5 | 0.2 | N | 1912 |  |  | N | IPP Non-CHP | 2 | X | WAT
Conventional Hydroelectric.WAT | hydro | TRUE | 57280 | Eagle Creek Renewable Energy, LLC | 50047 | International Paper Jay Hydro | ME | Franklin | GEN3 | Conventional Hydroelectric | HY |  | W | 0.5 | 0.5 | 0.2 | N | 1912 |  |  | N | IPP Non-CHP | 2 | X | WAT
Conventional Hydroelectric.WAT | hydro | TRUE | 57280 | Eagle Creek Renewable Energy, LLC | 50047 | International Paper Jay Hydro | ME | Franklin | GEN4 | Conventional Hydroelectric | HY |  | W | 0.5 | 0.5 | 0.2 | N | 1912 |  |  | N | IPP Non-CHP | 2 | X | WAT
Conventional Hydroelectric.WAT | hydro | TRUE | 57280 | Eagle Creek Renewable Energy, LLC | 50047 | International Paper Jay Hydro | ME | Franklin | GEN5 | Conventional Hydroelectric | HY |  | W | 0.5 | 0.5 | 0.2 | N | 1912 |  |  | N | IPP Non-CHP | 2 | X | WAT
Conventional Hydroelectric.WAT | hydro | TRUE | 57280 | Eagle Creek Renewable Energy, LLC | 50047 | International Paper Jay Hydro | ME | Franklin | GEN6 | Conventional Hydroelectric | HY |  | W | 0.6 | 0.6 | 0.2 | N | 1912 |  |  | N | IPP Non-CHP | 2 | X | WAT
Wood/Wood Waste Biomass.WDS | biomass | FALSE | 60153 | Mendocino Forest Products | 50049 | Humboldt Sawmill Company | CA | Humboldt | GEN1 | Wood/Wood Waste Biomass | ST |  | S | 13 | 13 | 1 | N | 1988 |  |  | Y | Industrial CHP | 7 | T | WDS | DFO
Wood/Wood Waste Biomass.WDS | biomass | FALSE | 60153 | Mendocino Forest Products | 50049 | Humboldt Sawmill Company | CA | Humboldt | GEN2 | Wood/Wood Waste Biomass | ST |  | S | 13 | 13 | 1 | N | 1988 |  |  | Y | Industrial CHP | 7 | T | WDS | DFO
Wood/Wood Waste Biomass.WDS | biomass | FALSE | 60153 | Mendocino Forest Products | 50049 | Humboldt Sawmill Company | CA | Humboldt | GEN3 | Wood/Wood Waste Biomass | ST |  | S | 7.5 | 7.5 | 1 | N | 1938 |  |  | N | Industrial CHP | 7 | X | WDS | DFO
Municipal Solid Waste.MSW | municipal solid waste | FALSE | 6036 | ESOCO Orrington LLC | 50051 | Penobscot Energy Recovery | ME | Penobscot | GEN1 | Municipal Solid Waste | ST |  | J | 21.2 | 21.2 | 5 | N | 1987 |  |  | N | Commercial Non-CHP | 4 | X | MSW | DFO | WDS
Natural Gas Fired Combustion Turbine.NG | natural gas peaker | FALSE | 15941 | Rice University | 50054 | Rice University | TX | Harris | GEN1 | Natural Gas Fired Combustion Turbine | GT |  | S | 3.1 | 2.8 | 2.8 | N | 1986 |  |  | Y | Commercial CHP | 5 | T | NG
Natural Gas Fired Combustion Turbine.NG | natural gas peaker | FALSE | 15941 | Rice University | 50054 | Rice University | TX | Harris | GEN2 | Natural Gas Fired Combustion Turbine | GT |  | S | 3.8 | 3.8 | 3.8 | N | 1989 |  |  | Y | Commercial CHP | 5 | T | NG
Landfill Gas.LFG | natural gas peaker | FALSE | 15380 | Prince George's County | 50060 | Brown Station Road Plant I | MD | Prince Georges | 3972 | Landfill Gas | IC |  | S | 0.8 | 0.8 | 0.4 | N | 1987 |  |  | N | Commercial Non-CHP | 4 | X | LFG
Landfill Gas.LFG | natural gas peaker | FALSE | 15380 | Prince George's County | 50060 | Brown Station Road Plant I | MD | Prince Georges | 9314 | Landfill Gas | IC |  | S | 0.8 | 0.8 | 0.4 | N | 1987 |  |  | N | Commercial Non-CHP | 4 | X | LFG
Landfill Gas.LFG | natural gas peaker | FALSE | 15380 | Prince George's County | 50060 | Brown Station Road Plant I | MD | Prince Georges | 9340 | Landfill Gas | IC |  | S | 0.8 | 0.8 | 0.4 | N | 1987 |  |  | N | Commercial Non-CHP | 4 | X | LFG
Natural Gas Fired Combined Cycle.NG | natural gas combined cycle | FALSE | 16625 | San Diego State University | 50061 | San Diego State University | CA | San Diego | GEN2 | Natural Gas Fired Combined Cycle | CT | CC1 | S | 4.5 | 4.9 | 3.4 | N | 2002 |  |  | Y | Commercial CHP | 5 | T | NG
Natural Gas Fired Combined Cycle.NG | natural gas combined cycle | FALSE | 16625 | San Diego State University | 50061 | San Diego State University | CA | San Diego | GEN3 | Natural Gas Fired Combined Cycle | CT | CC1 | S | 4.5 | 4.9 | 3.4 | N | 2002 |  |  | Y | Commercial CHP | 5 | T | NG
Natural Gas Fired Combined Cycle.NG | natural gas combined cycle | FALSE | 16625 | San Diego State University | 50061 | San Diego State University | CA | San Diego | GEN4 | Natural Gas Fired Combined Cycle | CA | CC1 | S | 2.1 | 1.1 | 1 | N | 2002 |  |  | Y | Commercial CHP | 5 | T | NG
Solar Photovoltaic.SUN | solar PV | FALSE | 16625 | San Diego State University | 50061 | San Diego State University | CA | San Diego | GEN5 | Solar Photovoltaic | PV |  | S | 0.1 | 0.1 |  | N | 2009 |  |  | N | Commercial CHP | 5 | X | SUN
Solar Photovoltaic.SUN | solar PV | FALSE | 16625 | San Diego State University | 50061 | San Diego State University | CA | San Diego | GEN6 | Solar Photovoltaic | PV |  | S | 0.3 | 0.2 |  | N | 2011 |  |  | N | Commercial CHP | 5 | X | SUN
Solar Photovoltaic.SUN | solar PV | FALSE | 16625 | San Diego State University | 50061 | San Diego State University | CA | San Diego | GEN7 | Solar Photovoltaic | PV |  | S | 0.3 | 0.2 |  | N | 2012 |  |  | N | Commercial CHP | 5 | X | SUN
Solar Photovoltaic.SUN | solar PV | FALSE | 16625 | San Diego State University | 50061 | San Diego State University | CA | San Diego | GEN8 | Solar Photovoltaic | PV |  | S | 0.1 | 0.1 |  | N | 2014 |  |  | N | Commercial CHP | 5 | X | SUN
Natural Gas Fired Combustion Turbine.NG | natural gas peaker | FALSE | 22142 | University of California Santa Cruz | 50064 | University of California Santa Cruz | CA | Santa Cruz | 003 | Natural Gas Fired Combustion Turbine | GT |  | S | 4.4 | 4.4 | 0.5 | N | 2015 |  |  | Y | Commercial CHP | 5 | T | NG
Solar Photovoltaic.SUN | solar PV | FALSE | 22142 | University of California Santa Cruz | 50064 | University of California Santa Cruz | CA | Santa Cruz | 004 | Solar Photovoltaic | PV |  | W | 0.2 | 0.1 | 0 | N | 2013 |  |  | N | Commercial CHP | 5 | X | SUN
Batteries.MWH | battery storage | FALSE | 22142 | University of California Santa Cruz | 50064 | University of California Santa Cruz | CA | Santa Cruz | 18027 | Batteries | BA |  | W | 1 | 1 |  | N | 2022 |  |  | N | Commercial CHP | 5 | X | MWH
Solar Photovoltaic.SUN | solar PV | FALSE | 22142 | University of California Santa Cruz | 50064 | University of California Santa Cruz | CA | Santa Cruz | 246 | Solar Photovoltaic | PV |  | W | 1.8 | 1.8 |  | N | 2021 |  |  | N | Commercial CHP | 5 | X | SUN
Geothermal.GEO | geothermal | TRUE | 7160 | Geysers Power Co LLC | 50066 | Calistoga Power Plant | CA | Lake | UNT1 | Geothermal | ST |  | S | 50 | 55 | 15 | N | 1984 |  |  | N | IPP Non-CHP | 2 | X | GEO
Geothermal.GEO | geothermal | TRUE | 7160 | Geysers Power Co LLC | 50066 | Calistoga Power Plant | CA | Lake | UNT2 | Geothermal | ST |  | S | 50 | 55 | 15 | N | 1984 |  |  | N | IPP Non-CHP | 2 | X | GEO
Other Gases.BFG | other | FALSE | 17145 | Sid Richardson Carbon Ltd | 50067 | Borger Plant | TX | Hutchinson | GEN1 | Other Gases | ST |  | S | 20 | 20 | 2.5 | N | 1985 |  |  | Y | Industrial CHP | 7 | T | BFG | NG
Municipal Solid Waste.MSW | municipal solid waste | FALSE | 17445 | Solid Waste Authority of Palm Beach Co | 50071 | Palm Beach Renewable Energy Facility 1 | FL | Palm Beach | GEN1 | Municipal Solid Waste | ST |  | S | 50 | 50 | 0 | N | 1989 |  |  | N | Commercial Non-CHP | 4 | X | MSW
Conventional Hydroelectric.WAT | hydro | TRUE | 19532 | United Water Conservation District | 50076 | Santa Felicia Dam | CA | Ventura | UNT1 | Conventional Hydroelectric | HY |  | S | 0.2 | 0.2 | 0.1 | N | 1987 |  |  | N | IPP Non-CHP | 2 | X | WAT
Conventional Hydroelectric.WAT | hydro | TRUE | 19532 | United Water Conservation District | 50076 | Santa Felicia Dam | CA | Ventura | UNT2 | Conventional Hydroelectric | HY |  | S | 1.1 | 1 | 0.8 | N | 1987 |  |  | N | IPP Non-CHP | 2 | X | WAT
Conventional Hydroelectric.WAT | hydro | TRUE | 63985 | Hydroland Omega LLC | 50079 | Goodyear Lake Plant | NY | Otsego | GEN1 | Conventional Hydroelectric | HY |  | S | 0.8 | 0.7 | 0.1 | N | 1980 |  |  | N | IPP Non-CHP | 2 | X | WAT
Conventional Hydroelectric.WAT | hydro | TRUE | 63985 | Hydroland Omega LLC | 50079 | Goodyear Lake Plant | NY | Otsego | GEN2 | Conventional Hydroelectric | HY |  | S | 0.6 | 0.6 | 0.1 | N | 1980 |  |  | N | IPP Non-CHP | 2 | X | WAT
Conventional Hydroelectric.WAT | hydro | TRUE | 57280 | Eagle Creek Renewable Energy, LLC | 50080 | Otis Hydro | ME | Franklin | GEN1 | Conventional Hydroelectric | HY |  | W | 5.1 | 5.1 | 2 | N | 1985 |  |  | N | IPP Non-CHP | 2 | X | WAT
Conventional Hydroelectric.WAT | hydro | TRUE | 57280 | Eagle Creek Renewable Energy, LLC | 50080 | Otis Hydro | ME | Franklin | GEN2 | Conventional Hydroelectric | HY |  | W | 5.1 | 5.1 | 2 | N | 1985 |  |  | N | IPP Non-CHP | 2 | X | WAT
Conventional Hydroelectric.WAT | hydro | TRUE | 57280 | Eagle Creek Renewable Energy, LLC | 50081 | International Paper Riley Hydro | ME | Franklin | GEN1 | Conventional Hydroelectric | HY |  | W | 1.1 | 1.1 | 0.8 | N | 1981 |  |  | N | IPP Non-CHP | 2 | X | WAT
Conventional Hydroelectric.WAT | hydro | TRUE | 57280 | Eagle Creek Renewable Energy, LLC | 50081 | International Paper Riley Hydro | ME | Franklin | GEN2 | Conventional Hydroelectric | HY |  | W | 1.1 | 1.1 | 0.8 | N | 1981 |  |  | N | IPP Non-CHP | 2 | X | WAT
Conventional Hydroelectric.WAT | hydro | TRUE | 57280 | Eagle Creek Renewable Energy, LLC | 50081 | International Paper Riley Hydro | ME | Franklin | GEN3 | Conventional Hydroelectric | HY |  | W | 1.1 | 1.1 | 0.8 | N | 1981 |  |  | N | IPP Non-CHP | 2 | X | WAT
Conventional Hydroelectric.WAT | hydro | TRUE | 57280 | Eagle Creek Renewable Energy, LLC | 50081 | International Paper Riley Hydro | ME | Franklin | GEN4 | Conventional Hydroelectric | HY |  | W | 1.1 | 1.1 | 0.8 | N | 1981 |  |  | N | IPP Non-CHP | 2 | X | WAT
Conventional Hydroelectric.WAT | hydro | TRUE | 57280 | Eagle Creek Renewable Energy, LLC | 50081 | International Paper Riley Hydro | ME | Franklin | GEN5 | Conventional Hydroelectric | HY |  | W | 1.1 | 1.1 | 0.8 | N | 1981 |  |  | N | IPP Non-CHP | 2 | X | WAT
Conventional Hydroelectric.WAT | hydro | TRUE | 57280 | Eagle Creek Renewable Energy, LLC | 50081 | International Paper Riley Hydro | ME | Franklin | GEN6 | Conventional Hydroelectric | HY |  | W | 1.1 | 1.1 | 0.8 | N | 1981 |  |  | N | IPP Non-CHP | 2 | X | WAT
Conventional Hydroelectric.WAT | hydro | TRUE | 57280 | Eagle Creek Renewable Energy, LLC | 50082 | International Paper Livermore Hydro | ME | Androscoggin | GEN1 | Conventional Hydroelectric | HY |  | W | 1.1 | 1.1 | 0.4 | N | 1910 |  |  | N | IPP Non-CHP | 2 | X | WAT
Conventional Hydroelectric.WAT | hydro | TRUE | 57280 | Eagle Creek Renewable Energy, LLC | 50082 | International Paper Livermore Hydro | ME | Androscoggin | GEN2 | Conventional Hydroelectric | HY |  | W | 1.1 | 1.1 | 0.4 | N | 1910 |  |  | N | IPP Non-CHP | 2 | X | WAT
Conventional Hydroelectric.WAT | hydro | TRUE | 57280 | Eagle Creek Renewable Energy, LLC | 50082 | International Paper Livermore Hydro | ME | Androscoggin | GEN3 | Conventional Hydroelectric | HY |  | W | 1.1 | 1.1 | 0.4 | N | 1910 |  |  | N | IPP Non-CHP | 2 | X | WAT
Conventional Hydroelectric.WAT | hydro | TRUE | 57280 | Eagle Creek Renewable Energy, LLC | 50082 | International Paper Livermore Hydro | ME | Androscoggin | GEN4 | Conventional Hydroelectric | HY |  | W | 1.2 | 1.2 | 0.4 | N | 1910 |  |  | N | IPP Non-CHP | 2 | X | WAT
Conventional Hydroelectric.WAT | hydro | TRUE | 57280 | Eagle Creek Renewable Energy, LLC | 50082 | International Paper Livermore Hydro | ME | Androscoggin | GEN5 | Conventional Hydroelectric | HY |  | W | 1.1 | 1.1 | 0.4 | N | 1910 |  |  | N | IPP Non-CHP | 2 | X | WAT
Conventional Hydroelectric.WAT | hydro | TRUE | 57280 | Eagle Creek Renewable Energy, LLC | 50082 | International Paper Livermore Hydro | ME | Androscoggin | GEN6 | Conventional Hydroelectric | HY |  | W | 0.7 | 0.7 | 0.4 | N | 1910 |  |  | N | IPP Non-CHP | 2 | X | WAT
Conventional Hydroelectric.WAT | hydro | TRUE | 57280 | Eagle Creek Renewable Energy, LLC | 50082 | International Paper Livermore Hydro | ME | Androscoggin | GEN7 | Conventional Hydroelectric | HY |  | W | 0.9 | 0.9 | 0.4 | N | 1910 |  |  | N | IPP Non-CHP | 2 | X | WAT
Conventional Hydroelectric.WAT | hydro | TRUE | 57280 | Eagle Creek Renewable Energy, LLC | 50082 | International Paper Livermore Hydro | ME | Androscoggin | GEN8 | Conventional Hydroelectric | HY |  | W | 1 | 1 | 0.4 | N | 1910 |  |  | N | IPP Non-CHP | 2 | X | WAT
Conventional Hydroelectric.WAT | hydro | TRUE | 57280 | Eagle Creek Renewable Energy, LLC | 50082 | International Paper Livermore Hydro | ME | Androscoggin | GEN9 | Conventional Hydroelectric | HY |  | W | 1 | 0.9 | 0.7 | N | 2004 |  |  | N | IPP Non-CHP | 2 | X | WAT
Natural Gas Steam Turbine.NG | natural gas steam turbine | FALSE | 23955 | University of Massachusetts Medical | 50087 | Univ of Massachusetts Medical Center | MA | Worcester | GEN1 | Natural Gas Steam Turbine | ST |  | S | 1.5 | 1.5 | 0.5 | N | 1974 |  |  | Y | Commercial CHP | 5 | B | NG | RFO
Natural Gas Steam Turbine.NG | natural gas steam turbine | FALSE | 23955 | University of Massachusetts Medical | 50087 | Univ of Massachusetts Medical Center | MA | Worcester | GEN2 | Natural Gas Steam Turbine | ST |  | S | 1.5 | 1.5 | 0.5 | N | 1974 |  |  | Y | Commercial CHP | 5 | B | NG | RFO
Natural Gas Steam Turbine.NG | natural gas steam turbine | FALSE | 23955 | University of Massachusetts Medical | 50087 | Univ of Massachusetts Medical Center | MA | Worcester | GEN3 | Natural Gas Steam Turbine | ST |  | S | 3 | 3 | 1.5 | N | 2002 |  |  | Y | Commercial CHP | 5 | B | NG | RFO
Natural Gas Fired Combustion Turbine.NG | natural gas peaker | FALSE | 23955 | University of Massachusetts Medical | 50087 | Univ of Massachusetts Medical Center | MA | Worcester | GEN4 | Natural Gas Fired Combustion Turbine | GT |  | S | 6 | 7.5 | 4.5 | N | 2013 |  |  | N | Commercial CHP | 5 | X | NG | DFO
Natural Gas Steam Turbine.NG | natural gas steam turbine | FALSE | 21223 | University of Northern Iowa | 50088 | University of Northern Iowa | IA | Black Hawk | GEN1 | Natural Gas Steam Turbine | ST |  | S | 7.5 | 7.5 | 2.6 | N | 1982 |  |  | Y | Commercial CHP | 5 | B | NG | PC | NG | DFO
Natural Gas Internal Combustion Engine.NG | natural gas peaker | FALSE | 24010 | University of San Francisco | 50089 | Univ of San Francisco Cogen | CA | San Francisco | S-17 | Natural Gas Internal Combustion Engine | IC |  | S | 1.4 | 1.4 | 1 | N | 1987 |  |  | Y | Commercial CHP | 5 | T | NG
Conventional Hydroelectric.WAT | hydro | TRUE | 16990 | Sheep Creek Hydro Inc | 50091 | Sheep Creek Hydro | WA | Stevens | TB1 | Conventional Hydroelectric | HY |  | S | 1.3 | 0.8 | 0.4 | N | 1986 |  |  | N | IPP Non-CHP | 2 | X | WAT
Conventional Hydroelectric.WAT | hydro | TRUE | 16990 | Sheep Creek Hydro Inc | 50091 | Sheep Creek Hydro | WA | Stevens | TB2 | Conventional Hydroelectric | HY |  | S | 0.3 | 0.2 | 0.1 | N | 1986 |  |  | N | IPP Non-CHP | 2 | X | WAT
Conventional Hydroelectric.WAT | hydro | TRUE | 63985 | Hydroland Omega LLC | 50093 | Chateaugay High Falls Hydro | NY | Franklin | WT | Conventional Hydroelectric | HY |  | S | 1.6 | 1.6 | 0.1 | N | 1988 |  |  | N | IPP Non-CHP | 2 | X | WAT
Natural Gas Internal Combustion Engine.NG | natural gas peaker | FALSE | 19148 | Vicinity Energy Trenton, L.P. | 50094 | Vicinity Energy Trenton, L.P. | NJ | Mercer | 7214 | Natural Gas Internal Combustion Engine | IC |  | S | 2 | 5 | 2 | N | 1983 |  |  | Y | Commercial CHP | 5 | T | NG | DFO
Wood/Wood Waste Biomass.WDS | biomass | TRUE | 18461 | Tamarack Energy | 50099 | Tamarack Energy Partnership | ID | Adams | GEN1 | Wood/Wood Waste Biomass | ST |  | S | 5.8 | 6.2 | 3 | N | 1983 |  |  | Y | IPP CHP | 3 | T | WDS
Wood/Wood Waste Biomass.BLQ | biomass | FALSE | 12307 | WestRock (TX) | 50101 | WestRock (TX) | TX | Jasper | GEN1 | Wood/Wood Waste Biomass | ST |  | S | 9.5 | 9.5 | 4.8 | N | 1954 |  |  | Y | Industrial CHP | 7 | T | BLQ | WDS | NG
Wood/Wood Waste Biomass.BLQ | biomass | FALSE | 12307 | WestRock (TX) | 50101 | WestRock (TX) | TX | Jasper | GEN2 | Wood/Wood Waste Biomass | ST |  | S | 32 | 33 | 16.3 | N | 1965 |  |  | Y | Industrial CHP | 7 | T | BLQ | WDS | NG
Wood/Wood Waste Biomass.BLQ | biomass | FALSE | 12307 | WestRock (TX) | 50101 | WestRock (TX) | TX | Jasper | GEN3 | Wood/Wood Waste Biomass | ST |  | S | 18 | 18 | 10 | N | 1986 |  |  | Y | Industrial CHP | 7 | T | BLQ | WDS | NG
Conventional Hydroelectric.WAT | hydro | TRUE | 13442 | New Hampshire Hydro Associates | 50103 | China Mill Hydro | NH | Merrimack | GEN 1 | Conventional Hydroelectric | HY |  | W | 1.7 | 1.7 | 0 | N | 1981 |  |  | N | IPP Non-CHP | 2 | X | WAT
Natural Gas Fired Combined Cycle.NG | natural gas combined cycle | TRUE | 54700 | Paris Generation LP | 50109 | Paris Energy Center | TX | Lamar | GEN1 | Natural Gas Fired Combined Cycle | CT | CC1 | S | 76 | 87 | 40 | N | 1989 |  |  | N | IPP Non-CHP | 2 | X | NG | DFO
Natural Gas Fired Combined Cycle.NG | natural gas combined cycle | TRUE | 54700 | Paris Generation LP | 50109 | Paris Energy Center | TX | Lamar | GEN2 | Natural Gas Fired Combined Cycle | CT | CC1 | S | 76 | 87 | 40 | N | 1989 |  |  | N | IPP Non-CHP | 2 | X | NG | DFO
Natural Gas Fired Combined Cycle.NG | natural gas combined cycle | TRUE | 54700 | Paris Generation LP | 50109 | Paris Energy Center | TX | Lamar | GEN3 | Natural Gas Fired Combined Cycle | CA | CC1 | S | 87 | 89 | 20 | N | 1989 |  |  | N | IPP Non-CHP | 2 | X | NG
Wood/Wood Waste Biomass.WDS | biomass | FALSE | 17164 | Sierra Pacific Industries | 50110 | Sierra Pacific Burney Facility | CA | Shasta | GEN1 | Wood/Wood Waste Biomass | ST |  | S | 18.9 | 17.9 | 1 | N | 1986 |  |  | Y | Industrial CHP | 7 | T | WDS
Wood/Wood Waste Biomass.WDS | biomass | FALSE | 17164 | Sierra Pacific Industries | 50112 | Sierra Pacific Quincy Facility | CA | Plumas | GEN3 | Wood/Wood Waste Biomass | ST |  | S | 24 | 24 | 3.2 | N | 2018 |  |  | N | Industrial Non-CHP | 6 | X | WDS
Natural Gas Fired Combustion Turbine.NG | natural gas peaker | FALSE | 22669 | U S Borax Inc | 50115 | US Borax | CA | Kern | GEN1 | Natural Gas Fired Combustion Turbine | GT |  | S | 39 | 42 | 39 | N | 1984 |  |  | Y | Industrial CHP | 7 | T | NG
Natural Gas Fired Combined Cycle.NG | natural gas combined cycle | FALSE | 19537 | University of Texas at Austin | 50118 | Hal C Weaver Power Plant | TX | Travis | GEN10 | Natural Gas Fired Combined Cycle | CT | HCWP | S | 33 | 32.5 | 21 | N | 2010 |  |  | Y | Commercial CHP | 5 | T | NG
Natural Gas Fired Combined Cycle.NG | natural gas combined cycle | FALSE | 19537 | University of Texas at Austin | 50118 | Hal C Weaver Power Plant | TX | Travis | GEN4 | Natural Gas Fired Combined Cycle | CA | HCWP | S | 7.6 | 7.6 | 2 | N | 1951 |  |  | Y | Commercial CHP | 5 | T | NG | DFO
Natural Gas Fired Combined Cycle.NG | natural gas combined cycle | FALSE | 19537 | University of Texas at Austin | 50118 | Hal C Weaver Power Plant | TX | Travis | GEN5 | Natural Gas Fired Combined Cycle | CA | HCWP | S | 6 | 6 | 2 | N | 1959 |  |  | Y | Commercial CHP | 5 | T | NG | DFO
Natural Gas Fired Combined Cycle.NG | natural gas combined cycle | FALSE | 19537 | University of Texas at Austin | 50118 | Hal C Weaver Power Plant | TX | Travis | GEN7 | Natural Gas Fired Combined Cycle | CA | HCWP | S | 27.6 | 27.2 | 12.5 | N | 1979 |  |  | Y | Commercial CHP | 5 | T | NG | DFO
Natural Gas Fired Combined Cycle.NG | natural gas combined cycle | FALSE | 19537 | University of Texas at Austin | 50118 | Hal C Weaver Power Plant | TX | Travis | GEN8 | Natural Gas Fired Combined Cycle | CT | HCWP | S | 46.5 | 45.8 | 23 | N | 1987 |  |  | Y | Commercial CHP | 5 | T | NG
Natural Gas Fired Combined Cycle.NG | natural gas combined cycle | FALSE | 19537 | University of Texas at Austin | 50118 | Hal C Weaver Power Plant | TX | Travis | GEN9 | Natural Gas Fired Combined Cycle | CA | HCWP | S | 26.1 | 25.7 | 11 | N | 2004 |  |  | Y | Commercial CHP | 5 | T | NG | DFO
Other Gases.OG | other | FALSE | 4208 | Phillips 66 Company | 50119 | Phillips 66 Rodeo Refinery | CA | Contra Costa | GENA | Other Gases | GT |  | S | 15.3 | 16.5 | 12 | N | 1987 |  |  | Y | Industrial CHP | 7 | T | OG | NG
Other Gases.OG | other | FALSE | 4208 | Phillips 66 Company | 50119 | Phillips 66 Rodeo Refinery | CA | Contra Costa | GENB | Other Gases | GT |  | S | 15.4 | 16.6 | 12 | N | 1987 |  |  | Y | Industrial CHP | 7 | T | OG | NG
Other Gases.OG | other | FALSE | 4208 | Phillips 66 Company | 50119 | Phillips 66 Rodeo Refinery | CA | Contra Costa | GENC | Other Gases | GT |  | S | 14.9 | 16.4 | 12 | N | 1987 |  |  | Y | Industrial CHP | 7 | T | OG | NG
All Other.WH | other | FALSE | 19685 | Valero Refining Co | 50121 | Valero Refinery Corpus Christi West | TX | Nueces | PRU | All Other | ST | TG | S | 12 | 12 | 0 | N | 1983 |  |  | N | Industrial Non-CHP | 6 | X | WH
Petroleum Coke.PC | petroleum | FALSE | 19685 | Valero Refining Co | 50121 | Valero Refinery Corpus Christi West | TX | Nueces | TG1 | Petroleum Coke | ST | TG | S | 26.6 | 26.9 | 5 | N | 1983 |  |  | N | Industrial Non-CHP | 6 | X | PC | OG | NG
Petroleum Coke.PC | petroleum | FALSE | 19685 | Valero Refining Co | 50121 | Valero Refinery Corpus Christi West | TX | Nueces | TG2 | Petroleum Coke | ST | TG | S | 26.6 | 26.9 | 5 | N | 1983 |  |  | N | Industrial Non-CHP | 6 | X | PC | OG | NG
Conventional Hydroelectric.WAT | hydro | TRUE | 20148 | Watervliet City of | 50123 | Normanskill Hydro Project | NY | Albany | GEN1 | Conventional Hydroelectric | HY |  | S | 1.2 | 1.2 | 0.5 | N | 1983 |  |  | N | IPP Non-CHP | 2 | X | WAT
Conventional Hydroelectric.WAT | hydro | TRUE | 7601 | Green Mountain Power Corp | 50126 | Ottauquechee Hydro | VT | Windsor | 1 | Conventional Hydroelectric | HY |  | S | 1.1 | 1.1 | 0.1 | N | 1987 |  |  | N | Electric Utility | 1 | X | WAT
Conventional Hydroelectric.WAT | hydro | TRUE | 7601 | Green Mountain Power Corp | 50126 | Ottauquechee Hydro | VT | Windsor | 2 | Conventional Hydroelectric | HY |  | S | 0.6 | 0.6 | 0.1 | N | 1983 |  |  | N | Electric Utility | 1 | X | WAT
Natural Gas Fired Combined Cycle.NG | natural gas combined cycle | TRUE | 54777 | Signal Hill Generating LLC | 50127 | Signal Hill Generating LLC | TX | Wichita | GTA | Natural Gas Fired Combined Cycle | CT | CC1 | S | 19.7 | 19.7 | 2 | N | 1987 |  |  | N | IPP Non-CHP | 2 | X | NG
Natural Gas Fired Combined Cycle.NG | natural gas combined cycle | TRUE | 54777 | Signal Hill Generating LLC | 50127 | Signal Hill Generating LLC | TX | Wichita | GTB | Natural Gas Fired Combined Cycle | CT | CC1 | S | 19.7 | 19.7 | 2 | N | 1987 |  |  | N | IPP Non-CHP | 2 | X | NG
Natural Gas Fired Combined Cycle.NG | natural gas combined cycle | TRUE | 54777 | Signal Hill Generating LLC | 50127 | Signal Hill Generating LLC | TX | Wichita | GTC | Natural Gas Fired Combined Cycle | CT | CC1 | S | 19.7 | 19.7 | 2 | N | 1987 |  |  | N | IPP Non-CHP | 2 | X | NG
Natural Gas Fired Combined Cycle.NG | natural gas combined cycle | TRUE | 54777 | Signal Hill Generating LLC | 50127 | Signal Hill Generating LLC | TX | Wichita | STD | Natural Gas Fired Combined Cycle | CA | CC1 | S | 17 | 16 | 2 | N | 1987 |  |  | N | IPP Non-CHP | 2 | X | NG
Conventional Hydroelectric.WAT | hydro | TRUE | 22079 | Yolo County Flood Control WCD | 50128 | Clear Lake Hydro Project | CA | Lake | 3381 | Conventional Hydroelectric | HY |  | S | 2.4 | 2.3 | 0.1 | N | 1985 |  |  | N | IPP Non-CHP | 2 | X | WAT
Conventional Hydroelectric.WAT | hydro | TRUE | 22079 | Yolo County Flood Control WCD | 50129 | Indian Valley Dam Hydro Project | CA | Lake | 1641 | Conventional Hydroelectric | HY |  | S | 1.3 | 1.3 | 1 | N | 1983 |  |  | N | IPP Non-CHP | 2 | X | WAT
Conventional Hydroelectric.WAT | hydro | TRUE | 22079 | Yolo County Flood Control WCD | 50129 | Indian Valley Dam Hydro Project | CA | Lake | 1642 | Conventional Hydroelectric | HY |  | S | 1.3 | 1.3 | 1 | N | 1983 |  |  | N | IPP Non-CHP | 2 | X | WAT
Conventional Hydroelectric.WAT | hydro | TRUE | 22079 | Yolo County Flood Control WCD | 50129 | Indian Valley Dam Hydro Project | CA | Lake | 8332 | Conventional Hydroelectric | HY |  | S | 0.1 | 0.1 | 0.1 | N | 1983 |  |  | N | IPP Non-CHP | 2 | X | WAT
Natural Gas Fired Combustion Turbine.NG | natural gas peaker | TRUE | 3852 | Coalinga Cogeneration Co | 50131 | Coalinga Cogeneration | CA | Fresno | K100 | Natural Gas Fired Combustion Turbine | GT |  | S | 36 | 38 | 36 | N | 1991 |  |  | Y | IPP CHP | 3 | T | NG
Natural Gas Fired Combustion Turbine.NG | natural gas peaker | TRUE | 18390 | Sycamore Cogeneration Co | 50134 | Sycamore Cogeneration | CA | Kern | GTAG | Natural Gas Fired Combustion Turbine | GT |  | S | 75 | 78 | 70 | N | 1987 |  |  | Y | IPP CHP | 3 | T | NG
Natural Gas Fired Combustion Turbine.NG | natural gas peaker | TRUE | 18390 | Sycamore Cogeneration Co | 50134 | Sycamore Cogeneration | CA | Kern | GTBG | Natural Gas Fired Combustion Turbine | GT |  | S | 75 | 78 | 70 | N | 1987 |  |  | Y | IPP CHP | 3 | T | NG
Natural Gas Fired Combustion Turbine.NG | natural gas peaker | TRUE | 18390 | Sycamore Cogeneration Co | 50134 | Sycamore Cogeneration | CA | Kern | GTCG | Natural Gas Fired Combustion Turbine | GT |  | S | 75 | 78 | 70 | N | 1987 |  |  | Y | IPP CHP | 3 | T | NG
Natural Gas Fired Combustion Turbine.NG | natural gas peaker | TRUE | 18390 | Sycamore Cogeneration Co | 50134 | Sycamore Cogeneration | CA | Kern | GTDG | Natural Gas Fired Combustion Turbine | GT |  | S | 75 | 78 | 70 | N | 1987 |  |  | Y | IPP CHP | 3 | T | NG
Natural Gas Internal Combustion Engine.NG | natural gas peaker | FALSE | 17460 | South Oak Hospital | 50136 | South Oaks Hospital | NY | Suffolk | CG1 | Natural Gas Internal Combustion Engine | IC |  | S | 0.1 | 0.1 | 0.1 | N | 2008 |  |  | Y | Commercial CHP | 5 | T | NG
Natural Gas Internal Combustion Engine.NG | natural gas peaker | FALSE | 17460 | South Oak Hospital | 50136 | South Oaks Hospital | NY | Suffolk | CG2 | Natural Gas Internal Combustion Engine | IC |  | S | 0.1 | 0.1 | 0.1 | N | 2008 |  |  | Y | Commercial CHP | 5 | T | NG
Natural Gas Internal Combustion Engine.NG | natural gas peaker | FALSE | 17460 | South Oak Hospital | 50136 | South Oaks Hospital | NY | Suffolk | CG3 | Natural Gas Internal Combustion Engine | IC |  | S | 0.1 | 0.1 | 0.1 | N | 2008 |  |  | Y | Commercial CHP | 5 | T | NG
Natural Gas Internal Combustion Engine.NG | natural gas peaker | FALSE | 17460 | South Oak Hospital | 50136 | South Oaks Hospital | NY | Suffolk | CG4 | Natural Gas Internal Combustion Engine | IC |  | S | 0.1 | 0.1 | 0.1 | N | 2008 |  |  | Y | Commercial CHP | 5 | T | NG
Natural Gas Internal Combustion Engine.NG | natural gas peaker | FALSE | 17460 | South Oak Hospital | 50136 | South Oaks Hospital | NY | Suffolk | CG5 | Natural Gas Internal Combustion Engine | IC |  | S | 0.1 | 0.1 | 0.1 | N | 2008 |  |  | Y | Commercial CHP | 5 | T | NG
Natural Gas Fired Combustion Turbine.NG | natural gas peaker | TRUE | 65401 | Wharton County Generation LLC | 50137 | Newgulf Cogen | TX | Wharton | GEN1 | Natural Gas Fired Combustion Turbine | GT |  | W | 69 | 84 | 60 | N | 1984 |  |  | N | IPP Non-CHP | 2 | X | NG
Wood/Wood Waste Biomass.WDS | biomass | FALSE | 27211 | Snider Industries Inc | 50141 | Snider Industries | TX | Harrison | WGN1 | Wood/Wood Waste Biomass | ST |  | S | 5 | 5 | 1 | N | 1983 |  |  | Y | Industrial CHP | 7 | B | WDS
Natural Gas Steam Turbine.NG | natural gas steam turbine | FALSE | 27131 | US Sugar Savannah Refinery, LLC | 50146 | Imperial Savannah LP | GA | Chatham | GENA | Natural Gas Steam Turbine | ST |  | S | 2.7 | 2.7 | 0.5 | N | 1948 |  |  | Y | Industrial CHP | 7 | T | NG | BIT
Natural Gas Steam Turbine.NG | natural gas steam turbine | FALSE | 27131 | US Sugar Savannah Refinery, LLC | 50146 | Imperial Savannah LP | GA | Chatham | GENB | Natural Gas Steam Turbine | ST |  | S | 3 | 3 | 0.5 | N | 1959 |  |  | Y | Industrial CHP | 7 | T | NG | BIT
Natural Gas Steam Turbine.NG | natural gas steam turbine | FALSE | 27131 | US Sugar Savannah Refinery, LLC | 50146 | Imperial Savannah LP | GA | Chatham | GENC | Natural Gas Steam Turbine | ST |  | S | 1 | 1 | 0.3 | N | 1946 |  |  | Y | Industrial CHP | 7 | T | NG | BIT
Natural Gas Steam Turbine.NG | natural gas steam turbine | FALSE | 27131 | US Sugar Savannah Refinery, LLC | 50146 | Imperial Savannah LP | GA | Chatham | GEND | Natural Gas Steam Turbine | ST |  | S | 4.5 | 4.5 | 1 | N | 1985 |  |  | Y | Industrial CHP | 7 | T | NG | BIT
Conventional Hydroelectric.WAT | hydro | TRUE | 16713 | Santa Fe Irrigation District | 50147 | R E Badger Filtration Plant | CA | San Diego | 1 | Conventional Hydroelectric | HY |  | S | 1 | 0.5 | 0.5 | N | 1987 |  |  | N | IPP Non-CHP | 2 | X | WAT
Natural Gas Fired Combined Cycle.NG | natural gas combined cycle | FALSE | 15320 | Linde Inc | 50148 | Linde Wilmington | CA | Los Angeles | GEN1 | Natural Gas Fired Combined Cycle | CT | CC1 | S | 21 | 21 | 18 | N | 1988 |  |  | Y | Industrial CHP | 7 | T | NG
Natural Gas Fired Combined Cycle.NG | natural gas combined cycle | FALSE | 15320 | Linde Inc | 50148 | Linde Wilmington | CA | Los Angeles | GEN2 | Natural Gas Fired Combined Cycle | CA | CC1 | S | 6 | 6 | 4 | N | 1988 |  |  | Y | Industrial CHP | 7 | B | NG
Natural Gas Steam Turbine.NG | natural gas steam turbine | FALSE | 19450 | Union Carbide Corp-Seadrift | 50150 | Union Carbide Seadrift Cogen | TX | Calhoun | GE10 | Natural Gas Steam Turbine | ST | G621 | S | 15 | 15 | 2 | N | 1964 |  |  | Y | Industrial CHP | 7 | B | NG | OG
Natural Gas Fired Combustion Turbine.NG | natural gas peaker | FALSE | 19450 | Union Carbide Corp-Seadrift | 50150 | Union Carbide Seadrift Cogen | TX | Calhoun | GE11 | Natural Gas Fired Combustion Turbine | GT | G621 | S | 30 | 38 | 20 | N | 2000 |  |  | Y | Industrial CHP | 7 | T | NG
Natural Gas Steam Turbine.NG | natural gas steam turbine | FALSE | 19450 | Union Carbide Corp-Seadrift | 50150 | Union Carbide Seadrift Cogen | TX | Calhoun | GEN5 | Natural Gas Steam Turbine | ST | G621 | S | 15 | 15 | 2 | N | 1987 |  |  | Y | Industrial CHP | 7 | B | NG | OG
Natural Gas Fired Combustion Turbine.NG | natural gas peaker | FALSE | 19450 | Union Carbide Corp-Seadrift | 50150 | Union Carbide Seadrift Cogen | TX | Calhoun | GEN6 | Natural Gas Fired Combustion Turbine | GT | G621 | S | 30 | 38 | 17 | N | 1987 |  |  | Y | Industrial CHP | 7 | T | NG
Natural Gas Steam Turbine.NG | natural gas steam turbine | FALSE | 19450 | Union Carbide Corp-Seadrift | 50150 | Union Carbide Seadrift Cogen | TX | Calhoun | GEN7 | Natural Gas Steam Turbine | ST | G621 | S | 6 | 6 | 1.5 | N | 1987 |  |  | Y | Industrial CHP | 7 | B | NG
Natural Gas Fired Combustion Turbine.NG | natural gas peaker | FALSE | 19450 | Union Carbide Corp-Seadrift | 50150 | Union Carbide Seadrift Cogen | TX | Calhoun | GEN8 | Natural Gas Fired Combustion Turbine | GT | G621 | S | 30 | 38 | 17 | N | 1987 |  |  | Y | Industrial CHP | 7 | T | NG
Natural Gas Steam Turbine.NG | natural gas steam turbine | FALSE | 19450 | Union Carbide Corp-Seadrift | 50150 | Union Carbide Seadrift Cogen | TX | Calhoun | GEN9 | Natural Gas Steam Turbine | ST | G621 | S | 15 | 15 | 2 | N | 1987 |  |  | Y | Industrial CHP | 7 | B | NG | OG
Natural Gas Fired Combustion Turbine.NG | natural gas peaker | FALSE | 19450 | Union Carbide Corp-Seadrift | 50150 | Union Carbide Seadrift Cogen | TX | Calhoun | IGT | Natural Gas Fired Combustion Turbine | GT | G621 | S | 12 | 12 |  | N | 1969 |  |  | N | Industrial CHP | 7 | X | NG
Natural Gas Fired Combined Cycle.NG | natural gas combined cycle | FALSE | 5352 | Dow Chemical Co - St Charles | 50152 | Dow St Charles Operations | LA | St Charles | CGN1 | Natural Gas Fired Combined Cycle | CT | CC1 | S | 100 | 116 | 60 | N | 1996 |  |  | Y | Industrial CHP | 7 | T | NG | OG
Natural Gas Fired Combined Cycle.NG | natural gas combined cycle | FALSE | 5352 | Dow Chemical Co - St Charles | 50152 | Dow St Charles Operations | LA | St Charles | CGN2 | Natural Gas Fired Combined Cycle | CT | CC1 | S | 100 | 116 | 60 | N | 1997 |  |  | Y | Industrial CHP | 7 | T | NG | OG
Natural Gas Fired Combined Cycle.NG | natural gas combined cycle | FALSE | 5352 | Dow Chemical Co - St Charles | 50152 | Dow St Charles Operations | LA | St Charles | CSTG | Natural Gas Fired Combined Cycle | CA | CC1 | S | 50 | 50 | 15 | N | 2002 |  |  | Y | Industrial CHP | 7 | T | NG | OG
Natural Gas Fired Combined Cycle.NG | natural gas combined cycle | FALSE | 5352 | Dow Chemical Co - St Charles | 50152 | Dow St Charles Operations | LA | St Charles | STG | Natural Gas Fired Combined Cycle | CA | CC1 | S | 20 | 20 | 5 | N | 1997 |  |  | Y | Industrial CHP | 7 | T | NG | OG
All Other.PUR | other | FALSE | 39066 | Union Carbide Corp-Texas City | 50153 | Texas City Plant Union Carbide | TX | Galveston | STG | All Other | ST |  | S | 38 | 38 | 10 | N | 1996 |  |  | Y | Industrial CHP | 7 | B | PUR
Conventional Hydroelectric.WAT | hydro | TRUE | 64078 | Central Rivers Power US, LLC | 50156 | Bear Creek | CA | Shasta | GEN1 | Conventional Hydroelectric | HY |  | S | 3 | 2.9 | 0.1 | N | 1990 |  |  | N | IPP Non-CHP | 2 | X | WAT
Conventional Hydroelectric.WAT | hydro | TRUE | 57280 | Eagle Creek Renewable Energy, LLC | 50166 | International Paper Woronoco Mill | MA | Hampden | GEN1 | Conventional Hydroelectric | HY |  | W | 0.4 | 0.4 | 0.2 | N | 1916 |  |  | N | IPP Non-CHP | 2 | X | WAT
Conventional Hydroelectric.WAT | hydro | TRUE | 57280 | Eagle Creek Renewable Energy, LLC | 50166 | International Paper Woronoco Mill | MA | Hampden | GEN2 | Conventional Hydroelectric | HY |  | W | 1.7 | 1.7 | 0.3 | N | 1913 |  |  | N | IPP Non-CHP | 2 | X | WAT
Conventional Hydroelectric.WAT | hydro | TRUE | 57280 | Eagle Creek Renewable Energy, LLC | 50166 | International Paper Woronoco Mill | MA | Hampden | GEN2A | Conventional Hydroelectric | HY |  | W | 0.4 | 0.4 | 0.2 | N | 1916 |  |  | N | IPP Non-CHP | 2 | X | WAT
Natural Gas Fired Combustion Turbine.NG | natural gas peaker | FALSE | 13914 | Occidental Chemical Corporation | 50169 | Wichita Plant | KS | Sedgwick | GEN1 | Natural Gas Fired Combustion Turbine | GT |  | S | 27 | 33 | 13 | N | 1982 | 11 | 2024 | Y | Industrial CHP | 7 | T | NG
Natural Gas Fired Combustion Turbine.NG | natural gas peaker | FALSE | 1569 | Berry Petroleum Co | 50170 | Berry Cogen | CA | Kern | GEN1 | Natural Gas Fired Combustion Turbine | GT |  | S | 35 | 37.5 | 33.5 | N | 1986 |  |  | Y | Industrial CHP | 7 | T | NG
Conventional Hydroelectric.WAT | hydro | TRUE | 56840 | Emporia Hydro Power LP | 50175 | Emporia | VA | Greensville | GEN1 | Conventional Hydroelectric | HY |  | S | 2 | 2 | 0.3 | N | 1986 |  |  | N | IPP Non-CHP | 2 | X | WAT
Conventional Hydroelectric.WAT | hydro | TRUE | 56840 | Emporia Hydro Power LP | 50175 | Emporia | VA | Greensville | GEN2 | Conventional Hydroelectric | HY |  | S | 0.5 | 0.5 | 0.1 | N | 1986 |  |  | N | IPP Non-CHP | 2 | X | WAT
Conventional Hydroelectric.WAT | hydro | TRUE | 56842 | Union Falls Hydro Power LP | 50176 | Union Falls | NY | Clinton | GEN1 | Conventional Hydroelectric | HY |  | S | 1.3 | 1.3 | 0.1 | N | 1987 |  |  | N | IPP Non-CHP | 2 | X | WAT
Conventional Hydroelectric.WAT | hydro | TRUE | 56842 | Union Falls Hydro Power LP | 50176 | Union Falls | NY | Clinton | GEN2 | Conventional Hydroelectric | HY |  | S | 1.3 | 1.3 | 0.1 | N | 1987 |  |  | N | IPP Non-CHP | 2 | X | WAT
Conventional Hydroelectric.WAT | hydro | TRUE | 56844 | Blackstone Hydro Inc. | 50177 | Blackstone/Tupperware | RI | Providence | GEN1 | Conventional Hydroelectric | HY |  | S | 0.4 | 0.4 | 0.1 | N | 1981 |  |  | N | IPP Non-CHP | 2 | X | WAT
Conventional Hydroelectric.WAT | hydro | TRUE | 56844 | Blackstone Hydro Inc. | 50177 | Blackstone/Tupperware | RI | Providence | GEN2 | Conventional Hydroelectric | HY |  | S | 0.4 | 0.4 | 0.1 | N | 1981 |  |  | N | IPP Non-CHP | 2 | X | WAT
Conventional Hydroelectric.WAT | hydro | TRUE | 56844 | Blackstone Hydro Inc. | 50177 | Blackstone/Tupperware | RI | Providence | GEN3 | Conventional Hydroelectric | HY |  | S | 0.4 | 0.4 | 0.1 | N | 1981 |  |  | N | IPP Non-CHP | 2 | X | WAT
Conventional Hydroelectric.WAT | hydro | TRUE | 56844 | Blackstone Hydro Inc. | 50177 | Blackstone/Tupperware | RI | Providence | GEN4 | Conventional Hydroelectric | HY |  | S | 0.4 | 0.4 | 0.1 | N | 1981 |  |  | N | IPP Non-CHP | 2 | X | WAT
Conventional Hydroelectric.WAT | hydro | TRUE | 56843 | Banister Hydro LP | 50178 | Halifax | VA | Halifax | GEN1 | Conventional Hydroelectric | HY |  | S | 0.8 | 0.8 | 0.2 | N | 1915 |  |  | N | IPP Non-CHP | 2 | X | WAT
Conventional Hydroelectric.WAT | hydro | TRUE | 56843 | Banister Hydro LP | 50178 | Halifax | VA | Halifax | GEN2 | Conventional Hydroelectric | HY |  | S | 0.4 | 0.4 | 0.1 | N | 1915 |  |  | N | IPP Non-CHP | 2 | X | WAT
Conventional Hydroelectric.WAT | hydro | TRUE | 56843 | Banister Hydro LP | 50178 | Halifax | VA | Halifax | GEN3 | Conventional Hydroelectric | HY |  | S | 0.4 | 0.4 | 0.1 | N | 1915 |  |  | N | IPP Non-CHP | 2 | X | WAT
Conventional Hydroelectric.WAT | hydro | TRUE | 58896 | Siskiyou Power Authority | 50179 | Box Canyon Dam | CA | Siskiyou | GEN1 | Conventional Hydroelectric | HY |  | S | 2.5 | 2.5 | 0.2 | N | 1986 |  |  | N | IPP Non-CHP | 2 | X | WAT
Conventional Hydroelectric.WAT | hydro | TRUE | 58896 | Siskiyou Power Authority | 50179 | Box Canyon Dam | CA | Siskiyou | GEN2 | Conventional Hydroelectric | HY |  | S | 2.5 | 2.5 | 0.2 | N | 1986 |  |  | N | IPP Non-CHP | 2 | X | WAT
Conventional Hydroelectric.WAT | hydro | TRUE | 60821 | Olsen Power Partners | 50180 | Olsen | CA | Shasta | GEN1 | Conventional Hydroelectric | HY |  | S | 4.8 | 4.6 | 0.2 | N | 1990 |  |  | N | IPP Non-CHP | 2 | X | WAT
Wood/Wood Waste Biomass.BLQ | biomass | FALSE | 20492 | International Paper Columbus Mill | 50184 | Columbus MS | MS | Lowndes | TG1 | Wood/Wood Waste Biomass | ST |  | S | 64 | 64 | 2 | N | 1990 |  |  | Y | Industrial CHP | 7 | T | BLQ | WDS | NG | DFO | BIT
Wood/Wood Waste Biomass.BLQ | biomass | FALSE | 20492 | International Paper Columbus Mill | 50184 | Columbus MS | MS | Lowndes | TG2 | Wood/Wood Waste Biomass | ST |  | S | 46 | 46 | 5 | N | 1982 |  |  | Y | Industrial CHP | 7 | T | BLQ | WDS | NG | DFO | BIT
Wood/Wood Waste Biomass.BLQ | biomass | FALSE | 20492 | International Paper Columbus Mill | 50184 | Columbus MS | MS | Lowndes | TG3 | Wood/Wood Waste Biomass | ST |  | S | 14.6 | 14.6 | 3 | N | 1982 |  |  | Y | Industrial CHP | 7 | T | BLQ | WDS | NG | DFO | BIT
Wood/Wood Waste Biomass.BLQ | biomass | FALSE | 20492 | International Paper Columbus Mill | 50184 | Columbus MS | MS | Lowndes | TG4 | Wood/Wood Waste Biomass | ST |  | S | 4 | 4 | 1 | N | 1987 |  |  | Y | Industrial CHP | 7 | T | BLQ | WDS | NG | DFO | BIT
Wood/Wood Waste Biomass.WDL | biomass | FALSE | 20547 | Cosmo Specialty Fibers | 50185 | Cosmo Specialty Fibers Plant | WA | Grays Harbor | TG1 | Wood/Wood Waste Biomass | ST |  | S | 8.5 | 9 | 1 | N | 1957 |  |  | Y | Industrial CHP | 7 | B | WDL | WDS | RFO
Wood/Wood Waste Biomass.WDL | biomass | FALSE | 20547 | Cosmo Specialty Fibers | 50185 | Cosmo Specialty Fibers Plant | WA | Grays Harbor | TG2 | Wood/Wood Waste Biomass | ST |  | S | 8.5 | 9 | 1 | N | 1957 |  |  | Y | Industrial CHP | 7 | B | WDL | WDS | RFO
Wood/Wood Waste Biomass.BLQ | biomass | FALSE | 60561 | Nippon Dynawave Packaging Co. | 50187 | Nippon Dynawave Packaging Longview WA | WA | Cowlitz | TG1 | Wood/Wood Waste Biomass | ST |  | S | 7.4 | 7.5 | 2.3 | N | 1948 |  |  | Y | Industrial CHP | 7 | T | BLQ | NG | RFO
Wood/Wood Waste Biomass.BLQ | biomass | FALSE | 60561 | Nippon Dynawave Packaging Co. | 50187 | Nippon Dynawave Packaging Longview WA | WA | Cowlitz | TG2 | Wood/Wood Waste Biomass | ST |  | S | 4.7 | 4.7 | 2.3 | N | 1948 |  |  | Y | Industrial CHP | 7 | T | BLQ | NG | RFO
Wood/Wood Waste Biomass.BLQ | biomass | FALSE | 60561 | Nippon Dynawave Packaging Co. | 50187 | Nippon Dynawave Packaging Longview WA | WA | Cowlitz | TG4 | Wood/Wood Waste Biomass | ST |  | S | 16.7 | 16.9 | 2 | N | 1954 |  |  | Y | Industrial CHP | 7 | T | BLQ | NG | RFO
Wood/Wood Waste Biomass.WDS | biomass | FALSE | 60561 | Nippon Dynawave Packaging Co. | 50187 | Nippon Dynawave Packaging Longview WA | WA | Cowlitz | TG5 | Wood/Wood Waste Biomass | ST |  | S | 29.2 | 29.5 | 6 | N | 1976 |  |  | Y | Industrial CHP | 7 | T | WDS | SUB | SLW | DFO
Wood/Wood Waste Biomass.BLQ | biomass | FALSE | 20511 | International Paper Co. - New Bern Mill | 50188 | International Paper Co. - New Bern Mill | NC | Craven | TG2 | Wood/Wood Waste Biomass | ST |  | S | 29 | 33 | 10 | N | 2014 |  |  | Y | Industrial CHP | 7 | T | BLQ | NG | DFO | OBG
Wood/Wood Waste Biomass.WDS | biomass | FALSE | 55903 | Domtar Paper Company LLC | 50189 | Domtar Paper Co LLC Plymouth NC | NC | Martin | TG10 | Wood/Wood Waste Biomass | ST |  | S | 74 | 74 | 14 | N | 1978 |  |  | Y | Industrial CHP | 7 | T | WDS | NG | SLW | DFO
Wood/Wood Waste Biomass.BLQ | biomass | FALSE | 55903 | Domtar Paper Company LLC | 50189 | Domtar Paper Co LLC Plymouth NC | NC | Martin | TG9 | Wood/Wood Waste Biomass | ST |  | S | 40.8 | 40.8 | 14 | N | 1976 |  |  | Y | Industrial CHP | 7 | T | BLQ | DFO | WDS | RFO | NG
Conventional Hydroelectric.WAT | hydro | FALSE | 55997 | Domtar Paper Company Rothschild | 50190 | Domtar Paper Company Rothschild | WI | Marathon | HG3 | Conventional Hydroelectric | HY |  | S | 0.6 | 0.6 | 0.1 | N | 1910 |  |  | N | Industrial Non-CHP | 6 | X | WAT
Conventional Hydroelectric.WAT | hydro | FALSE | 55997 | Domtar Paper Company Rothschild | 50190 | Domtar Paper Company Rothschild | WI | Marathon | HG7 | Conventional Hydroelectric | HY |  | S | 0.5 | 0.5 | 0.2 | N | 1910 |  |  | N | Industrial Non-CHP | 6 | X | WAT
Wood/Wood Waste Biomass.BLQ | biomass | FALSE | 56289 | International Paper Corporation - Springfield | 50191 | IP Springfield Oregon | OR | Lane | TG1 | Wood/Wood Waste Biomass | ST |  | S | 7.5 | 7.5 | 2 | N | 1949 |  |  | N | Industrial CHP | 7 | X | BLQ | NG | DFO
Wood/Wood Waste Biomass.BLQ | biomass | FALSE | 56289 | International Paper Corporation - Springfield | 50191 | IP Springfield Oregon | OR | Lane | TG2 | Wood/Wood Waste Biomass | ST |  | S | 5 | 5 | 1 | N | 1949 |  |  | N | Industrial CHP | 7 | X | BLQ | NG | DFO
Wood/Wood Waste Biomass.BLQ | biomass | FALSE | 56289 | International Paper Corporation - Springfield | 50191 | IP Springfield Oregon | OR | Lane | TG3 | Wood/Wood Waste Biomass | ST |  | S | 12.5 | 12.5 | 2.5 | N | 1953 |  |  | Y | Industrial CHP | 7 | B | BLQ | NG | DFO
Wood/Wood Waste Biomass.BLQ | biomass | FALSE | 56289 | International Paper Corporation - Springfield | 50191 | IP Springfield Oregon | OR | Lane | TG4 | Wood/Wood Waste Biomass | ST |  | W | 33 | 33 | 8 | N | 1976 |  |  | Y | Industrial CHP | 7 | B | BLQ | NG
Wood/Wood Waste Biomass.BLQ | biomass | FALSE | 56164 | International Paper - Valliant | 50192 | International Paper Valliant OK | OK | McCurtain | TG1 | Wood/Wood Waste Biomass | ST |  | S | 57.8 | 57.8 | 25 | N | 1971 |  |  | Y | Industrial CHP | 7 | T | BLQ | NG | RFO | DFO | WDS
Natural Gas Fired Combustion Turbine.NG | natural gas peaker | FALSE | 1058 | B Braun Medical Inc | 50200 | B Braun Medical | CA | Orange | GEN1 | Natural Gas Fired Combustion Turbine | GT |  | S | 2.7 | 2.6 | 1 | N | 1982 | 1 | 2025 | Y | Industrial CHP | 7 | T | NG
Natural Gas Fired Combustion Turbine.NG | natural gas peaker | FALSE | 1058 | B Braun Medical Inc | 50200 | B Braun Medical | CA | Orange | GEN2 | Natural Gas Fired Combustion Turbine | GT |  | S | 3 | 2.9 | 1 | N | 1995 | 1 | 2025 | Y | Industrial CHP | 7 | T | NG
Wood/Wood Waste Biomass.WDS | biomass | TRUE | 56216 | Multitrade Rabun Gap LLC | 50201 | Multitrade Rabun Gap, LLC | GA | RABUN | ST2 | Wood/Wood Waste Biomass | ST |  | S | 18 | 18 | 1.5 | N | 2010 |  |  | N | IPP Non-CHP | 2 | X | WDS
Natural Gas Fired Combustion Turbine.NG | natural gas peaker | FALSE | 19351 | U S Gypsum Co | 50203 | US Gypsum Oakfield | NY | Genesee | GEN1 | Natural Gas Fired Combustion Turbine | GT |  | S | 4.9 | 5.7 | 0.5 | N | 1986 |  |  | Y | Industrial CHP | 7 | T | NG
All Other.WH | other | FALSE | 28473 | Harvest Midstream Co | 50205 | Williams Ignacio Natural Gas Plant | CO | La Plata | 7101 | All Other | ST |  | S | 6.1 | 6.1 | 4.5 | N | 1984 |  |  | N | Industrial Non-CHP | 6 | X | WH
Conventional Hydroelectric.WAT | hydro | TRUE | 27762 | Ptarmigan Res & Engy Inc | 50206 | Vallecito Hydroelectric | CO | La Plata | GEN1 | Conventional Hydroelectric | HY |  | S | 0.8 | 0.8 | 0.1 | N | 1989 |  |  | N | IPP Non-CHP | 2 | X | WAT
Conventional Hydroelectric.WAT | hydro | TRUE | 27762 | Ptarmigan Res & Engy Inc | 50206 | Vallecito Hydroelectric | CO | La Plata | GEN2 | Conventional Hydroelectric | HY |  | S | 2.5 | 2.5 | 0.3 | N | 1989 |  |  | N | IPP Non-CHP | 2 | X | WAT
Conventional Hydroelectric.WAT | hydro | TRUE | 27762 | Ptarmigan Res & Engy Inc | 50206 | Vallecito Hydroelectric | CO | La Plata | GEN3 | Conventional Hydroelectric | HY |  | S | 2.5 | 2.5 | 0.3 | N | 1989 |  |  | N | IPP Non-CHP | 2 | X | WAT
Wood/Wood Waste Biomass.WDS | biomass | TRUE | 65548 | NE Renewable Bethlehem, LLC | 50208 | NE Renewable Bethlehem, LLC | NH | GRAFTON | GEN1 | Wood/Wood Waste Biomass | ST |  | S | 15 | 15 | 11.4 | N | 1986 |  |  | N | IPP Non-CHP | 2 | X | WDS
Geothermal.GEO | geothermal | TRUE | 49899 | CalEnergy Operating Corporation | 50210 | Vulcan-BN Geothermal Power Company | CA | Imperial | GEN1 | Geothermal | ST |  | W | 29 | 29 | 2 | N | 1985 |  |  | N | IPP Non-CHP | 2 | X | GEO
Geothermal.GEO | geothermal | TRUE | 49899 | CalEnergy Operating Corporation | 50210 | Vulcan-BN Geothermal Power Company | CA | Imperial | GEN2 | Geothermal | ST |  | W | 9 | 9 | 2 | N | 1985 |  |  | N | IPP Non-CHP | 2 | X | GEO
Municipal Solid Waste.MSW | municipal solid waste | TRUE | 21128 | York County Solid W & R Auth | 50215 | York County Resource Recovery | PA | York | GEN1 | Municipal Solid Waste | ST |  | S | 30 | 30 | 11.7 | N | 1989 |  |  | N | IPP Non-CHP | 2 | X | MSW
Natural Gas Fired Combined Cycle.NG | natural gas combined cycle | FALSE | 867 | ARCO Products Co-Watson | 50216 | Watson Cogeneration | CA | Los Angeles | GN91 | Natural Gas Fired Combined Cycle | CT | CC1 | W | 82 | 82 | 68 | N | 1988 |  |  | Y | Industrial CHP | 7 | T | NG | OG | WO
Natural Gas Fired Combined Cycle.NG | natural gas combined cycle | FALSE | 867 | ARCO Products Co-Watson | 50216 | Watson Cogeneration | CA | Los Angeles | GN92 | Natural Gas Fired Combined Cycle | CT | CC1 | W | 82 | 82 | 68 | N | 1988 |  |  | Y | Industrial CHP | 7 | T | NG | OG | WO
Natural Gas Fired Combined Cycle.NG | natural gas combined cycle | FALSE | 867 | ARCO Products Co-Watson | 50216 | Watson Cogeneration | CA | Los Angeles | GN93 | Natural Gas Fired Combined Cycle | CT | CC1 | W | 82 | 82 | 68 | N | 1988 |  |  | Y | Industrial CHP | 7 | T | NG | OG | WO
Natural Gas Fired Combined Cycle.NG | natural gas combined cycle | FALSE | 867 | ARCO Products Co-Watson | 50216 | Watson Cogeneration | CA | Los Angeles | GN94 | Natural Gas Fired Combined Cycle | CT | CC1 | W | 82 | 82 | 68 | N | 1987 |  |  | Y | Industrial CHP | 7 | T | NG | OG | WO
Natural Gas Fired Combined Cycle.NG | natural gas combined cycle | FALSE | 867 | ARCO Products Co-Watson | 50216 | Watson Cogeneration | CA | Los Angeles | GN95 | Natural Gas Fired Combined Cycle | CA | CC1 | W | 35 | 35 | 10 | N | 1988 |  |  | Y | Industrial CHP | 7 | T | NG | OG
Natural Gas Fired Combined Cycle.NG | natural gas combined cycle | FALSE | 867 | ARCO Products Co-Watson | 50216 | Watson Cogeneration | CA | Los Angeles | GN96 | Natural Gas Fired Combined Cycle | CA | CC1 | W | 35 | 35 | 10 | N | 1987 |  |  | Y | Industrial CHP | 7 | T | NG | OG
Conventional Hydroelectric.WAT | hydro | TRUE | 19281 | Turlock Irrigation District | 50218 | Woodward Power Plant | CA | Stanislaus | U1 | Conventional Hydroelectric | HY |  | W | 2.7 | 2.6 | 0.3 | N | 1982 |  |  | N | IPP Non-CHP | 2 | X | WAT
Conventional Hydroelectric.WAT | hydro | TRUE | 19281 | Turlock Irrigation District | 50219 | Frankenheimer Power Plant | CA | Stanislaus | U1 | Conventional Hydroelectric | HY |  | W | 4 | 4.3 | 0.5 | N | 1983 |  |  | N | IPP Non-CHP | 2 | X | WAT
Conventional Hydroelectric.WAT | hydro | TRUE | 13353 | Nelson Creek Power Inc | 50223 | Nelson Creek | CA | Shasta | 1296 | Conventional Hydroelectric | HY |  | S | 0.5 | 0.9 | 0.1 | N | 1989 |  |  | N | IPP Non-CHP | 2 | X | WAT
Other Waste Biomass.OBG | biomass | FALSE | 22045 | Oxnard City of | 50224 | Oxnard Wastewater Treatment Plant | CA | Ventura | 7610 | Other Waste Biomass | IC |  | S | 0.4 | 0.4 | 0.4 | N | 1981 |  |  | Y | Commercial CHP | 5 | T | OBG | NG | PG
Other Waste Biomass.OBG | biomass | FALSE | 22045 | Oxnard City of | 50224 | Oxnard Wastewater Treatment Plant | CA | Ventura | 7710 | Other Waste Biomass | IC |  | S | 0.4 | 0.4 | 0.4 | N | 1981 |  |  | Y | Commercial CHP | 5 | T | OBG | NG | PG
Other Waste Biomass.OBG | biomass | FALSE | 22045 | Oxnard City of | 50224 | Oxnard Wastewater Treatment Plant | CA | Ventura | 7810 | Other Waste Biomass | IC |  | S | 0.4 | 0.4 | 0.4 | N | 1981 |  |  | Y | Commercial CHP | 5 | T | OBG | NG | PG
Municipal Solid Waste.MSW | municipal solid waste | TRUE | 15824 | Ecomaine | 50225 | Regional Waste Systems | ME | Cumberland | TG1 | Municipal Solid Waste | ST |  | S | 11.5 | 11.5 | 3 | N | 1988 |  |  | N | IPP Non-CHP | 2 | X | MSW
Conventional Hydroelectric.WAT | hydro | TRUE | 22614 | Rocky Brook Electric Inc | 50228 | Rocky Brook Hydroelectric | WA | Jefferson | GEN1 | Conventional Hydroelectric | HY |  | S | 0.1 | 1.2 | 0.1 | N | 1985 |  |  | N | IPP Non-CHP | 2 | X | WAT
Natural Gas Steam Turbine.NG | natural gas steam turbine | FALSE | 18760 | TPC Group, LLC | 50229 | Texas Petrochemicals | TX | Harris | TG2 | Natural Gas Steam Turbine | ST |  | S | 35 | 35 | 8 | N | 1972 |  |  | Y | Industrial CHP | 7 | T | NG | OG
Petroleum Liquids.DFO | petroleum | FALSE | 16191 | Robbins Lumber Inc | 50230 | Robbins Lumber | ME | WALDO | CAT | Petroleum Liquids | IC |  | S | 1.8 | 1.8 | 0.5 | N | 1987 |  |  | N | Industrial CHP | 7 | X | DFO
Wood/Wood Waste Biomass.WDS | biomass | FALSE | 16191 | Robbins Lumber Inc | 50230 | Robbins Lumber | ME | WALDO | WEST | Wood/Wood Waste Biomass | ST |  | S | 1.1 | 1.1 | 0.4 | N | 1981 |  |  | Y | Industrial CHP | 7 | T | WDS
Conventional Hydroelectric.WAT | hydro | TRUE | 22635 | San Gabriel Valley Mun Wtr Dt | 50233 | San Dimas Wash Generating Station | CA | Los Angeles | 4011 | Conventional Hydroelectric | HY |  | S | 1 | 1 | 0.3 | N | 1986 |  |  | N | IPP Non-CHP | 2 | X | WAT
Natural Gas Internal Combustion Engine.NG | natural gas peaker | FALSE | 16583 | San Antonio Regional Hospital | 50234 | San Antonio Regional Hospital | CA | San Bernardino | 2074 | Natural Gas Internal Combustion Engine | IC |  | S | 0.9 | 0.8 | 0.5 | N | 1985 |  |  | Y | Commercial CHP | 5 | T | NG
Natural Gas Internal Combustion Engine.NG | natural gas peaker | FALSE | 16583 | San Antonio Regional Hospital | 50234 | San Antonio Regional Hospital | CA | San Bernardino | 2075 | Natural Gas Internal Combustion Engine | IC |  | S | 0.9 | 0.8 | 0.5 | N | 1985 |  |  | Y | Commercial CHP | 5 | T | NG
Natural Gas Internal Combustion Engine.NG | natural gas peaker | FALSE | 16583 | San Antonio Regional Hospital | 50234 | San Antonio Regional Hospital | CA | San Bernardino | 2076 | Natural Gas Internal Combustion Engine | IC |  | S | 0.9 | 0.8 | 0.5 | N | 2001 |  |  | Y | Commercial CHP | 5 | T | NG
Natural Gas Steam Turbine.NG | natural gas steam turbine | FALSE | 15526 | Purdue University | 50240 | Purdue University | IN | Tippecanoe | GEN1 | Natural Gas Steam Turbine | ST |  | S | 30.8 | 30.8 | 5 | N | 1995 |  |  | Y | Commercial CHP | 5 | T | NG | BIT
Natural Gas Steam Turbine.NG | natural gas steam turbine | FALSE | 15526 | Purdue University | 50240 | Purdue University | IN | Tippecanoe | GEN2 | Natural Gas Steam Turbine | ST |  | S | 7 | 10.6 | 3 | N | 1969 |  |  | Y | Commercial CHP | 5 | T | NG | BIT
Petroleum Liquids.DFO | petroleum | FALSE | 15526 | Purdue University | 50240 | Purdue University | IN | Tippecanoe | GEN3 | Petroleum Liquids | IC |  | S | 1.8 | 1.8 | 0.5 | N | 2000 |  |  | Y | Commercial CHP | 5 | T | DFO
Natural Gas Internal Combustion Engine.NG | natural gas peaker | FALSE | 27378 | Tenet Hospital Ltd | 50241 | Tenet Hospital | TX | El Paso | 9541 | Natural Gas Internal Combustion Engine | IC |  | S | 2.1 | 2.1 | 0.3 | N | 1987 |  |  | Y | Commercial CHP | 5 | T | NG | DFO
Natural Gas Internal Combustion Engine.NG | natural gas peaker | FALSE | 27378 | Tenet Hospital Ltd | 50241 | Tenet Hospital | TX | El Paso | 9542 | Natural Gas Internal Combustion Engine | IC |  | S | 2.1 | 2.1 | 0.3 | N | 1987 |  |  | Y | Commercial CHP | 5 | T | NG | DFO
Natural Gas Fired Combustion Turbine.NG | natural gas peaker | TRUE | 9303 | Bucksport Generation LLC | 50243 | Bucksport Generation LLC | ME | Hancock | GEN4 | Natural Gas Fired Combustion Turbine | GT | CC1 | S | 178 | 183.1 | 110 | N | 2001 |  |  | N | IPP Non-CHP | 2 | X | NG | DFO
Wood/Wood Waste Biomass.BLQ | biomass | FALSE | 9401 | International Paper Co-Pensacola | 50250 | International Paper Pensacola | FL | Escambia | GEN1 | Wood/Wood Waste Biomass | ST |  | S | 36 | 36 | 22 | N | 1981 |  |  | Y | Industrial CHP | 7 | T | BLQ | WDS | NG
Wood/Wood Waste Biomass.BLQ | biomass | FALSE | 9401 | International Paper Co-Pensacola | 50250 | International Paper Pensacola | FL | Escambia | GEN2 | Wood/Wood Waste Biomass | ST |  | S | 40 | 40 | 30 | N | 1981 |  |  | Y | Industrial CHP | 7 | T | BLQ | WDS | NG
Wood/Wood Waste Biomass.BLQ | biomass | FALSE | 56187 | Billerud Quinnesec Mill | 50251 | Billerud Quinnesec Mill | MI | Dickinson | GEN1 | Wood/Wood Waste Biomass | ST |  | S | 28 | 28 | 5 | N | 1985 |  |  | Y | Industrial CHP | 7 | T | BLQ | WDS | NG | BIT
Wood/Wood Waste Biomass.WDS | biomass | FALSE | 56187 | Billerud Quinnesec Mill | 50251 | Billerud Quinnesec Mill | MI | Dickinson | GEN2 | Wood/Wood Waste Biomass | ST |  | S | 31 | 31 | 1.6 | N | 2011 |  |  | N | Industrial CHP | 7 | X | WDS | NG | BIT
Conventional Hydroelectric.WAT | hydro | TRUE | 57280 | Eagle Creek Renewable Energy, LLC | 50252 | Sartell Dam | MN | Benton | HG10 | Conventional Hydroelectric | HY |  | W | 0.9 | 0.9 | 0.3 | N | 1985 |  |  | N | IPP Non-CHP | 2 | X | WAT
Conventional Hydroelectric.WAT | hydro | TRUE | 57280 | Eagle Creek Renewable Energy, LLC | 50252 | Sartell Dam | MN | Benton | HG11 | Conventional Hydroelectric | HY |  | W | 0.9 | 0.9 | 0.3 | N | 1985 |  |  | N | IPP Non-CHP | 2 | X | WAT
Conventional Hydroelectric.WAT | hydro | TRUE | 57280 | Eagle Creek Renewable Energy, LLC | 50252 | Sartell Dam | MN | Benton | HG12 | Conventional Hydroelectric | HY |  | W | 0.9 | 0.9 | 0.3 | N | 1985 |  |  | N | IPP Non-CHP | 2 | X | WAT
Conventional Hydroelectric.WAT | hydro | TRUE | 57280 | Eagle Creek Renewable Energy, LLC | 50252 | Sartell Dam | MN | Benton | HG2 | Conventional Hydroelectric | HY |  | W | 0.9 | 0.9 | 0.3 | N | 1985 |  |  | N | IPP Non-CHP | 2 | X | WAT
Conventional Hydroelectric.WAT | hydro | TRUE | 57280 | Eagle Creek Renewable Energy, LLC | 50252 | Sartell Dam | MN | Benton | HG3 | Conventional Hydroelectric | HY |  | W | 0.9 | 0.9 | 0.3 | N | 1985 |  |  | N | IPP Non-CHP | 2 | X | WAT
Conventional Hydroelectric.WAT | hydro | TRUE | 57280 | Eagle Creek Renewable Energy, LLC | 50252 | Sartell Dam | MN | Benton | HG4 | Conventional Hydroelectric | HY |  | W | 0.9 | 0.9 | 0.3 | N | 1985 |  |  | N | IPP Non-CHP | 2 | X | WAT
Conventional Hydroelectric.WAT | hydro | TRUE | 57280 | Eagle Creek Renewable Energy, LLC | 50252 | Sartell Dam | MN | Benton | HG5 | Conventional Hydroelectric | HY |  | W | 0.9 | 0.9 | 0.3 | N | 1985 |  |  | N | IPP Non-CHP | 2 | X | WAT
Conventional Hydroelectric.WAT | hydro | TRUE | 57280 | Eagle Creek Renewable Energy, LLC | 50252 | Sartell Dam | MN | Benton | HG6 | Conventional Hydroelectric | HY |  | W | 0.8 | 0.8 | 0.2 | N | 1985 |  |  | N | IPP Non-CHP | 2 | X | WAT
Conventional Hydroelectric.WAT | hydro | TRUE | 57280 | Eagle Creek Renewable Energy, LLC | 50252 | Sartell Dam | MN | Benton | HG7 | Conventional Hydroelectric | HY |  | W | 0.8 | 0.8 | 0.2 | N | 1985 |  |  | N | IPP Non-CHP | 2 | X | WAT
Conventional Hydroelectric.WAT | hydro | TRUE | 57280 | Eagle Creek Renewable Energy, LLC | 50252 | Sartell Dam | MN | Benton | HG8 | Conventional Hydroelectric | HY |  | W | 0.7 | 0.7 | 0.2 | N | 1985 |  |  | N | IPP Non-CHP | 2 | X | WAT
Conventional Hydroelectric.WAT | hydro | TRUE | 57280 | Eagle Creek Renewable Energy, LLC | 50252 | Sartell Dam | MN | Benton | HG9 | Conventional Hydroelectric | HY |  | W | 0.7 | 0.7 | 0.2 | N | 1985 |  |  | N | IPP Non-CHP | 2 | X | WAT
Wood/Wood Waste Biomass.BLQ | biomass | FALSE | 64508 | Westrock Kraft Paper, LLC | 50254 | KapStone Kraft Paper Corp | NC | Halifax | GEN1 | Wood/Wood Waste Biomass | ST |  | S | 30 | 30 | 2 | N | 1966 |  |  | Y | Industrial CHP | 7 | B | BLQ | BIT | RFO | NG | AB
Petroleum Liquids.DFO | petroleum | FALSE | 13945 | Corewell Health Dearborn Campus | 50260 | Corewell Health Dearborn Campus | MI | Wayne | 1 2M | Petroleum Liquids | IC |  | S | 2 | 2 | 0 | N | 2006 |  |  | N | Commercial Non-CHP | 4 | X | DFO
Petroleum Liquids.DFO | petroleum | FALSE | 13945 | Corewell Health Dearborn Campus | 50260 | Corewell Health Dearborn Campus | MI | Wayne | 2 2M | Petroleum Liquids | IC |  | S | 2 | 2 | 0 | N | 2006 |  |  | N | Commercial Non-CHP | 4 | X | DFO
Petroleum Liquids.DFO | petroleum | FALSE | 13945 | Corewell Health Dearborn Campus | 50260 | Corewell Health Dearborn Campus | MI | Wayne | 500A | Petroleum Liquids | IC |  | S | 0.5 | 0.5 | 0 | N | 2006 |  |  | N | Commercial Non-CHP | 4 | X | DFO
Conventional Hydroelectric.WAT | hydro | TRUE | 40444 | Truckee-Carson Irrigation District | 50261 | New Lahontan | NV | Churchill | GEN1 | Conventional Hydroelectric | HY |  | S | 3.8 | 3.7 | 0.5 | N | 1989 |  |  | N | IPP Non-CHP | 2 | X | WAT
Conventional Hydroelectric.WAT | hydro | TRUE | 15787 | Redlands Water & Power Company | 50267 | Redlands Water & Power | CO | Mesa | RED1 | Conventional Hydroelectric | HY |  | S | 1.4 | 1.4 | 1.2 | N | 1931 |  |  | N | IPP Non-CHP | 2 | X | WAT
Conventional Hydroelectric.WAT | hydro | TRUE | 5914 | Erie Boulevard Hydropower LP | 50268 | Hewittville Hydroelectric | NY | St Lawrence | HY1 | Conventional Hydroelectric | HY |  | S | 2.2 | 2.2 | 0.2 | N | 1984 |  |  | N | IPP Non-CHP | 2 | X | WAT
Conventional Hydroelectric.WAT | hydro | TRUE | 5914 | Erie Boulevard Hydropower LP | 50269 | Unionville Hydro Project 2499 NY | NY | St Lawrence | HY1 | Conventional Hydroelectric | HY |  | S | 2.2 | 2.2 | 0.3 | N | 1984 |  |  | N | IPP Non-CHP | 2 | X | WAT
Natural Gas Fired Combined Cycle.NG | natural gas combined cycle | FALSE | 6529 | Exxon Mobil Production Co | 50270 | ExxonMobil Santa Ynez Facility | CA | Santa Barbara | GTG1 | Natural Gas Fired Combined Cycle | CT | CC1 | S | 40.2 | 39.2 | 21 | N | 1993 |  |  | Y | Industrial CHP | 7 | T | NG |  |  |  |  | OBS
Natural Gas Fired Combined Cycle.NG | natural gas combined cycle | FALSE | 6529 | Exxon Mobil Production Co | 50270 | ExxonMobil Santa Ynez Facility | CA | Santa Barbara | STG1 | Natural Gas Fired Combined Cycle | CA | CC1 | S | 8.9 | 8.8 | 5 | N | 1993 |  |  | Y | Industrial CHP | 7 | T | NG
All Other.WH | other | FALSE | 17191 | Simplot Leasing Corp | 50274 | Simplot Leasing Don Plant | ID | Bannock | GEN1 | All Other | ST |  | S | 14.8 | 15 | 5 | N | 1986 |  |  | Y | Industrial CHP | 7 | T | WH
Natural Gas Steam Turbine.NG | natural gas steam turbine | FALSE | 14465 | Philip Morris USA - Park 500 | 50275 | Park 500 Philip Morris USA | VA | Chesterfield | TG3 | Natural Gas Steam Turbine | ST |  | S | 10.5 | 11.5 | 4.5 | N | 1983 |  |  | Y | Industrial CHP | 7 | T | NG | DFO
Conventional Hydroelectric.WAT | hydro | TRUE | 57280 | Eagle Creek Renewable Energy, LLC | 50278 | Worumbo Hydro Station | ME | Androscoggin | GEN1 | Conventional Hydroelectric | HY |  | W | 4.6 | 9.3 | 2 | N | 1989 |  |  | N | IPP Non-CHP | 2 | X | WAT
Conventional Hydroelectric.WAT | hydro | TRUE | 57280 | Eagle Creek Renewable Energy, LLC | 50278 | Worumbo Hydro Station | ME | Androscoggin | GEN2 | Conventional Hydroelectric | HY |  | W | 4.6 | 9.3 | 2 | N | 1989 |  |  | N | IPP Non-CHP | 2 | X | WAT
Natural Gas Steam Turbine.NG | natural gas steam turbine | TRUE | 22174 | PEI Power Corp | 50279 | Archbald Power Station | PA | Lackawanna | GEN1 | Natural Gas Steam Turbine | ST |  | S | 20 | 20 | 10 | N | 1988 |  |  | N | IPP Non-CHP | 2 | X | NG | LFG
Landfill Gas.LFG | natural gas peaker | TRUE | 22174 | PEI Power Corp | 50279 | Archbald Power Station | PA | Lackawanna | GEN5 | Landfill Gas | GT |  | S | 4 | 4.6 | 2 | N | 2010 |  |  | N | IPP Non-CHP | 2 | X | LFG
Landfill Gas.LFG | natural gas peaker | TRUE | 22174 | PEI Power Corp | 50279 | Archbald Power Station | PA | Lackawanna | GEN6 | Landfill Gas | GT |  | S | 4 | 4.6 | 2 | N | 2010 |  |  | N | IPP Non-CHP | 2 | X | LFG
Natural Gas Fired Combustion Turbine.NG | natural gas peaker | TRUE | 22174 | PEI Power Corp | 50279 | Archbald Power Station | PA | Lackawanna | Gen2 | Natural Gas Fired Combustion Turbine | GT |  | S | 43.7 | 50 | 25 | N | 2001 |  |  | N | IPP Non-CHP | 2 | X | NG
Conventional Hydroelectric.WAT | hydro | TRUE | 63070 | GR Catalyst Two LLC | 50280 | Dahowa Hydro | NY | Washington | GEN1 | Conventional Hydroelectric | HY |  | S | 1.5 | 4.4 | 1.2 | N | 1987 |  |  | N | IPP Non-CHP | 2 | X | WAT
Onshore Wind Turbine.WND | onshore wind | TRUE | 16630 | San Gorgonio Farms Inc | 50281 | San Gorgonio Farms Wind Farm | CA | Riverside | WGEN | Onshore Wind Turbine | WT |  | S | 31 | 31 | 0 | N | 1983 |  |  | N | IPP Non-CHP | 2 | X | WND
Conventional Hydroelectric.WAT | hydro | TRUE | 60832 | Sugar River Power LLC | 50285 | Lower Village Water Power Project | NH | Sullivan | 0001 | Conventional Hydroelectric | HY |  | S | 0.6 | 0.6 | 0.5 | N | 1995 |  |  | N | IPP Non-CHP | 2 | X | WAT
Conventional Hydroelectric.WAT | hydro | TRUE | 60832 | Sugar River Power LLC | 50285 | Lower Village Water Power Project | NH | Sullivan | 0002 | Conventional Hydroelectric | HY |  | S | 0.6 | 0.6 | 0.5 | N | 1995 |  |  | N | IPP Non-CHP | 2 | X | WAT
Municipal Solid Waste.MSW | municipal solid waste | FALSE | 16929 | SEMASS Partnership | 50290 | SEMASS Resource Recovery | MA | Plymouth | GEN1 | Municipal Solid Waste | ST |  | S | 53.3 | 53.3 | 6 | N | 1988 |  |  | N | Commercial Non-CHP | 4 | X | MSW | NG | DFO
Municipal Solid Waste.MSW | municipal solid waste | FALSE | 16929 | SEMASS Partnership | 50290 | SEMASS Resource Recovery | MA | Plymouth | GEN2 | Municipal Solid Waste | ST |  | S | 26.7 | 26.7 | 9 | N | 1993 |  |  | N | Commercial Non-CHP | 4 | X | MSW | NG | DFO
Natural Gas Fired Combined Cycle.NG | natural gas combined cycle | TRUE | 24457 | Calpine Eastern Corp | 50292 | Bethpage Power Plant | NY | Nassau | GEN1 | Natural Gas Fired Combined Cycle | CT | G602 | S | 22.2 | 23.8 | 15 | N | 1989 |  |  | N | IPP Non-CHP | 2 | X | NG
Natural Gas Fired Combined Cycle.NG | natural gas combined cycle | TRUE | 24457 | Calpine Eastern Corp | 50292 | Bethpage Power Plant | NY | Nassau | GEN2 | Natural Gas Fired Combined Cycle | CT | G602 | S | 22.2 | 23.8 | 15 | N | 1989 |  |  | N | IPP Non-CHP | 2 | X | NG
Natural Gas Fired Combined Cycle.NG | natural gas combined cycle | TRUE | 24457 | Calpine Eastern Corp | 50292 | Bethpage Power Plant | NY | Nassau | GEN3 | Natural Gas Fired Combined Cycle | CA | G602 | S | 10.6 | 11.4 | 5 | N | 1989 |  |  | N | IPP Non-CHP | 2 | X | NG
Petroleum Liquids.DFO | petroleum | TRUE | 24457 | Calpine Eastern Corp | 50292 | Bethpage Power Plant | NY | Nassau | GEN4 | Petroleum Liquids | IC |  | S | 0.4 | 0.4 | 0.4 | N | 1989 |  |  | N | IPP Non-CHP | 2 | X | DFO
Natural Gas Fired Combustion Turbine.NG | natural gas peaker | TRUE | 24457 | Calpine Eastern Corp | 50292 | Bethpage Power Plant | NY | Nassau | GEN5 | Natural Gas Fired Combustion Turbine | GT |  | S | 47 | 49.6 | 5 | N | 2002 |  |  | N | IPP Non-CHP | 2 | X | NG
Natural Gas Fired Combined Cycle.NG | natural gas combined cycle | TRUE | 24457 | Calpine Eastern Corp | 50292 | Bethpage Power Plant | NY | Nassau | GEN6 | Natural Gas Fired Combined Cycle | CT | G603 | S | 49 | 50 | 5 | N | 2005 |  |  | N | IPP Non-CHP | 2 | X | NG
Natural Gas Fired Combined Cycle.NG | natural gas combined cycle | TRUE | 24457 | Calpine Eastern Corp | 50292 | Bethpage Power Plant | NY | Nassau | GEN7 | Natural Gas Fired Combined Cycle | CA | G603 | S | 33 | 34 | 5 | N | 2005 |  |  | N | IPP Non-CHP | 2 | X | NG
Other Waste Biomass.AB | biomass | TRUE | 19946 | Wadham Energy Ltd Partners | 50293 | Wadham Energy LP | CA | Colusa | GEN1 | Other Waste Biomass | ST |  | S | 26.5 | 26.5 | 15 | N | 1989 |  |  | N | IPP Non-CHP | 2 | X | AB
Wood/Wood Waste Biomass.WDS | biomass | FALSE | 14362 | Packaging Corp of America | 50296 | Packaging Corp of America | TN | Hardin | GEN1 | Wood/Wood Waste Biomass | ST |  | S | 50 | 50 | 2 | N | 1985 |  |  | Y | Industrial CHP | 7 | T | WDS | BLQ | NG | TDF | BIT
Wood/Wood Waste Biomass.BLQ | biomass | FALSE | 14362 | Packaging Corp of America | 50296 | Packaging Corp of America | TN | Hardin | GEN2 | Wood/Wood Waste Biomass | ST |  | S | 22.5 | 22.5 | 2 | N | 2010 |  |  | Y | Industrial CHP | 7 | T | BLQ | NG
Natural Gas Fired Combustion Turbine.NG | natural gas peaker | TRUE | 60134 | AltaGas Ripon Energy Inc. | 50299 | AltaGas Ripon Energy Inc. | CA | San Joaquin | GEN1 | Natural Gas Fired Combustion Turbine | GT |  | S | 46.1 | 46.1 | 30 | N | 1988 |  |  | N | IPP Non-CHP | 2 | X | NG
Batteries.MWH | battery storage | TRUE | 54736 | VESI Pomona Energy Storage, Inc. | 50300 | VESI Pomona | CA | Los Angeles | BESS1 | Batteries | BA |  | S | 20 | 20 | 20 | N | 2016 |  |  | N | IPP Non-CHP | 2 | X | MWH
Batteries.MWH | battery storage | TRUE | 54736 | VESI Pomona Energy Storage, Inc. | 50300 | VESI Pomona | CA | Los Angeles | BESS2 | Batteries | BA |  | S | 20 | 20 |  | N | 2023 |  |  | N | IPP Non-CHP | 2 | X | MWH
All Other.PUR | other | FALSE | 64497 | Deer Park Refinery Limited Partnership (DPRLP) | 50304 | Shell Deer Park | TX | Harris | GEN1 | All Other | ST |  | S | 45 | 50 | 10 | N | 1979 |  |  | N | Industrial CHP | 7 | X | PUR
All Other.PUR | other | FALSE | 64497 | Deer Park Refinery Limited Partnership (DPRLP) | 50304 | Shell Deer Park | TX | Harris | GEN2 | All Other | ST |  | S | 45 | 50 | 10 | N | 1979 |  |  | N | Industrial CHP | 7 | X | PUR
Natural Gas Fired Combustion Turbine.NG | natural gas peaker | FALSE | 64497 | Deer Park Refinery Limited Partnership (DPRLP) | 50304 | Shell Deer Park | TX | Harris | GEN4 | Natural Gas Fired Combustion Turbine | GT |  | S | 75 | 85 | 40 | N | 1995 |  |  | Y | Industrial CHP | 7 | T | NG | OG
Natural Gas Fired Combustion Turbine.NG | natural gas peaker | FALSE | 64497 | Deer Park Refinery Limited Partnership (DPRLP) | 50304 | Shell Deer Park | TX | Harris | GEN5 | Natural Gas Fired Combustion Turbine | GT |  | S | 78 | 92 | 40 | N | 1995 |  |  | Y | Industrial CHP | 7 | T | NG | OG
Petroleum Coke.PC | petroleum | FALSE | 40430 | Lafarge Corp | 50305 | Alpena Cement Plant | MI | Alpena | GE10 | Petroleum Coke | ST |  | S | 3.2 | 3.2 | 0.5 | N | 1999 |  |  | Y | Industrial CHP | 7 | B | PC | NG | OTH | OBL | WDS
Petroleum Coke.PC | petroleum | FALSE | 40430 | Lafarge Corp | 50305 | Alpena Cement Plant | MI | Alpena | GEN6 | Petroleum Coke | ST |  | S | 12 | 12 | 3 | N | 1952 |  |  | Y | Industrial CHP | 7 | B | PC | NG | OTH | OBL | WDS
Petroleum Coke.PC | petroleum | FALSE | 40430 | Lafarge Corp | 50305 | Alpena Cement Plant | MI | Alpena | GEN7 | Petroleum Coke | ST |  | S | 10 | 10 | 4 | N | 1955 |  |  | Y | Industrial CHP | 7 | B | PC | NG | OTH | OBL | WDS
Petroleum Coke.PC | petroleum | FALSE | 40430 | Lafarge Corp | 50305 | Alpena Cement Plant | MI | Alpena | GEN8 | Petroleum Coke | ST |  | S | 11 | 11 | 3 | N | 1991 |  |  | Y | Industrial CHP | 7 | B | PC | NG | OTH | OBL | WDS
Petroleum Coke.PC | petroleum | FALSE | 40430 | Lafarge Corp | 50305 | Alpena Cement Plant | MI | Alpena | GEN9 | Petroleum Coke | ST |  | S | 11 | 11 | 3 | N | 1994 |  |  | Y | Industrial CHP | 7 | B | PC | NG | OTH | OBL | WDS
Natural Gas Steam Turbine.NG | natural gas steam turbine | FALSE | 19533 | University of Oklahoma | 50307 | University of Oklahoma | OK | Cleveland | GEN1 | Natural Gas Steam Turbine | ST |  | S | 7.5 | 7.5 | 0.5 | N | 1964 |  |  | Y | Commercial CHP | 5 | B | NG
Natural Gas Steam Turbine.NG | natural gas steam turbine | FALSE | 19533 | University of Oklahoma | 50307 | University of Oklahoma | OK | Cleveland | GEN2 | Natural Gas Steam Turbine | ST |  | S | 2.5 | 2.5 | 0.6 | N | 1949 |  |  | Y | Commercial CHP | 5 | B | NG
Natural Gas Steam Turbine.NG | natural gas steam turbine | FALSE | 19533 | University of Oklahoma | 50307 | University of Oklahoma | OK | Cleveland | GEN3 | Natural Gas Steam Turbine | ST |  | S | 2.5 | 2.5 | 0.6 | N | 1949 |  |  | Y | Commercial CHP | 5 | B | NG
Natural Gas Steam Turbine.NG | natural gas steam turbine | FALSE | 19533 | University of Oklahoma | 50307 | University of Oklahoma | OK | Cleveland | GEN4 | Natural Gas Steam Turbine | ST |  | S | 4.3 | 4.3 | 0.3 | N | 1985 |  |  | Y | Commercial CHP | 5 | B | NG
Petroleum Liquids.DFO | petroleum | FALSE | 19533 | University of Oklahoma | 50307 | University of Oklahoma | OK | Cleveland | GEN5 | Petroleum Liquids | IC |  | S | 1.8 | 1.8 | 0.4 | N | 2001 |  |  | Y | Commercial CHP | 5 | T | DFO
Conventional Steam Coal.SUB | hard coal | TRUE | 56389 | Doyon Utilities - Ft. Wainwright | 50308 | Utility Plants Section | AK | Fairbanks North Star | GEN1 | Conventional Steam Coal | ST | F401 | S | 3.5 | 4.3 | 1.5 | N | 1955 |  |  | Y | Electric Utility | 1 | T | SUB
Conventional Steam Coal.SUB | hard coal | TRUE | 56389 | Doyon Utilities - Ft. Wainwright | 50308 | Utility Plants Section | AK | Fairbanks North Star | GEN3 | Conventional Steam Coal | ST | F401 | S | 6.2 | 6.2 | 1.5 | N | 1955 |  |  | Y | Electric Utility | 1 | T | SUB
Conventional Steam Coal.SUB | hard coal | TRUE | 56389 | Doyon Utilities - Ft. Wainwright | 50308 | Utility Plants Section | AK | Fairbanks North Star | GEN4 | Conventional Steam Coal | ST | F401 | S | 6.2 | 6.2 | 1.5 | N | 1955 |  |  | Y | Electric Utility | 1 | T | SUB
Conventional Steam Coal.SUB | hard coal | TRUE | 56389 | Doyon Utilities - Ft. Wainwright | 50308 | Utility Plants Section | AK | Fairbanks North Star | GEN5 | Conventional Steam Coal | ST | F401 | S | 6.2 | 6.2 | 1.5 | N | 1989 |  |  | Y | Electric Utility | 1 | T | SUB
Natural Gas Internal Combustion Engine.NG | natural gas peaker | FALSE | 14762 | Pensacola Christian College | 50310 | Standby Generation Plant | FL | Escambia | 1 | Natural Gas Internal Combustion Engine | IC |  | S | 1.1 | 1.1 | 0 | N | 1988 |  |  | N | Commercial Non-CHP | 4 | X | NG
Natural Gas Internal Combustion Engine.NG | natural gas peaker | FALSE | 14762 | Pensacola Christian College | 50310 | Standby Generation Plant | FL | Escambia | 1SB | Natural Gas Internal Combustion Engine | IC |  | S | 1.3 | 1.3 | 0 | N | 2006 |  |  | N | Commercial Non-CHP | 4 | X | NG
Natural Gas Internal Combustion Engine.NG | natural gas peaker | FALSE | 14762 | Pensacola Christian College | 50310 | Standby Generation Plant | FL | Escambia | 2 | Natural Gas Internal Combustion Engine | IC |  | S | 1.1 | 1.1 | 0 | N | 1988 |  |  | N | Commercial Non-CHP | 4 | X | NG
Natural Gas Internal Combustion Engine.NG | natural gas peaker | FALSE | 14762 | Pensacola Christian College | 50310 | Standby Generation Plant | FL | Escambia | 2SB | Natural Gas Internal Combustion Engine | IC |  | S | 1.3 | 1.3 | 0 | N | 2006 |  |  | N | Commercial Non-CHP | 4 | X | NG
Natural Gas Internal Combustion Engine.NG | natural gas peaker | FALSE | 14762 | Pensacola Christian College | 50310 | Standby Generation Plant | FL | Escambia | 3 | Natural Gas Internal Combustion Engine | IC |  | S | 1.1 | 1.1 | 0 | N | 1988 |  |  | N | Commercial Non-CHP | 4 | X | NG
Natural Gas Internal Combustion Engine.NG | natural gas peaker | FALSE | 14762 | Pensacola Christian College | 50310 | Standby Generation Plant | FL | Escambia | 3SB | Natural Gas Internal Combustion Engine | IC |  | S | 1.3 | 1.3 | 0 | N | 2006 |  |  | N | Commercial Non-CHP | 4 | X | NG
Natural Gas Internal Combustion Engine.NG | natural gas peaker | FALSE | 14762 | Pensacola Christian College | 50310 | Standby Generation Plant | FL | Escambia | 4SB | Natural Gas Internal Combustion Engine | IC |  | S | 1.3 | 1.3 | 0 | N | 2006 |  |  | N | Commercial Non-CHP | 4 | X | NG
Natural Gas Internal Combustion Engine.NG | natural gas peaker | FALSE | 14762 | Pensacola Christian College | 50310 | Standby Generation Plant | FL | Escambia | 5SB | Natural Gas Internal Combustion Engine | IC |  | S | 1.3 | 1.3 | 0 | N | 2006 |  |  | N | Commercial Non-CHP | 4 | X | NG
Natural Gas Internal Combustion Engine.NG | natural gas peaker | FALSE | 14762 | Pensacola Christian College | 50310 | Standby Generation Plant | FL | Escambia | 6SB | Natural Gas Internal Combustion Engine | IC |  | S | 1.3 | 1.3 | 0 | N | 2006 |  |  | N | Commercial Non-CHP | 4 | X | NG
Natural Gas Internal Combustion Engine.NG | natural gas peaker | FALSE | 14762 | Pensacola Christian College | 50310 | Standby Generation Plant | FL | Escambia | 7SB | Natural Gas Internal Combustion Engine | IC |  | S | 1.3 | 1.3 | 0 | N | 2006 |  |  | N | Commercial Non-CHP | 4 | X | NG
Natural Gas Internal Combustion Engine.NG | natural gas peaker | FALSE | 14762 | Pensacola Christian College | 50310 | Standby Generation Plant | FL | Escambia | 8SB | Natural Gas Internal Combustion Engine | IC |  | S | 1.3 | 1.3 | 0 | N | 2006 |  |  | N | Commercial Non-CHP | 4 | X | NG
Conventional Hydroelectric.WAT | hydro | TRUE | 14539 | Passaic Valley Water Comm | 50311 | Passaic Valley Water Commission | NJ | Passaic | GEN1 | Conventional Hydroelectric | HY |  | S | 0.6 | 0.6 | 0.3 | N | 1935 |  |  | N | IPP Non-CHP | 2 | X | WAT
Conventional Hydroelectric.WAT | hydro | TRUE | 14539 | Passaic Valley Water Comm | 50311 | Passaic Valley Water Commission | NJ | Passaic | GEN2 | Conventional Hydroelectric | HY |  | S | 0.6 | 0.6 | 0.3 | N | 1935 |  |  | N | IPP Non-CHP | 2 | X | WAT
Conventional Hydroelectric.WAT | hydro | TRUE | 14539 | Passaic Valley Water Comm | 50311 | Passaic Valley Water Commission | NJ | Passaic | GEN3 | Conventional Hydroelectric | HY |  | S | 0.6 | 0.6 | 0.3 | N | 1935 |  |  | N | IPP Non-CHP | 2 | X | WAT
Conventional Hydroelectric.WAT | hydro | TRUE | 14539 | Passaic Valley Water Comm | 50311 | Passaic Valley Water Commission | NJ | Passaic | GEN4 | Conventional Hydroelectric | HY |  | S | 0.6 | 0.6 | 0.3 | N | 1935 |  |  | N | IPP Non-CHP | 2 | X | WAT |  |  |  |  | WDS
Conventional Hydroelectric.WAT | hydro | TRUE | 57280 | Eagle Creek Renewable Energy, LLC | 50312 | Pembroke Hydro | NH | Merrimack | 1 | Conventional Hydroelectric | HY |  | W | 0.6 | 1.2 | 0.2 | N | 1985 |  |  | N | IPP Non-CHP | 2 | X | WAT
Conventional Hydroelectric.WAT | hydro | TRUE | 24979 | Ampersand Chasm Hydro LLC | 50315 | Chasm Hydro Partnership | NY | Franklin | 1100 | Conventional Hydroelectric | HY |  | S | 0.5 | 0.8 | 0.2 | N | 1982 |  |  | N | IPP Non-CHP | 2 | X | WAT
Conventional Hydroelectric.WAT | hydro | TRUE | 24979 | Ampersand Chasm Hydro LLC | 50315 | Chasm Hydro Partnership | NY | Franklin | 2600 | Conventional Hydroelectric | HY |  | S | 0.5 | 0.6 | 0.5 | N | 1984 |  |  | N | IPP Non-CHP | 2 | X | WAT
Natural Gas Steam Turbine.NG | natural gas steam turbine | FALSE | 3283 | Bunge North America East LLC | 50316 | Bunge North America East LLC | IN | Adams | 3516 | Natural Gas Steam Turbine | ST |  | S | 2.2 | 2.2 | 1 |  | 1950 |  |  | Y | Industrial CHP | 7 | T | NG
Conventional Hydroelectric.WAT | hydro | TRUE | 26287 | Madera-Chowchilla Power Auth | 50322 | Site 980 65 | CA | Madera | GEN1 | Conventional Hydroelectric | HY |  | S | 2.1 | 2.1 | 0.5 | N | 1985 |  |  | N | IPP Non-CHP | 2 | X | WAT
Conventional Hydroelectric.WAT | hydro | TRUE | 15286 | Marco Power Inc | 50323 | Marco Ranch | ID | Jerome | 1 | Conventional Hydroelectric | HY |  | S | 0.3 | 0.3 | 0.1 | N | 1985 |  |  | N | IPP Non-CHP | 2 | X | WAT
Conventional Hydroelectric.WAT | hydro | TRUE | 15286 | Marco Power Inc | 50323 | Marco Ranch | ID | Jerome | 2 | Conventional Hydroelectric | HY |  | S | 0.3 | 0.3 | 0.1 | N | 1985 |  |  | N | IPP Non-CHP | 2 | X | WAT
Conventional Hydroelectric.WAT | hydro | TRUE | 15286 | Marco Power Inc | 50323 | Marco Ranch | ID | Jerome | 3 | Conventional Hydroelectric | HY |  | S | 0.3 | 0.3 | 0.1 | N | 1985 |  |  | N | IPP Non-CHP | 2 | X | WAT
Conventional Hydroelectric.WAT | hydro | TRUE | 15286 | Marco Power Inc | 50323 | Marco Ranch | ID | Jerome | 4 | Conventional Hydroelectric | HY |  | S | 0.3 | 0.3 | 0.1 | N | 1985 |  |  | N | IPP Non-CHP | 2 | X | WAT
Conventional Hydroelectric.WAT | hydro | TRUE | 57280 | Eagle Creek Renewable Energy, LLC | 50324 | Newfound Hydroelectric | NH | Grafton | 1 | Conventional Hydroelectric | HY |  | W | 0.7 | 0.7 | 0.1 | N | 1983 |  |  | N | IPP Non-CHP | 2 | X | WAT
Conventional Hydroelectric.WAT | hydro | TRUE | 57280 | Eagle Creek Renewable Energy, LLC | 50324 | Newfound Hydroelectric | NH | Grafton | 2 | Conventional Hydroelectric | HY |  | W | 0.7 | 0.7 | 0.1 | N | 1983 |  |  | N | IPP Non-CHP | 2 | X | WAT
Natural Gas Fired Combined Cycle.NG | natural gas combined cycle | FALSE | 14293 | Nalco Co | 50326 | Nalco | IL | DuPage | AT1 | Natural Gas Fired Combined Cycle | CT | CC1 | W | 3 | 3.5 | 0 | N | 1985 |  |  | Y | Commercial CHP | 5 | T | NG
Natural Gas Fired Combined Cycle.NG | natural gas combined cycle | FALSE | 14293 | Nalco Co | 50326 | Nalco | IL | DuPage | DPOX | Natural Gas Fired Combined Cycle | CA | CC1 | W | 0.7 | 0.7 | 0 | N | 1985 |  |  | Y | Commercial CHP | 5 | B | NG
Other Waste Biomass.OBG | biomass | FALSE | 10004 | King County Dept-Natural Res | 50329 | West Point Treatment Plant | WA | King | 4 | Other Waste Biomass | IC |  | S | 2.3 | 2.3 | 1.7 | N | 2012 |  |  | Y | Commercial CHP | 5 | T | OBG
Other Waste Biomass.OBG | biomass | FALSE | 10004 | King County Dept-Natural Res | 50329 | West Point Treatment Plant | WA | King | 5 | Other Waste Biomass | IC |  | S | 2.3 | 2.3 | 1.7 | N | 2012 |  |  | Y | Commercial CHP | 5 | T | OBG
Petroleum Liquids.DFO | petroleum | FALSE | 7019 | Gay & Robinson Inc | 50333 | Gay Robinson | HI | Kauai | DSL5 | Petroleum Liquids | IC |  | S | 0.5 | 0.5 | 0.2 | N | 2010 |  |  | N | Industrial Non-CHP | 6 | X | DFO
Petroleum Liquids.DFO | petroleum | FALSE | 7019 | Gay & Robinson Inc | 50333 | Gay Robinson | HI | Kauai | DSL6 | Petroleum Liquids | IC |  | S | 0.5 | 0.5 | 0.2 | N | 2010 |  |  | N | Industrial Non-CHP | 6 | X | DFO
Conventional Hydroelectric.WAT | hydro | FALSE | 7019 | Gay & Robinson Inc | 50333 | Gay Robinson | HI | Kauai | HYD2 | Conventional Hydroelectric | HY |  | S | 0.8 | 0.8 | 0.2 | N | 1982 |  |  | N | Industrial Non-CHP | 6 | X | WAT
Conventional Hydroelectric.WAT | hydro | FALSE | 7019 | Gay & Robinson Inc | 50333 | Gay Robinson | HI | Kauai | HYD3 | Conventional Hydroelectric | HY |  | S | 6.5 | 6.5 | 0.5 | N | 2019 |  |  | N | Industrial Non-CHP | 6 | X | WAT
Natural Gas Internal Combustion Engine.NG | natural gas peaker | FALSE | 21690 | Moose International | 50337 | Mooseheart Power House | IL | Kane | GEN1 | Natural Gas Internal Combustion Engine | IC |  | S | 0.5 | 0.5 | 0.5 | N | 1986 |  |  | Y | Commercial CHP | 5 | T | NG
Natural Gas Internal Combustion Engine.NG | natural gas peaker | FALSE | 21690 | Moose International | 50337 | Mooseheart Power House | IL | Kane | GEN2 | Natural Gas Internal Combustion Engine | IC |  | S | 0.5 | 0.5 | 0.5 | N | 1986 |  |  | Y | Commercial CHP | 5 | T | NG
Natural Gas Internal Combustion Engine.NG | natural gas peaker | FALSE | 21690 | Moose International | 50337 | Mooseheart Power House | IL | Kane | GEN3 | Natural Gas Internal Combustion Engine | IC |  | S | 0.3 | 0.3 | 0.3 | N | 1986 |  |  | Y | Commercial CHP | 5 | T | NG
Natural Gas Internal Combustion Engine.NG | natural gas peaker | FALSE | 21690 | Moose International | 50337 | Mooseheart Power House | IL | Kane | GEN4 | Natural Gas Internal Combustion Engine | IC |  | S | 0.5 | 0.5 | 0.5 | N | 1986 |  |  | Y | Commercial CHP | 5 | T | NG
All Other.WH | other | FALSE | 15237 | PCS Nitrogen LP | 50341 | PCS Nitrogen Fertilizer LP | LA | Iberville | GEN2 | All Other | ST |  | S | 8 | 8 | 1 | N | 2006 |  |  | N | Industrial Non-CHP | 6 | X | WH
Petroleum Liquids.DFO | petroleum | FALSE | 15237 | PCS Nitrogen LP | 50341 | PCS Nitrogen Fertilizer LP | LA | Iberville | GEN3 | Petroleum Liquids | IC |  | S | 1.8 | 1.8 | 0.1 | N | 2010 |  |  | N | Industrial Non-CHP | 6 | X | DFO
Petroleum Liquids.DFO | petroleum | FALSE | 15237 | PCS Nitrogen LP | 50341 | PCS Nitrogen Fertilizer LP | LA | Iberville | GEN4 | Petroleum Liquids | IC |  | S | 1.8 | 1.8 | 0.1 | N | 2014 |  |  | N | Industrial Non-CHP | 6 | X | DFO
Conventional Hydroelectric.WAT | hydro | TRUE | 8530 | HYPOWER INC | 50350 | Forks of Butte Hydro Project | CA | Butte | GEN1 | Conventional Hydroelectric | HY |  | S | 14.5 | 14.5 | 0.7 | N | 1992 |  |  | N | IPP Non-CHP | 2 | X | WAT
Conventional Hydroelectric.WAT | hydro | TRUE | 24793 | Briar-Hydro Associates | 50351 | Rolfe Canal Hydro | NH | Merrimack | 1 | Conventional Hydroelectric | HY |  | S | 4.3 | 4.3 | 0.2 | N | 1987 |  |  | N | IPP Non-CHP | 2 | X | WAT
Conventional Hydroelectric.WAT | hydro | TRUE | 12850 | Monterey Cnty Water Res Agency | 50352 | Nacimiento Hydro Project | CA | San Luis Obispo | 1 | Conventional Hydroelectric | HY |  | S | 3.7 | 3.6 | 0.7 | N | 1987 |  |  | N | IPP Non-CHP | 2 | X | WAT
Conventional Hydroelectric.WAT | hydro | TRUE | 12850 | Monterey Cnty Water Res Agency | 50352 | Nacimiento Hydro Project | CA | San Luis Obispo | 2 | Conventional Hydroelectric | HY |  | S | 0.3 | 0.3 | 0.1 | N | 1987 |  |  | N | IPP Non-CHP | 2 | X | WAT
Conventional Hydroelectric.WAT | hydro | TRUE | 24793 | Briar-Hydro Associates | 50353 | Penacook Lower Falls | NH | Merrimack | 1 | Conventional Hydroelectric | HY |  | S | 4.6 | 4.6 | 0.1 | N | 1983 |  |  | N | IPP Non-CHP | 2 | X | WAT
Conventional Hydroelectric.WAT | hydro | TRUE | 57280 | Eagle Creek Renewable Energy, LLC | 50354 | Newport Hydro | NY | Herkimer | 1 | Conventional Hydroelectric | HY |  | W | 0.8 | 0.8 | 0.2 | N | 1987 |  |  | N | IPP Non-CHP | 2 | X | WAT
Conventional Hydroelectric.WAT | hydro | TRUE | 57280 | Eagle Creek Renewable Energy, LLC | 50354 | Newport Hydro | NY | Herkimer | 2 | Conventional Hydroelectric | HY |  | W | 0.8 | 0.8 | 0.2 | N | 1987 |  |  | N | IPP Non-CHP | 2 | X | WAT
Conventional Hydroelectric.WAT | hydro | TRUE | 57280 | Eagle Creek Renewable Energy, LLC | 50354 | Newport Hydro | NY | Herkimer | 3 | Conventional Hydroelectric | HY |  | W | 0.1 | 0.1 | 0 | N | 1987 |  |  | N | IPP Non-CHP | 2 | X | WAT
Natural Gas Steam Turbine.NG | natural gas steam turbine | FALSE | 62972 | Bluestone Coke LLC | 50359 | Sloss Industries Corp | AL | Jefferson | 10 | Natural Gas Steam Turbine | ST |  | S | 8.5 | 7.5 | 3 | N | 1958 |  |  | Y | Industrial CHP | 7 | B | NG | OG
Natural Gas Steam Turbine.NG | natural gas steam turbine | FALSE | 62972 | Bluestone Coke LLC | 50359 | Sloss Industries Corp | AL | Jefferson | 9 | Natural Gas Steam Turbine | ST |  | S | 7.5 | 6.5 | 3 | N | 1958 |  |  | Y | Industrial CHP | 7 | B | NG | OG
Conventional Hydroelectric.WAT | hydro | TRUE | 14243 | Owyhee Irrigation District | 50360 | Michell Butte Power Project | OR | Malheur | GEN1 | Conventional Hydroelectric | HY |  | S | 1 | 1 | 0.4 | N | 1989 |  |  | N | IPP Non-CHP | 2 | X | WAT
Conventional Hydroelectric.WAT | hydro | TRUE | 14243 | Owyhee Irrigation District | 50361 | Owyhee Dam Power Project | OR | Malheur | GEN1 | Conventional Hydroelectric | HY |  | S | 5 | 5 | 0.8 | N | 1985 |  |  | N | IPP Non-CHP | 2 | X | WAT
Conventional Hydroelectric.WAT | hydro | TRUE | 14243 | Owyhee Irrigation District | 50362 | Tunnel 1 Power Project | OR | Malheur | GEN1 | Conventional Hydroelectric | HY |  | S | 8.5 | 8.5 | 1 | N | 1993 |  |  | N | IPP Non-CHP | 2 | X | WAT
Wood/Wood Waste Biomass.WDS | biomass | TRUE | 55960 | Mesquite Lake Energy Park | 50363 | Mesquite Lake Energy Park Plant 2 | CA | Imperial | L313 | Wood/Wood Waste Biomass | ST |  | S | 15.5 | 15.5 | 0 | N | 1987 |  |  | N | IPP Non-CHP | 2 | X | WDS |  |  |  |  | OTH
Landfill Gas.LFG | natural gas peaker | TRUE | 56889 | Rhode Island LFG Genco | 50365 | Ridgewood Providence Power | RI | Providence | PH21 | Landfill Gas | IC |  | S | 1.5 | 1.5 | 1.5 | N | 2005 |  |  | N | IPP Non-CHP | 2 | X | LFG |  |  |  |  | OTH
Landfill Gas.LFG | natural gas peaker | TRUE | 56889 | Rhode Island LFG Genco | 50365 | Ridgewood Providence Power | RI | Providence | PH22 | Landfill Gas | IC |  | S | 1.5 | 1.5 | 1.5 | N | 2005 |  |  | N | IPP Non-CHP | 2 | X | LFG |  |  |  |  | OTH
Landfill Gas.LFG | natural gas peaker | TRUE | 56889 | Rhode Island LFG Genco | 50365 | Ridgewood Providence Power | RI | Providence | PH23 | Landfill Gas | IC |  | S | 1.5 | 1.5 | 1.5 | N | 2005 |  |  | N | IPP Non-CHP | 2 | X | LFG |  |  |  |  | OTH
Landfill Gas.LFG | natural gas peaker | TRUE | 56889 | Rhode Island LFG Genco | 50365 | Ridgewood Providence Power | RI | Providence | PH24 | Landfill Gas | IC |  | S | 1.5 | 1.5 | 1.5 | N | 2005 |  |  | N | IPP Non-CHP | 2 | X | LFG |  |  |  |  | OTH
Natural Gas Steam Turbine.NG | natural gas steam turbine | FALSE | 19564 | University of Notre Dame | 50366 | University of Notre Dame | IN | St Joseph | GEN1 | Natural Gas Steam Turbine | ST |  | S | 3 | 3 | 0.5 | N | 1962 |  |  | Y | Commercial CHP | 5 | T | NG | DFO
Natural Gas Steam Turbine.NG | natural gas steam turbine | FALSE | 19564 | University of Notre Dame | 50366 | University of Notre Dame | IN | St Joseph | GEN2 | Natural Gas Steam Turbine | ST |  | S | 1.7 | 1.7 | 0.5 | N | 1952 |  |  | Y | Commercial CHP | 5 | T | NG | DFO
Petroleum Liquids.DFO | petroleum | FALSE | 19564 | University of Notre Dame | 50366 | University of Notre Dame | IN | St Joseph | GEN3 | Petroleum Liquids | IC |  | S | 1 | 1 | 0.3 | N | 1952 |  |  | N | Commercial CHP | 5 | X | DFO
Petroleum Liquids.DFO | petroleum | FALSE | 19564 | University of Notre Dame | 50366 | University of Notre Dame | IN | St Joseph | GEN4 | Petroleum Liquids | IC |  | S | 1 | 1 | 0.3 | N | 1952 |  |  | N | Commercial CHP | 5 | X | DFO
Natural Gas Steam Turbine.NG | natural gas steam turbine | FALSE | 19564 | University of Notre Dame | 50366 | University of Notre Dame | IN | St Joseph | GEN5 | Natural Gas Steam Turbine | ST |  | S | 2 | 2 | 0.5 | N | 1956 |  |  | Y | Commercial CHP | 5 | T | NG | DFO
Natural Gas Steam Turbine.NG | natural gas steam turbine | FALSE | 19564 | University of Notre Dame | 50366 | University of Notre Dame | IN | St Joseph | GEN6 | Natural Gas Steam Turbine | ST |  | S | 5 | 5 | 0.5 | N | 1967 |  |  | Y | Commercial CHP | 5 | T | NG | DFO
Natural Gas Steam Turbine.NG | natural gas steam turbine | FALSE | 19564 | University of Notre Dame | 50366 | University of Notre Dame | IN | St Joseph | GEN7 | Natural Gas Steam Turbine | ST |  | S | 9.4 | 9.4 | 0.5 | N | 2000 |  |  | Y | Commercial CHP | 5 | T | NG | DFO
Petroleum Liquids.DFO | petroleum | FALSE | 19564 | University of Notre Dame | 50366 | University of Notre Dame | IN | St Joseph | GEN8 | Petroleum Liquids | IC |  | S | 1.7 | 1.8 | 0.1 | N | 2006 |  |  | N | Commercial CHP | 5 | X | DFO
Petroleum Liquids.DFO | petroleum | FALSE | 19564 | University of Notre Dame | 50366 | University of Notre Dame | IN | St Joseph | GEN9 | Petroleum Liquids | IC |  | S | 1.7 | 1.8 | 0.1 | N | 2006 |  |  | N | Commercial CHP | 5 | X | DFO
Petroleum Liquids.DFO | petroleum | FALSE | 19564 | University of Notre Dame | 50366 | University of Notre Dame | IN | St Joseph | GN10 | Petroleum Liquids | IC |  | S | 1.7 | 1.8 | 0.1 | N | 2006 |  |  | N | Commercial CHP | 5 | X | DFO
Natural Gas Fired Combustion Turbine.NG | natural gas peaker | FALSE | 19564 | University of Notre Dame | 50366 | University of Notre Dame | IN | St Joseph | GT1 | Natural Gas Fired Combustion Turbine | GT |  | S | 5.6 | 4.7 | 2.7 | N | 2019 |  |  | Y | Commercial CHP | 5 | T | NG
Natural Gas Fired Combustion Turbine.NG | natural gas peaker | FALSE | 19564 | University of Notre Dame | 50366 | University of Notre Dame | IN | St Joseph | GT2 | Natural Gas Fired Combustion Turbine | GT |  | S | 5.6 | 4.7 | 2.7 | N | 2019 |  |  | Y | Commercial CHP | 5 | T | NG
Natural Gas Fired Combined Cycle.NG | natural gas combined cycle | FALSE | 21508 | Cornell University | 50368 | Cornell University Central Heat | NY | Tompkins | CT1 | Natural Gas Fired Combined Cycle | CT | CT1 | S | 12.3 | 14.5 | 8 | N | 2009 |  |  | Y | Commercial CHP | 5 | T | NG | DFO
Natural Gas Fired Combined Cycle.NG | natural gas combined cycle | FALSE | 21508 | Cornell University | 50368 | Cornell University Central Heat | NY | Tompkins | CT2 | Natural Gas Fired Combined Cycle | CT | CT2 | S | 12.3 | 14.5 | 8 | N | 2009 |  |  | Y | Commercial CHP | 5 | T | NG | DFO
Petroleum Liquids.DFO | petroleum | FALSE | 21508 | Cornell University | 50368 | Cornell University Central Heat | NY | Tompkins | EDG1 | Petroleum Liquids | IC |  | S | 0.9 | 1 | 0.3 | N | 2009 |  |  | N | Commercial CHP | 5 | X | DFO
Petroleum Liquids.DFO | petroleum | FALSE | 21508 | Cornell University | 50368 | Cornell University Central Heat | NY | Tompkins | EDG2 | Petroleum Liquids | IC |  | S | 0.9 | 1 | 0.3 | N | 2009 |  |  | N | Commercial CHP | 5 | X | DFO
Natural Gas Fired Combined Cycle.NG | natural gas combined cycle | FALSE | 21508 | Cornell University | 50368 | Cornell University Central Heat | NY | Tompkins | TG1 | Natural Gas Fired Combined Cycle | CA | CT1 | S | 1 | 1.8 | 0.2 | N | 1988 |  |  | Y | Commercial CHP | 5 | B | NG | DFO
Natural Gas Fired Combined Cycle.NG | natural gas combined cycle | FALSE | 21508 | Cornell University | 50368 | Cornell University Central Heat | NY | Tompkins | TG2 | Natural Gas Fired Combined Cycle | CA | CT2 | S | 5.3 | 5.7 | 0.4 | N | 1988 |  |  | Y | Commercial CHP | 5 | B | NG | DFO
Natural Gas Internal Combustion Engine.NG | natural gas peaker | TRUE | 13875 | Energy Center Paxton LLC | 50373 | Paxton Creek Cogeneration | PA | Dauphin | GEN1 | Natural Gas Internal Combustion Engine | IC |  | S | 6 | 6 | 2 | N | 1986 |  |  | Y | IPP CHP | 3 | T | NG | DFO
Natural Gas Internal Combustion Engine.NG | natural gas peaker | TRUE | 13875 | Energy Center Paxton LLC | 50373 | Paxton Creek Cogeneration | PA | Dauphin | GEN2 | Natural Gas Internal Combustion Engine | IC |  | S | 6 | 6 | 2 | N | 1986 |  |  | Y | IPP CHP | 3 | T | NG | DFO
Conventional Hydroelectric.WAT | hydro | TRUE | 30076 | Calleguas Mun Water District | 50375 | East Portal Generator | CA | Los Angeles | GEN1 | Conventional Hydroelectric | HY |  | S | 1.2 | 1.2 | 0.3 | N | 1987 |  |  | N | IPP Non-CHP | 2 | X | WAT
Conventional Hydroelectric.WAT | hydro | TRUE | 42892 | City of Spokane | 50380 | Upriver Dam Hydro Plant | WA | Spokane | GEN1 | Conventional Hydroelectric | HY |  | S | 0.5 | 1.5 | 0.2 | N | 1936 |  |  | N | IPP Non-CHP | 2 | X | WAT
Conventional Hydroelectric.WAT | hydro | TRUE | 42892 | City of Spokane | 50380 | Upriver Dam Hydro Plant | WA | Spokane | GEN2 | Conventional Hydroelectric | HY |  | S | 0.5 | 1.5 | 0.2 | N | 1936 |  |  | N | IPP Non-CHP | 2 | X | WAT
Conventional Hydroelectric.WAT | hydro | TRUE | 42892 | City of Spokane | 50380 | Upriver Dam Hydro Plant | WA | Spokane | GEN3 | Conventional Hydroelectric | HY |  | S | 0.5 | 1.5 | 0.2 | N | 1936 |  |  | N | IPP Non-CHP | 2 | X | WAT
Conventional Hydroelectric.WAT | hydro | TRUE | 42892 | City of Spokane | 50380 | Upriver Dam Hydro Plant | WA | Spokane | GEN4 | Conventional Hydroelectric | HY |  | S | 1.5 | 5 | 0.5 | N | 1984 |  |  | N | IPP Non-CHP | 2 | X | WAT
Conventional Hydroelectric.WAT | hydro | TRUE | 42892 | City of Spokane | 50380 | Upriver Dam Hydro Plant | WA | Spokane | GEN5 | Conventional Hydroelectric | HY |  | S | 1.5 | 5 | 0.5 | N | 1984 |  |  | N | IPP Non-CHP | 2 | X | WAT
Conventional Hydroelectric.WAT | hydro | TRUE | 20032 | Walla Walla City of | 50382 | Twin Reservoirs | WA | Walla Walla | GEN1 | Conventional Hydroelectric | HY |  | S | 1.8 | 1.5 | 0.4 | N | 1988 |  |  | N | IPP Non-CHP | 2 | X | WAT
Conventional Hydroelectric.WAT | hydro | TRUE | 57280 | Eagle Creek Renewable Energy, LLC | 50384 | Gregg Falls | NH | Hillsborough | 1 | Conventional Hydroelectric | HY |  | W | 2.1 | 2.1 | 0.3 | N | 1985 |  |  | N | IPP Non-CHP | 2 | X | WAT
Conventional Hydroelectric.WAT | hydro | TRUE | 57280 | Eagle Creek Renewable Energy, LLC | 50384 | Gregg Falls | NH | Hillsborough | 2 | Conventional Hydroelectric | HY |  | W | 1.3 | 1.3 | 0.2 | N | 1985 |  |  | N | IPP Non-CHP | 2 | X | WAT
Natural Gas Fired Combustion Turbine.NG | natural gas peaker | FALSE | 15173 | Placid Refining Co LLC | 50389 | Port Allen (LA) | LA | West Baton Rouge | GEN1 | Natural Gas Fired Combustion Turbine | GT |  | S | 3.5 | 3.5 | 2 | N | 1990 |  |  | Y | Industrial CHP | 7 | T | NG
Natural Gas Fired Combustion Turbine.NG | natural gas peaker | FALSE | 15173 | Placid Refining Co LLC | 50389 | Port Allen (LA) | LA | West Baton Rouge | GEN2 | Natural Gas Fired Combustion Turbine | GT |  | S | 3.5 | 3.5 | 2 | N | 1990 |  |  | Y | Industrial CHP | 7 | T | NG
Petroleum Liquids.DFO | petroleum | FALSE | 22199 | U S Air Force-Eielson AFB | 50392 | Eielson AFB Central Heat & Power Plant | AK | Fairbanks North Star | DG01 | Petroleum Liquids | IC |  | S | 1.4 | 1.4 | 0.3 | N | 1998 |  |  | N | Commercial CHP | 5 | X | DFO
Petroleum Liquids.DFO | petroleum | FALSE | 22199 | U S Air Force-Eielson AFB | 50392 | Eielson AFB Central Heat & Power Plant | AK | Fairbanks North Star | DG02 | Petroleum Liquids | IC |  | S | 1.4 | 1.4 | 0.3 | N | 1998 |  |  | N | Commercial CHP | 5 | X | DFO
Petroleum Liquids.DFO | petroleum | FALSE | 22199 | U S Air Force-Eielson AFB | 50392 | Eielson AFB Central Heat & Power Plant | AK | Fairbanks North Star | DG03 | Petroleum Liquids | IC |  | S | 1.4 | 1.4 | 0.3 | N | 1998 |  |  | N | Commercial CHP | 5 | X | DFO
Petroleum Liquids.DFO | petroleum | FALSE | 22199 | U S Air Force-Eielson AFB | 50392 | Eielson AFB Central Heat & Power Plant | AK | Fairbanks North Star | DG04 | Petroleum Liquids | IC |  | S | 1.4 | 1.4 | 0.3 | N | 1998 |  |  | N | Commercial CHP | 5 | X | DFO
Conventional Steam Coal.SUB | hard coal | FALSE | 22199 | U S Air Force-Eielson AFB | 50392 | Eielson AFB Central Heat & Power Plant | AK | Fairbanks North Star | TG3 | Conventional Steam Coal | ST |  | S | 5 | 5 | 1 | N | 1955 |  |  | Y | Commercial CHP | 5 | T | SUB
Conventional Steam Coal.SUB | hard coal | FALSE | 22199 | U S Air Force-Eielson AFB | 50392 | Eielson AFB Central Heat & Power Plant | AK | Fairbanks North Star | TG4 | Conventional Steam Coal | ST |  | S | 5 | 5 | 1 | N | 1969 |  |  | Y | Commercial CHP | 5 | T | SUB
Conventional Steam Coal.SUB | hard coal | FALSE | 22199 | U S Air Force-Eielson AFB | 50392 | Eielson AFB Central Heat & Power Plant | AK | Fairbanks North Star | TG5 | Conventional Steam Coal | ST |  | S | 9 | 9.5 | 3 | N | 1987 |  |  | Y | Commercial CHP | 5 | T | SUB
Conventional Hydroelectric.WAT | hydro | TRUE | 25438 | Friant Power Authority | 50393 | Friant Hydro Facility | CA | Fresno | FR1 | Conventional Hydroelectric | HY |  | S | 20 | 20 | 1 | N | 1986 |  |  | N | IPP Non-CHP | 2 | X | WAT
Conventional Hydroelectric.WAT | hydro | TRUE | 25438 | Friant Power Authority | 50393 | Friant Hydro Facility | CA | Fresno | M1 | Conventional Hydroelectric | HY |  | S | 9.8 | 9.8 | 1 | N | 1985 |  |  | N | IPP Non-CHP | 2 | X | WAT
Conventional Hydroelectric.WAT | hydro | TRUE | 25438 | Friant Power Authority | 50393 | Friant Hydro Facility | CA | Fresno | RO1 | Conventional Hydroelectric | HY |  | S | 2.3 | 2.3 | 0.5 | N | 1985 |  |  | N | IPP Non-CHP | 2 | X | WAT
Conventional Hydroelectric.WAT | hydro | TRUE | 25438 | Friant Power Authority | 50393 | Friant Hydro Facility | CA | Fresno | RO2 | Conventional Hydroelectric | HY |  | S | 7.3 | 7.3 | 0.5 | N | 2017 |  |  | N | IPP Non-CHP | 2 | X | WAT
Conventional Hydroelectric.WAT | hydro | FALSE | 5033 | Domtar Industries Inc | 50395 | Georgia-Pacific Corp - Nekoosa Mill | WI | Wood | HY1 | Conventional Hydroelectric | HY |  | S | 0.8 | 0.7 | 0.4 | N | 1917 |  |  | N | Industrial CHP | 7 | X | WAT
Conventional Hydroelectric.WAT | hydro | FALSE | 5033 | Domtar Industries Inc | 50395 | Georgia-Pacific Corp - Nekoosa Mill | WI | Wood | HY2 | Conventional Hydroelectric | HY |  | S | 0.8 | 0.7 | 0.4 | N | 1917 |  |  | N | Industrial CHP | 7 | X | WAT
Conventional Hydroelectric.WAT | hydro | FALSE | 5033 | Domtar Industries Inc | 50395 | Georgia-Pacific Corp - Nekoosa Mill | WI | Wood | HY3 | Conventional Hydroelectric | HY |  | S | 0.8 | 0.7 | 0.4 | N | 1923 |  |  | N | Industrial CHP | 7 | X | WAT
Conventional Hydroelectric.WAT | hydro | FALSE | 5033 | Domtar Industries Inc | 50395 | Georgia-Pacific Corp - Nekoosa Mill | WI | Wood | HY4 | Conventional Hydroelectric | HY |  | S | 0.6 | 0.6 | 0.3 | N | 1912 |  |  | N | Industrial CHP | 7 | X | WAT
Conventional Hydroelectric.WAT | hydro | FALSE | 5033 | Domtar Industries Inc | 50395 | Georgia-Pacific Corp - Nekoosa Mill | WI | Wood | HY5 | Conventional Hydroelectric | HY |  | S | 0.7 | 0.6 | 0.3 | N | 1950 |  |  | N | Industrial CHP | 7 | X | WAT
Conventional Hydroelectric.WAT | hydro | FALSE | 5033 | Domtar Industries Inc | 50395 | Georgia-Pacific Corp - Nekoosa Mill | WI | Wood | NHG1 | Conventional Hydroelectric | HY |  | S | 0.2 | 0.2 | 0.1 | N | 1926 |  |  | N | Industrial CHP | 7 | X | WAT
Wood/Wood Waste Biomass.BLQ | biomass | FALSE | 5033 | Domtar Industries Inc | 50395 | Georgia-Pacific Corp - Nekoosa Mill | WI | Wood | TG14 | Wood/Wood Waste Biomass | ST |  | S | 12.5 | 12.1 | 1 | N | 1991 |  |  | Y | Industrial CHP | 7 | T | BLQ | NG
Natural Gas Steam Turbine.NG | natural gas steam turbine | FALSE | 5033 | Domtar Industries Inc | 50395 | Georgia-Pacific Corp - Nekoosa Mill | WI | Wood | TG6 | Natural Gas Steam Turbine | ST |  | S | 5.7 | 5.5 | 1 | N | 1951 |  |  | Y | Industrial CHP | 7 | T | NG
Natural Gas Steam Turbine.NG | natural gas steam turbine | FALSE | 5033 | Domtar Industries Inc | 50395 | Georgia-Pacific Corp - Nekoosa Mill | WI | Wood | TG8 | Natural Gas Steam Turbine | ST |  | S | 13 | 15 | 1 | N | 1966 |  |  | Y | Industrial CHP | 7 | T | NG
Wood/Wood Waste Biomass.WDS | biomass | FALSE | 16294 | Roseburg Forest Products Co | 50396 | Dillard Complex | OR | Douglas | GEN1 | Wood/Wood Waste Biomass | ST |  | S | 5 | 5 | 1 | N | 1955 |  |  | Y | Industrial CHP | 7 | T | WDS | NG
Wood/Wood Waste Biomass.WDS | biomass | FALSE | 16294 | Roseburg Forest Products Co | 50396 | Dillard Complex | OR | Douglas | GEN2 | Wood/Wood Waste Biomass | ST |  | S | 5 | 5 | 1 | N | 1955 |  |  | Y | Industrial CHP | 7 | T | WDS | NG
Wood/Wood Waste Biomass.WDS | biomass | FALSE | 16294 | Roseburg Forest Products Co | 50396 | Dillard Complex | OR | Douglas | GEN3 | Wood/Wood Waste Biomass | ST |  | S | 7 | 7 | 1 | N | 1955 |  |  | Y | Industrial CHP | 7 | B | WDS | NG
Wood/Wood Waste Biomass.WDS | biomass | FALSE | 16294 | Roseburg Forest Products Co | 50396 | Dillard Complex | OR | Douglas | GEN4 | Wood/Wood Waste Biomass | ST |  | S | 11.5 | 11.5 | 2 | N | 1955 |  |  | Y | Industrial CHP | 7 | T | WDS | NG
Wood/Wood Waste Biomass.WDS | biomass | FALSE | 16294 | Roseburg Forest Products Co | 50396 | Dillard Complex | OR | Douglas | GEN5 | Wood/Wood Waste Biomass | ST |  | S | 11.5 | 11.5 | 2 | N | 1955 |  |  | Y | Industrial CHP | 7 | B | WDS | NG
Wood/Wood Waste Biomass.WDS | biomass | FALSE | 16294 | Roseburg Forest Products Co | 50396 | Dillard Complex | OR | Douglas | GEN6 | Wood/Wood Waste Biomass | ST |  | S | 11.5 | 11.5 | 2 | N | 1955 |  |  | Y | Industrial CHP | 7 | B | WDS | NG
Natural Gas Steam Turbine.NG | natural gas steam turbine | FALSE | 61988 | Pixelle Specialty Solutions LLC - (PA) | 50397 | Pixelle Specialty Solutions LLC - Spring Grove Facility | PA | York | GEN1 | Natural Gas Steam Turbine | ST |  | S | 5 | 5 | 2 | N | 1948 |  |  | Y | Industrial CHP | 7 | T | NG | BLQ | BIT | RFO | WDS
Natural Gas Steam Turbine.NG | natural gas steam turbine | FALSE | 61988 | Pixelle Specialty Solutions LLC - (PA) | 50397 | Pixelle Specialty Solutions LLC - Spring Grove Facility | PA | York | GEN3 | Natural Gas Steam Turbine | ST |  | S | 4 | 4 | 1.2 | N | 1948 |  |  | Y | Industrial CHP | 7 | T | NG | BLQ | RFO | BIT | SLW
Natural Gas Steam Turbine.NG | natural gas steam turbine | FALSE | 61988 | Pixelle Specialty Solutions LLC - (PA) | 50397 | Pixelle Specialty Solutions LLC - Spring Grove Facility | PA | York | GEN4 | Natural Gas Steam Turbine | ST |  | S | 8.7 | 8.7 | 3.5 | N | 1962 |  |  | Y | Industrial CHP | 7 | T | NG | BLQ | BIT | RFO | SLW
Conventional Steam Coal.BIT | hard coal | FALSE | 61988 | Pixelle Specialty Solutions LLC - (PA) | 50397 | Pixelle Specialty Solutions LLC - Spring Grove Facility | PA | York | GEN5 | Conventional Steam Coal | ST |  | S | 36.1 | 36.1 | 9 | N | 1989 |  |  | Y | Industrial CHP | 7 | T | BIT | WDS | SLW | RFO
Wood/Wood Waste Biomass.BLQ | biomass | FALSE | 61988 | Pixelle Specialty Solutions LLC - (PA) | 50397 | Pixelle Specialty Solutions LLC - Spring Grove Facility | PA | York | GEN6 | Wood/Wood Waste Biomass | ST |  | S | 31.2 | 31.2 | 8.2 | N | 1994 |  |  | Y | Industrial CHP | 7 | T | BLQ | NG | RFO | BIT | SLW
Wood/Wood Waste Biomass.BLQ | biomass | FALSE | 30002 | International Paper Co | 50398 | International Paper Savanna Mill | GA | Chatham | GE10 | Wood/Wood Waste Biomass | ST |  | S | 82.7 | 82.8 | 10 | N | 1998 |  |  | Y | Industrial CHP | 7 | T | BLQ | NG | DFO | RFO
Natural Gas Steam Turbine.NG | natural gas steam turbine | FALSE | 30002 | International Paper Co | 50398 | International Paper Savanna Mill | GA | Chatham | GEN9 | Natural Gas Steam Turbine | ST |  | S | 71.2 | 71.2 | 20 | N | 1981 |  |  | Y | Industrial CHP | 7 | T | NG | WDS | BIT | DFO | RFO
Conventional Hydroelectric.WAT | hydro | TRUE | 19560 | Tri-Dam Power Authority | 50400 | Sand Bar Power Plant | CA | Tuolumne | GEN1 | Conventional Hydroelectric | HY |  | S | 15.6 | 14 | 1 | N | 1986 |  |  | N | IPP Non-CHP | 2 | X | WAT
All Other.WH | other | FALSE | 54837 | INEOS Nitriles Greenlake | 50404 | BP Chemicals Green Lake Plant | TX | Calhoun | TG2 | All Other | ST |  | S | 15 | 15 | 2 | N | 1989 |  |  | N | Industrial Non-CHP | 6 | X | WH
All Other.WH | other | FALSE | 54837 | INEOS Nitriles Greenlake | 50404 | BP Chemicals Green Lake Plant | TX | Calhoun | TG3 | All Other | ST |  | S | 23.8 | 23.8 | 2 | N | 1997 |  |  | N | Industrial Non-CHP | 6 | X | WH
Wood/Wood Waste Biomass.BLQ | biomass | FALSE | 16190 | Sappi Fine Paper North America-Somerset | 50406 | Somerset Plant | ME | Somerset | GEN1 | Wood/Wood Waste Biomass | ST |  | S | 48.8 | 48.8 | 5 | N | 1976 |  |  | Y | Industrial CHP | 7 | T | BLQ | WDS | NG | TDF | SLW
Wood/Wood Waste Biomass.BLQ | biomass | FALSE | 16190 | Sappi Fine Paper North America-Somerset | 50406 | Somerset Plant | ME | Somerset | GEN2 | Wood/Wood Waste Biomass | ST |  | S | 51 | 51 | 5 | N | 1990 |  |  | Y | Industrial CHP | 7 | T | BLQ | NG | WDS | TDF | SLW
Conventional Hydroelectric.WAT | hydro | TRUE | 57280 | Eagle Creek Renewable Energy, LLC | 50408 | Park Mill | WI | Marinette | 1 | Conventional Hydroelectric | HY |  | W | 0.4 | 0.4 | 0.1 | N | 1920 |  |  | N | IPP Non-CHP | 2 | X | WAT
Conventional Hydroelectric.WAT | hydro | TRUE | 57280 | Eagle Creek Renewable Energy, LLC | 50408 | Park Mill | WI | Marinette | 10 | Conventional Hydroelectric | HY |  | W | 0.3 | 0.3 | 0.1 | N | 1988 |  |  | N | IPP Non-CHP | 2 | X | WAT
Conventional Hydroelectric.WAT | hydro | TRUE | 57280 | Eagle Creek Renewable Energy, LLC | 50408 | Park Mill | WI | Marinette | 2 | Conventional Hydroelectric | HY |  | W | 0.2 | 0.2 | 0.1 | N | 1922 |  |  | N | IPP Non-CHP | 2 | X | WAT
Conventional Hydroelectric.WAT | hydro | TRUE | 57280 | Eagle Creek Renewable Energy, LLC | 50408 | Park Mill | WI | Marinette | 3 | Conventional Hydroelectric | HY |  | W | 0.4 | 0.4 | 0.1 | N | 1946 |  |  | N | IPP Non-CHP | 2 | X | WAT
Conventional Hydroelectric.WAT | hydro | TRUE | 57280 | Eagle Creek Renewable Energy, LLC | 50408 | Park Mill | WI | Marinette | 6 | Conventional Hydroelectric | HY |  | W | 0.4 | 0.4 | 0.1 | N | 1966 |  |  | N | IPP Non-CHP | 2 | X | WAT
Conventional Hydroelectric.WAT | hydro | TRUE | 57280 | Eagle Creek Renewable Energy, LLC | 50408 | Park Mill | WI | Marinette | 7 | Conventional Hydroelectric | HY |  | W | 0.4 | 0.4 | 0.1 | N | 1968 |  |  | N | IPP Non-CHP | 2 | X | WAT
Conventional Hydroelectric.WAT | hydro | TRUE | 57280 | Eagle Creek Renewable Energy, LLC | 50409 | Menominee Mill Marinette | MI | Menominee | 4 | Conventional Hydroelectric | HY |  | W | 0.4 | 0.4 | 0.1 | N | 1924 |  |  | N | IPP Non-CHP | 2 | X | WAT
Conventional Hydroelectric.WAT | hydro | TRUE | 57280 | Eagle Creek Renewable Energy, LLC | 50409 | Menominee Mill Marinette | MI | Menominee | 5 | Conventional Hydroelectric | HY |  | W | 0.4 | 0.4 | 0.1 | N | 1924 |  |  | N | IPP Non-CHP | 2 | X | WAT
Conventional Hydroelectric.WAT | hydro | TRUE | 57280 | Eagle Creek Renewable Energy, LLC | 50409 | Menominee Mill Marinette | MI | Menominee | 8 | Conventional Hydroelectric | HY |  | W | 0.5 | 0.5 | 0.2 | N | 1978 |  |  | N | IPP Non-CHP | 2 | X | WAT
Conventional Hydroelectric.WAT | hydro | TRUE | 57280 | Eagle Creek Renewable Energy, LLC | 50409 | Menominee Mill Marinette | MI | Menominee | 9 | Conventional Hydroelectric | HY |  | W | 0.5 | 0.5 | 0.2 | N | 1978 |  |  | N | IPP Non-CHP | 2 | X | WAT
Natural Gas Fired Combined Cycle.NG | natural gas combined cycle | FALSE | 10273 | Kimberly-Clark Corp | 50410 | Chester Operations | PA | Delaware | 6 | Natural Gas Fired Combined Cycle | CT | 6000 | S | 14.1 | 16.3 | 6.5 | N | 2020 |  |  | Y | Industrial CHP | 7 | T | NG
Natural Gas Fired Combined Cycle.NG | natural gas combined cycle | FALSE | 10273 | Kimberly-Clark Corp | 50410 | Chester Operations | PA | Delaware | 6A | Natural Gas Fired Combined Cycle | CA | 6000 | S | 14.1 | 16.3 | 6.5 | N | 2020 |  |  | Y | Industrial CHP | 7 | T | NG
Natural Gas Fired Combined Cycle.NG | natural gas combined cycle | FALSE | 10273 | Kimberly-Clark Corp | 50410 | Chester Operations | PA | Delaware | 7 | Natural Gas Fired Combined Cycle | CT | 7000 | S | 14.1 | 16.3 | 6.5 | N | 2020 |  |  | Y | Industrial CHP | 7 | T | NG
Natural Gas Fired Combined Cycle.NG | natural gas combined cycle | FALSE | 10273 | Kimberly-Clark Corp | 50410 | Chester Operations | PA | Delaware | 7A | Natural Gas Fired Combined Cycle | CA | 7000 | S | 14.1 | 16.3 | 6.5 | N | 2020 |  |  | Y | Industrial CHP | 7 | T | NG
Natural Gas Fired Combustion Turbine.NG | natural gas peaker | FALSE | 58485 | Rutgers, The State University of NJ | 50411 | Rutgers Biomedical and Health Cogen | NJ | Essex | GEN1 | Natural Gas Fired Combustion Turbine | GT |  | S | 3.4 | 3.7 | 2.3 | N | 1989 |  |  | Y | Commercial CHP | 5 | T | NG
Natural Gas Fired Combustion Turbine.NG | natural gas peaker | FALSE | 58485 | Rutgers, The State University of NJ | 50411 | Rutgers Biomedical and Health Cogen | NJ | Essex | GEN2 | Natural Gas Fired Combustion Turbine | GT |  | S | 3.4 | 3.7 | 2.3 | N | 1989 |  |  | Y | Commercial CHP | 5 | T | NG
Natural Gas Fired Combustion Turbine.NG | natural gas peaker | FALSE | 58485 | Rutgers, The State University of NJ | 50411 | Rutgers Biomedical and Health Cogen | NJ | Essex | GEN3 | Natural Gas Fired Combustion Turbine | GT |  | S | 3.4 | 3.7 | 2.3 | N | 1989 |  |  | Y | Commercial CHP | 5 | T | NG
Petroleum Liquids.DFO | petroleum | FALSE | 21995 | Olmsted County Public Works | 50413 | Olmsted Waste Energy | MN | Olmsted | DGCAT | Petroleum Liquids | IC |  | S | 1.3 | 1.3 | 0.2 | N | 2009 |  |  | N | Commercial CHP | 5 | X | DFO
Municipal Solid Waste.MSW | municipal solid waste | FALSE | 21995 | Olmsted County Public Works | 50413 | Olmsted Waste Energy | MN | Olmsted | TG2 | Municipal Solid Waste | ST |  | S | 1.3 | 0.8 | 0.4 | N | 1987 |  |  | Y | Commercial CHP | 5 | T | MSW
Municipal Solid Waste.MSW | municipal solid waste | FALSE | 21995 | Olmsted County Public Works | 50413 | Olmsted Waste Energy | MN | Olmsted | TG3 | Municipal Solid Waste | ST |  | S | 5 | 4.5 | 0.4 | N | 2010 |  |  | Y | Commercial CHP | 5 | T | MSW
Municipal Solid Waste.MSW | municipal solid waste | FALSE | 21995 | Olmsted County Public Works | 50413 | Olmsted Waste Energy | MN | Olmsted | TGI | Municipal Solid Waste | ST |  | S | 1.4 | 1.4 | 0.4 | N | 1987 |  |  | Y | Commercial CHP | 5 | T | MSW
Conventional Hydroelectric.WAT | hydro | TRUE | 24793 | Briar-Hydro Associates | 50414 | Penacook Upper Falls Hydro | NH | Merrimack | 1 | Conventional Hydroelectric | HY |  | S | 3.4 | 3.4 | 0.1 | N | 1986 |  |  | N | IPP Non-CHP | 2 | X | WAT
Conventional Hydroelectric.WAT | hydro | TRUE | 66098 | Elevate Power Management LLC | 50416 | Tannery Island Power | NY | Jefferson | GEN1 | Conventional Hydroelectric | HY |  | S | 0.2 | 0.2 | 0.1 | N | 1986 |  |  | N | IPP Non-CHP | 2 | X | WAT
Conventional Hydroelectric.WAT | hydro | TRUE | 66098 | Elevate Power Management LLC | 50416 | Tannery Island Power | NY | Jefferson | GEN2 | Conventional Hydroelectric | HY |  | S | 0.2 | 0.2 | 0.1 | N | 1986 |  |  | N | IPP Non-CHP | 2 | X | WAT
Conventional Hydroelectric.WAT | hydro | TRUE | 66098 | Elevate Power Management LLC | 50416 | Tannery Island Power | NY | Jefferson | GEN3 | Conventional Hydroelectric | HY |  | S | 0.2 | 0.2 | 0.1 | N | 1986 |  |  | N | IPP Non-CHP | 2 | X | WAT
Conventional Hydroelectric.WAT | hydro | TRUE | 66098 | Elevate Power Management LLC | 50416 | Tannery Island Power | NY | Jefferson | GEN4 | Conventional Hydroelectric | HY |  | S | 0.2 | 0.2 | 0.1 | N | 1986 |  |  | N | IPP Non-CHP | 2 | X | WAT
Conventional Hydroelectric.WAT | hydro | TRUE | 66098 | Elevate Power Management LLC | 50416 | Tannery Island Power | NY | Jefferson | GEN5 | Conventional Hydroelectric | HY |  | S | 0.2 | 0.2 | 0.1 | N | 1986 |  |  | N | IPP Non-CHP | 2 | X | WAT
Conventional Hydroelectric.WAT | hydro | TRUE | 21086 | Yakima-Tieton Irrigation Dist | 50421 | Orchard Avenue 1 | WA | Yakima | 201 | Conventional Hydroelectric | HY |  | S | 0.8 | 0.7 | 0.2 | N | 1987 |  |  | N | IPP Non-CHP | 2 | X | WAT
Conventional Hydroelectric.WAT | hydro | TRUE | 21086 | Yakima-Tieton Irrigation Dist | 50421 | Orchard Avenue 1 | WA | Yakima | 301 | Conventional Hydroelectric | HY |  | S | 0.8 | 0.7 | 0.2 | N | 1987 |  |  | N | IPP Non-CHP | 2 | X | WAT
Conventional Hydroelectric.WAT | hydro | TRUE | 21086 | Yakima-Tieton Irrigation Dist | 50423 | Cowiche | WA | Yakima | 983 | Conventional Hydroelectric | HY |  | S | 1.6 | 1.6 | 1 | N | 1987 |  |  | N | IPP Non-CHP | 2 | X | WAT
Natural Gas Internal Combustion Engine.NG | natural gas peaker | FALSE | 13487 | New York Zoological Society | 50427 | Bronx Zoo | NY | Bronx | GEN1 | Natural Gas Internal Combustion Engine | IC |  | S | 0.5 | 0.5 | 0.4 | N | 1991 |  |  | Y | Commercial CHP | 5 | T | NG
Natural Gas Internal Combustion Engine.NG | natural gas peaker | FALSE | 13487 | New York Zoological Society | 50427 | Bronx Zoo | NY | Bronx | GEN2 | Natural Gas Internal Combustion Engine | IC |  | S | 0.5 | 0.5 | 0.4 | N | 1991 |  |  | Y | Commercial CHP | 5 | T | NG
Natural Gas Internal Combustion Engine.NG | natural gas peaker | FALSE | 13487 | New York Zoological Society | 50427 | Bronx Zoo | NY | Bronx | GEN3 | Natural Gas Internal Combustion Engine | IC |  | S | 1.1 | 1.1 | 0.8 | N | 1991 |  |  | Y | Commercial CHP | 5 | T | NG
Natural Gas Internal Combustion Engine.NG | natural gas peaker | FALSE | 13487 | New York Zoological Society | 50427 | Bronx Zoo | NY | Bronx | GEN4 | Natural Gas Internal Combustion Engine | IC |  | S | 1.5 | 1.5 | 1 | N | 1995 |  |  | Y | Commercial CHP | 5 | T | NG
Natural Gas Fired Combined Cycle.NG | natural gas combined cycle | FALSE | 19588 | University of Michigan | 50431 | University of Michigan | MI | Washtenaw | CT6 | Natural Gas Fired Combined Cycle | CT | CC1 | S | 15.5 | 16 | 3 | N | 2022 |  |  | Y | Commercial CHP | 5 | T | NG | DFO
Natural Gas Fired Combined Cycle.NG | natural gas combined cycle | FALSE | 19588 | University of Michigan | 50431 | University of Michigan | MI | Washtenaw | TG1 | Natural Gas Fired Combined Cycle | CA | CC1 | S | 11.5 | 11.5 | 2.5 | N | 1986 |  |  | Y | Commercial CHP | 5 | T | NG | DFO
Natural Gas Fired Combined Cycle.NG | natural gas combined cycle | FALSE | 19588 | University of Michigan | 50431 | University of Michigan | MI | Washtenaw | TG10 | Natural Gas Fired Combined Cycle | CT | CC1 | S | 3.5 | 5 | 0.5 | N | 1992 |  |  | Y | Commercial CHP | 5 | T | NG | DFO
Natural Gas Fired Combined Cycle.NG | natural gas combined cycle | FALSE | 19588 | University of Michigan | 50431 | University of Michigan | MI | Washtenaw | TG7 | Natural Gas Fired Combined Cycle | CA | CC1 | S | 11.5 | 11.5 | 2.5 | N | 1975 |  |  | Y | Commercial CHP | 5 | T | NG | DFO
Natural Gas Fired Combined Cycle.NG | natural gas combined cycle | FALSE | 19588 | University of Michigan | 50431 | University of Michigan | MI | Washtenaw | TG8 | Natural Gas Fired Combined Cycle | CA | CC1 | S | 11.5 | 11.5 | 2.5 | N | 1975 |  |  | Y | Commercial CHP | 5 | T | NG | DFO
Natural Gas Fired Combined Cycle.NG | natural gas combined cycle | FALSE | 19588 | University of Michigan | 50431 | University of Michigan | MI | Washtenaw | TG9 | Natural Gas Fired Combined Cycle | CT | CC1 | S | 3.5 | 5 | 0.5 | N | 1990 |  |  | Y | Commercial CHP | 5 | T | NG | DFO
Conventional Hydroelectric.WAT | hydro | TRUE | 57280 | Eagle Creek Renewable Energy, LLC | 50433 | Ada Dam | MI | Kent | ADA1 | Conventional Hydroelectric | HY |  | W | 1.4 | 1.4 | 0.2 | N | 1984 |  |  | N | IPP Non-CHP | 2 | X | WAT
Conventional Hydroelectric.WAT | hydro | TRUE | 57280 | Eagle Creek Renewable Energy, LLC | 50435 | Sugarloaf Hydro Plant | CO | Lake | SUG1 | Conventional Hydroelectric | HY |  | W | 2.5 | 2.5 | 0.4 | N | 1985 |  |  | N | IPP Non-CHP | 2 | X | WAT
Conventional Hydroelectric.WAT | hydro | TRUE | 57280 | Eagle Creek Renewable Energy, LLC | 50436 | Cascade Dam | MI | Kent | CAS1 | Conventional Hydroelectric | HY |  | W | 1.6 | 1.6 | 0.2 | N | 1986 |  |  | N | IPP Non-CHP | 2 | X | WAT
Conventional Hydroelectric.WAT | hydro | TRUE | 57280 | Eagle Creek Renewable Energy, LLC | 50437 | French Landing Dam | MI | Wayne | FRL1 | Conventional Hydroelectric | HY |  | W | 1.6 | 1.6 | 0.2 | N | 1988 |  |  | N | IPP Non-CHP | 2 | X | WAT
Conventional Hydroelectric.WAT | hydro | TRUE | 57280 | Eagle Creek Renewable Energy, LLC | 50439 | Oconto Falls Lower | WI | Oconto | GEN1 | Conventional Hydroelectric | HY |  | W | 0.3 | 0.3 | 0.1 | N | 1971 |  |  | N | IPP Non-CHP | 2 | X | WAT
Conventional Hydroelectric.WAT | hydro | TRUE | 57280 | Eagle Creek Renewable Energy, LLC | 50439 | Oconto Falls Lower | WI | Oconto | GEN2 | Conventional Hydroelectric | HY |  | W | 1.7 | 1.7 | 0.5 | N | 1971 |  |  | N | IPP Non-CHP | 2 | X | WAT
Conventional Hydroelectric.WAT | hydro | FALSE | 66098 | Elevate Power Management LLC | 50447 | S D Warren Westbrook | ME | Cumberland | GEN1 | Conventional Hydroelectric | HY |  | S | 0.6 | 0.6 | 0.2 | N | 1903 |  |  | N | Industrial CHP | 7 | X | WAT
Conventional Hydroelectric.WAT | hydro | FALSE | 66098 | Elevate Power Management LLC | 50447 | S D Warren Westbrook | ME | Cumberland | GEN2 | Conventional Hydroelectric | HY |  | S | 0.6 | 0.6 | 0.2 | N | 1903 |  |  | N | Industrial CHP | 7 | X | WAT
Conventional Hydroelectric.WAT | hydro | FALSE | 66098 | Elevate Power Management LLC | 50447 | S D Warren Westbrook | ME | Cumberland | GEN3 | Conventional Hydroelectric | HY |  | S | 0.6 | 0.6 | 0.2 | N | 1903 |  |  | N | Industrial CHP | 7 | X | WAT
Conventional Hydroelectric.WAT | hydro | FALSE | 66098 | Elevate Power Management LLC | 50447 | S D Warren Westbrook | ME | Cumberland | GEN4 | Conventional Hydroelectric | HY |  | S | 0.8 | 0.8 | 0.3 | N | 1913 |  |  | N | Industrial CHP | 7 | X | WAT
Conventional Hydroelectric.WAT | hydro | FALSE | 66098 | Elevate Power Management LLC | 50447 | S D Warren Westbrook | ME | Cumberland | GEN5 | Conventional Hydroelectric | HY |  | S | 0.8 | 0.8 | 0.3 | N | 1913 |  |  | N | Industrial CHP | 7 | X | WAT
Conventional Hydroelectric.WAT | hydro | FALSE | 66098 | Elevate Power Management LLC | 50447 | S D Warren Westbrook | ME | Cumberland | GEN6 | Conventional Hydroelectric | HY |  | S | 0.8 | 0.8 | 0.3 | N | 1913 |  |  | N | Industrial CHP | 7 | X | WAT
Conventional Hydroelectric.WAT | hydro | FALSE | 66098 | Elevate Power Management LLC | 50447 | S D Warren Westbrook | ME | Cumberland | GEN7 | Conventional Hydroelectric | HY |  | S | 0.6 | 0.6 | 0.2 | N | 1940 |  |  | N | Industrial CHP | 7 | X | WAT
Wood/Wood Waste Biomass.WDS | biomass | FALSE | 66098 | Elevate Power Management LLC | 50447 | S D Warren Westbrook | ME | Cumberland | GEN9 | Wood/Wood Waste Biomass | ST |  | S | 40.5 | 47.5 | 5 | N | 1982 |  |  | Y | Industrial CHP | 7 | B | WDS | BIT | RFO | DFO
Wood/Wood Waste Biomass.WDS | biomass | FALSE | 66098 | Elevate Power Management LLC | 50447 | S D Warren Westbrook | ME | Cumberland | GN10 | Wood/Wood Waste Biomass | ST |  | S | 15.8 | 15.8 | 5 | N | 1985 |  |  | Y | Industrial CHP | 7 | B | WDS | BIT | RFO | DFO
Conventional Hydroelectric.WAT | hydro | FALSE | 66098 | Elevate Power Management LLC | 50447 | S D Warren Westbrook | ME | Cumberland | GN11 | Conventional Hydroelectric | HY |  | S | 0.6 | 0.6 | 0.2 | N | 1940 |  |  | N | Industrial CHP | 7 | X | WAT
Conventional Hydroelectric.WAT | hydro | FALSE | 66098 | Elevate Power Management LLC | 50447 | S D Warren Westbrook | ME | Cumberland | GN12 | Conventional Hydroelectric | HY |  | S | 0.2 | 0.2 | 0.1 | N | 1940 |  |  | N | Industrial CHP | 7 | X | WAT
Conventional Hydroelectric.WAT | hydro | FALSE | 66098 | Elevate Power Management LLC | 50447 | S D Warren Westbrook | ME | Cumberland | GN13 | Conventional Hydroelectric | HY |  | S | 0.2 | 0.2 | 0.1 | N | 1940 |  |  | N | Industrial CHP | 7 | X | WAT |  |  |  |  | SLW
Conventional Hydroelectric.WAT | hydro | FALSE | 66098 | Elevate Power Management LLC | 50447 | S D Warren Westbrook | ME | Cumberland | GN14 | Conventional Hydroelectric | HY |  | S | 0.2 | 0.2 | 0.1 | N | 1940 |  |  | N | Industrial CHP | 7 | X | WAT |  |  |  |  | WDS
Conventional Hydroelectric.WAT | hydro | FALSE | 66098 | Elevate Power Management LLC | 50447 | S D Warren Westbrook | ME | Cumberland | GN15 | Conventional Hydroelectric | HY |  | S | 0.2 | 0.2 | 0.1 | N | 1940 |  |  | N | Industrial CHP | 7 | X | WAT |  |  |  |  | WDS
Conventional Hydroelectric.WAT | hydro | FALSE | 66098 | Elevate Power Management LLC | 50447 | S D Warren Westbrook | ME | Cumberland | GN16 | Conventional Hydroelectric | HY |  | S | 0.5 | 0.5 | 0.2 | N | 1940 |  |  | N | Industrial CHP | 7 | X | WAT
Conventional Hydroelectric.WAT | hydro | FALSE | 66098 | Elevate Power Management LLC | 50447 | S D Warren Westbrook | ME | Cumberland | GN17 | Conventional Hydroelectric | HY |  | S | 0.5 | 0.5 | 0.2 | N | 1940 |  |  | N | Industrial CHP | 7 | X | WAT |  |  |  |  | WDS
Natural Gas Fired Combined Cycle.NG | natural gas combined cycle | TRUE | 9245 | Indeck-Energy Serv Silver Spg | 50449 | Indeck Silver Springs Energy Center | NY | Wyoming | GEN1 | Natural Gas Fired Combined Cycle | CT | G722 | S | 34.7 | 45.1 | 34 | N | 1991 |  |  | Y | IPP CHP | 3 | T | NG | DFO
Natural Gas Fired Combined Cycle.NG | natural gas combined cycle | TRUE | 9245 | Indeck-Energy Serv Silver Spg | 50449 | Indeck Silver Springs Energy Center | NY | Wyoming | GEN2 | Natural Gas Fired Combined Cycle | CA | G722 | S | 17.2 | 17.2 | 10 | N | 1991 |  |  | Y | IPP CHP | 3 | T | NG | DFO
Natural Gas Fired Combined Cycle.NG | natural gas combined cycle | TRUE | 9244 | Indeck-Oswego Ltd Partnership | 50450 | Indeck Oswego Energy Center | NY | Oswego | GEN1 | Natural Gas Fired Combined Cycle | CT | CC1 | S | 51.8 | 60.6 | 34.5 | N | 1990 |  |  | Y | IPP CHP | 3 | T | NG | DFO
Natural Gas Fired Combined Cycle.NG | natural gas combined cycle | TRUE | 9244 | Indeck-Oswego Ltd Partnership | 50450 | Indeck Oswego Energy Center | NY | Oswego | GEN2 | Natural Gas Fired Combined Cycle | CA | CC1 | S |  |  | 10 | N | 1990 |  |  | Y | IPP CHP | 3 | T | NG
Natural Gas Fired Combined Cycle.NG | natural gas combined cycle | TRUE | 9243 | Indeck-Yerkes Ltd Partnership | 50451 | Indeck Yerkes Energy Center | NY | Erie | GEN1 | Natural Gas Fired Combined Cycle | CT | CC1 | S | 43.8 | 56.5 | 42 | N | 1989 |  |  | Y | IPP CHP | 3 | T | NG | DFO
Natural Gas Fired Combined Cycle.NG | natural gas combined cycle | TRUE | 9243 | Indeck-Yerkes Ltd Partnership | 50451 | Indeck Yerkes Energy Center | NY | Erie | GEN2 | Natural Gas Fired Combined Cycle | CA | CC1 | S |  |  |  | N | 1989 |  |  | Y | IPP CHP | 3 | T | NG |  |  |  |  | RFO
Natural Gas Steam Turbine.NG | natural gas steam turbine | FALSE | 15400 | Procter & Gamble Co | 50456 | Procter & Gamble Cincinnati Plant | OH | Hamilton | GEN1 | Natural Gas Steam Turbine | ST |  | S | 11.7 | 11.8 | 1.5 | N | 1965 | 12 | 2024 | Y | Industrial CHP | 7 | B | NG |  |  |  |  | RFO
Natural Gas Fired Combined Cycle.NG | natural gas combined cycle | TRUE | 9263 | Indeck-Corinth Ltd Partnership | 50458 | Indeck Corinth Energy Center | NY | Saratoga | GEN1 | Natural Gas Fired Combined Cycle | CT | G723 | S | 74.8 | 91.2 | 74.8 | N | 1995 |  |  | Y | IPP CHP | 3 | T | NG | DFO | KER
Natural Gas Fired Combined Cycle.NG | natural gas combined cycle | TRUE | 9263 | Indeck-Corinth Ltd Partnership | 50458 | Indeck Corinth Energy Center | NY | Saratoga | GEN2 | Natural Gas Fired Combined Cycle | CA | G723 | S | 54.2 | 44 | 39.2 | N | 1995 |  |  | Y | IPP CHP | 3 | T | NG
Conventional Hydroelectric.WAT | hydro | FALSE | 7857 | Great Lakes Tissue Co | 50461 | Cheboygan | MI | Cheboygan | GEN1 | Conventional Hydroelectric | HY |  | S | 0.7 | 1.1 | 0.1 | N | 1984 |  |  | N | Industrial Non-CHP | 6 | X | WAT
Natural Gas Fired Combustion Turbine.NG | natural gas peaker | FALSE | 15394 | Procter & Gamble Ppr Prdts Co | 50463 | Procter & Gamble Mehoopany Mill | PA | Wyoming | GEN1 | Natural Gas Fired Combustion Turbine | GT |  | S | 40 | 59 | 30 | N | 1985 |  |  | Y | Industrial CHP | 7 | T | NG
Natural Gas Steam Turbine.NG | natural gas steam turbine | FALSE | 15394 | Procter & Gamble Ppr Prdts Co | 50463 | Procter & Gamble Mehoopany Mill | PA | Wyoming | GEN2 | Natural Gas Steam Turbine | ST |  | S | 0.9 | 1.6 | 0.2 | N | 1984 |  |  | N | Industrial CHP | 7 | X | NG
Natural Gas Fired Combustion Turbine.NG | natural gas peaker | FALSE | 15394 | Procter & Gamble Ppr Prdts Co | 50463 | Procter & Gamble Mehoopany Mill | PA | Wyoming | GEN3 | Natural Gas Fired Combustion Turbine | GT |  | S | 64 | 64 | 20 | N | 2013 |  |  | N | Industrial CHP | 7 | X | NG
Natural Gas Fired Combustion Turbine.NG | natural gas peaker | FALSE | 15375 | Procter&Gamble Paper Products Co-Oxnard | 50464 | Oxnard | CA | Ventura | GEN1 | Natural Gas Fired Combustion Turbine | GT |  | S | 22.4 | 22.4 | 17 | N | 1982 |  |  | Y | Industrial CHP | 7 | T | NG
Natural Gas Fired Combustion Turbine.NG | natural gas peaker | FALSE | 15375 | Procter&Gamble Paper Products Co-Oxnard | 50464 | Oxnard | CA | Ventura | GEN2 | Natural Gas Fired Combustion Turbine | GT |  | S | 48.5 | 48.5 | 30 | N | 1989 |  |  | Y | Industrial CHP | 7 | T | NG
Wood/Wood Waste Biomass.BLQ | biomass | FALSE | 61982 | International Paper - Flint River Mill | 50465 | Flint River Operations | GA | Macon | GEN1 | Wood/Wood Waste Biomass | ST |  | S | 42 | 42 | 5 | N | 1980 |  |  | Y | Industrial CHP | 7 | T | BLQ | WDS | NG
Wood/Wood Waste Biomass.WDS | biomass | FALSE | 61982 | International Paper - Flint River Mill | 50465 | Flint River Operations | GA | Macon | GEN2 | Wood/Wood Waste Biomass | ST |  | S | 35 | 35 | 5 | N | 2015 |  |  | Y | Industrial CHP | 7 | T | WDS | NG | BLQ | DFO
Conventional Hydroelectric.WAT | hydro | FALSE | 55876 | Capitol Broadcasting Company Inc | 50468 | Rocky Mount Mill | NC | Nash | 1 | Conventional Hydroelectric | HY |  | S | 0.5 | 0.5 | 0.2 | N | 1949 |  |  | N | Industrial Non-CHP | 6 | X | WAT
Conventional Hydroelectric.WAT | hydro | FALSE | 55876 | Capitol Broadcasting Company Inc | 50468 | Rocky Mount Mill | NC | Nash | 2 | Conventional Hydroelectric | HY |  | S | 0.4 | 0.4 | 0.2 | N | 1941 |  |  | N | Industrial Non-CHP | 6 | X | WAT
Conventional Hydroelectric.WAT | hydro | FALSE | 55876 | Capitol Broadcasting Company Inc | 50468 | Rocky Mount Mill | NC | Nash | 3 | Conventional Hydroelectric | HY |  | S | 0.2 | 0.2 | 0.2 | N | 1949 |  |  | N | Industrial Non-CHP | 6 | X | WAT
Municipal Solid Waste.MSW | municipal solid waste | FALSE | 470 | Covanta Energy of Niagara LP | 50472 | Covanta Niagara I, LLC | NY | Niagara | GEN1 | Municipal Solid Waste | ST |  | S | 18 | 18 | 3 | N | 1980 |  |  | Y | Commercial CHP | 5 | B | MSW | NG
Municipal Solid Waste.MSW | municipal solid waste | FALSE | 470 | Covanta Energy of Niagara LP | 50472 | Covanta Niagara I, LLC | NY | Niagara | GEN2 | Municipal Solid Waste | ST |  | S | 18 | 18 | 3 | N | 1980 |  |  | Y | Commercial CHP | 5 | B | MSW | NG
All Other.OTH | other | FALSE | 20558 | White Springs Agrici Chem Inc | 50474 | Swift Creek Chemical Complex | FL | Hamilton | SCC | All Other | ST |  | S | 15.9 | 15.9 | 5 | N | 1980 |  |  | Y | Industrial CHP | 7 | B | OTH | DFO | NG
Natural Gas Fired Combustion Turbine.NG | natural gas peaker | FALSE | 5065 | Equistar Chemicals LP | 50475 | Corpus Christi | TX | Nueces | GEN1 | Natural Gas Fired Combustion Turbine | GT |  | S | 33 | 41 | 26 | N | 1989 |  |  | Y | Industrial CHP | 7 | T | NG
Natural Gas Steam Turbine.NG | natural gas steam turbine | FALSE | 14369 | PCA-Tomahawk Mill | 50476 | Packaging of America Tomahawk Mill | WI | Lincoln | GEN1 | Natural Gas Steam Turbine | ST |  | S | 5.4 | 5.8 | 0.1 | N | 1948 |  |  | Y | Industrial CHP | 7 | T | NG | WDS | BLQ | DFO | OBS
Natural Gas Steam Turbine.NG | natural gas steam turbine | FALSE | 14369 | PCA-Tomahawk Mill | 50476 | Packaging of America Tomahawk Mill | WI | Lincoln | GEN2 | Natural Gas Steam Turbine | ST |  | S | 8.2 | 8.9 | 0.1 | N | 1978 |  |  | Y | Industrial CHP | 7 | T | NG | WDS | BLQ | DFO | OBS
Conventional Hydroelectric.WAT | hydro | FALSE | 14369 | PCA-Tomahawk Mill | 50476 | Packaging of America Tomahawk Mill | WI | Lincoln | GEN3 | Conventional Hydroelectric | HY |  | S | 0.5 | 0.6 | 0.1 | N | 1920 |  |  | N | Industrial CHP | 7 | X | WAT
Conventional Hydroelectric.WAT | hydro | FALSE | 14369 | PCA-Tomahawk Mill | 50476 | Packaging of America Tomahawk Mill | WI | Lincoln | GEN4 | Conventional Hydroelectric | HY |  | S | 0.3 | 0.2 | 0.1 | N | 1920 |  |  | N | Industrial CHP | 7 | X | WAT
Conventional Hydroelectric.WAT | hydro | FALSE | 14369 | PCA-Tomahawk Mill | 50476 | Packaging of America Tomahawk Mill | WI | Lincoln | GEN5 | Conventional Hydroelectric | HY |  | S | 0.3 | 0.3 | 0.1 | N | 1920 |  |  | N | Industrial CHP | 7 | X | WAT
Conventional Hydroelectric.WAT | hydro | FALSE | 7167 | GP Big Island LLC | 50479 | Georgia-Pacific Big Island | VA | Bedford | BHG1 | Conventional Hydroelectric | HY |  | S | 0.2 | 0.2 | 0.2 | N | 1920 |  |  | N | Industrial CHP | 7 | X | WAT
Conventional Hydroelectric.WAT | hydro | FALSE | 7167 | GP Big Island LLC | 50479 | Georgia-Pacific Big Island | VA | Bedford | BHG2 | Conventional Hydroelectric | HY |  | S | 0.2 | 0.2 | 0.2 | N | 1920 |  |  | N | Industrial CHP | 7 | X | WAT
Wood/Wood Waste Biomass.WDS | biomass | FALSE | 7167 | GP Big Island LLC | 50479 | Georgia-Pacific Big Island | VA | Bedford | GEN1 | Wood/Wood Waste Biomass | ST |  | S | 7 | 7 | 3.5 | N | 1965 |  |  | Y | Industrial CHP | 7 | T | WDS | OBS | NG | BLQ
Conventional Steam Coal.BIT | hard coal | FALSE | 5610 | Eastman Chemical Co-TN Ops | 50481 | Tennessee Eastman Operations | TN | Sullivan | TG10 | Conventional Steam Coal | ST |  | S | 6 | 6 | 2 | N | 1946 |  |  | Y | Industrial CHP | 7 | T | BIT | NG | SLW | OTH
Conventional Steam Coal.BIT | hard coal | FALSE | 5610 | Eastman Chemical Co-TN Ops | 50481 | Tennessee Eastman Operations | TN | Sullivan | TG11 | Conventional Steam Coal | ST |  | S | 6 | 6 | 2 | N | 1949 |  |  | Y | Industrial CHP | 7 | B | BIT | NG | SLW | OTH
Conventional Steam Coal.BIT | hard coal | FALSE | 5610 | Eastman Chemical Co-TN Ops | 50481 | Tennessee Eastman Operations | TN | Sullivan | TG12 | Conventional Steam Coal | ST |  | S | 6 | 6 | 2 | N | 1953 |  |  | Y | Industrial CHP | 7 | B | BIT | NG | SLW | OTH
Conventional Steam Coal.BIT | hard coal | FALSE | 5610 | Eastman Chemical Co-TN Ops | 50481 | Tennessee Eastman Operations | TN | Sullivan | TG13 | Conventional Steam Coal | ST |  | S | 7 | 7 | 2 | N | 1960 |  |  | Y | Industrial CHP | 7 | T | BIT | SLW | OTH | NG
Conventional Steam Coal.BIT | hard coal | FALSE | 5610 | Eastman Chemical Co-TN Ops | 50481 | Tennessee Eastman Operations | TN | Sullivan | TG14 | Conventional Steam Coal | ST |  | S | 10 | 10 | 2 | N | 1962 |  |  | Y | Industrial CHP | 7 | B | BIT | NG | SLW | OTH
Conventional Steam Coal.BIT | hard coal | FALSE | 5610 | Eastman Chemical Co-TN Ops | 50481 | Tennessee Eastman Operations | TN | Sullivan | TG15 | Conventional Steam Coal | ST |  | S | 7.5 | 7.5 | 2 | N | 1963 |  |  | Y | Industrial CHP | 7 | T | BIT | SLW | OTH | NG
Natural Gas Steam Turbine.NG | natural gas steam turbine | FALSE | 5610 | Eastman Chemical Co-TN Ops | 50481 | Tennessee Eastman Operations | TN | Sullivan | TG16 | Natural Gas Steam Turbine | ST |  | S | 10.4 | 10.4 | 1.5 | N | 1966 |  |  | Y | Industrial CHP | 7 | T | NG
Natural Gas Steam Turbine.NG | natural gas steam turbine | FALSE | 5610 | Eastman Chemical Co-TN Ops | 50481 | Tennessee Eastman Operations | TN | Sullivan | TG17 | Natural Gas Steam Turbine | ST |  | S | 10.4 | 10.4 | 1.5 | N | 1966 |  |  | Y | Industrial CHP | 7 | T | NG
Natural Gas Steam Turbine.NG | natural gas steam turbine | FALSE | 5610 | Eastman Chemical Co-TN Ops | 50481 | Tennessee Eastman Operations | TN | Sullivan | TG18 | Natural Gas Steam Turbine | ST |  | S | 10.4 | 10.4 | 1.5 | N | 1967 |  |  | Y | Industrial CHP | 7 | T | NG
Natural Gas Steam Turbine.NG | natural gas steam turbine | FALSE | 5610 | Eastman Chemical Co-TN Ops | 50481 | Tennessee Eastman Operations | TN | Sullivan | TG19 | Natural Gas Steam Turbine | ST |  | S | 10.4 | 10.4 | 1.5 | N | 1970 |  |  | Y | Industrial CHP | 7 | T | NG
Natural Gas Steam Turbine.NG | natural gas steam turbine | FALSE | 5610 | Eastman Chemical Co-TN Ops | 50481 | Tennessee Eastman Operations | TN | Sullivan | TG20 | Natural Gas Steam Turbine | ST |  | S | 10.4 | 10.4 | 1.5 | N | 1972 |  |  | Y | Industrial CHP | 7 | T | NG
Natural Gas Steam Turbine.NG | natural gas steam turbine | FALSE | 5610 | Eastman Chemical Co-TN Ops | 50481 | Tennessee Eastman Operations | TN | Sullivan | TG21 | Natural Gas Steam Turbine | ST |  | S | 15 | 15 | 2 | N | 1969 |  |  | Y | Industrial CHP | 7 | B | NG
Conventional Steam Coal.BIT | hard coal | FALSE | 5610 | Eastman Chemical Co-TN Ops | 50481 | Tennessee Eastman Operations | TN | Sullivan | TG22 | Conventional Steam Coal | ST |  | S | 15.4 | 15.4 | 1.5 | N | 1982 |  |  | Y | Industrial CHP | 7 | T | BIT | NG | OG | OTH
Natural Gas Steam Turbine.NG | natural gas steam turbine | FALSE | 5610 | Eastman Chemical Co-TN Ops | 50481 | Tennessee Eastman Operations | TN | Sullivan | TG24 | Natural Gas Steam Turbine | ST |  | S | 16.8 | 16.8 | 2 | N | 1983 |  |  | Y | Industrial CHP | 7 | B | NG
Conventional Steam Coal.BIT | hard coal | FALSE | 5610 | Eastman Chemical Co-TN Ops | 50481 | Tennessee Eastman Operations | TN | Sullivan | TG25 | Conventional Steam Coal | ST |  | S | 18 | 18 | 2 | N | 1994 |  |  | Y | Industrial CHP | 7 | T | BIT | NG | OG | OTH
Conventional Steam Coal.BIT | hard coal | FALSE | 5610 | Eastman Chemical Co-TN Ops | 50481 | Tennessee Eastman Operations | TN | Sullivan | TG26 | Conventional Steam Coal | ST |  | S | 16.6 | 16.6 | 1.5 | N | 1994 |  |  | Y | Industrial CHP | 7 | T | BIT | NG | OG | OTH
Conventional Steam Coal.BIT | hard coal | FALSE | 5610 | Eastman Chemical Co-TN Ops | 50481 | Tennessee Eastman Operations | TN | Sullivan | TGO7 | Conventional Steam Coal | ST |  | S | 6 | 6 | 2 | N | 1936 |  |  | Y | Industrial CHP | 7 | T | BIT | NG | SLW | OTH
Conventional Steam Coal.BIT | hard coal | FALSE | 5610 | Eastman Chemical Co-TN Ops | 50481 | Tennessee Eastman Operations | TN | Sullivan | TGO8 | Conventional Steam Coal | ST |  | S | 6 | 6 | 2 | N | 1939 |  |  | Y | Industrial CHP | 7 | T | BIT | NG | SLW | OTH
Conventional Steam Coal.BIT | hard coal | FALSE | 5610 | Eastman Chemical Co-TN Ops | 50481 | Tennessee Eastman Operations | TN | Sullivan | TGO9 | Conventional Steam Coal | ST |  | S | 6 | 6 | 2 | N | 1941 |  |  | Y | Industrial CHP | 7 | T | BIT | NG | SLW | OTH
Other Waste Biomass.AB | biomass | FALSE | 19365 | United States Sugar Corp | 50482 | Clewiston Sugar House | FL | Hendry | TG6 | Other Waste Biomass | ST |  | S | 14 | 14.1 | 5 | N | 2004 |  |  | Y | Industrial CHP | 7 | B | AB | DFO
Other Waste Biomass.AB | biomass | FALSE | 19365 | United States Sugar Corp | 50482 | Clewiston Sugar House | FL | Hendry | TG7 | Other Waste Biomass | ST |  | S | 18.6 | 18.6 | 7.5 | N | 2006 |  |  | Y | Industrial CHP | 7 | B | AB | DFO
Other Waste Biomass.AB | biomass | FALSE | 19365 | United States Sugar Corp | 50482 | Clewiston Sugar House | FL | Hendry | TG8 | Other Waste Biomass | ST |  | S | 12 | 12 | 5 | N | 2007 |  |  | Y | Industrial CHP | 7 | B | AB | DFO
All Other.PUR | other | FALSE | 14306 | Westlake 2 US LLC | 50487 | PPG Powerhouse A | LA | Calcasieu | A1 | All Other | ST |  | S | 7.5 | 7.5 | 1 | N | 1943 |  |  | N | Industrial Non-CHP | 6 | X | PUR
All Other.PUR | other | FALSE | 14306 | Westlake 2 US LLC | 50487 | PPG Powerhouse A | LA | Calcasieu | A2 | All Other | ST |  | S | 7.5 | 7.5 | 1 | N | 1943 |  |  | N | Industrial Non-CHP | 6 | X | PUR
All Other.PUR | other | FALSE | 14306 | Westlake 2 US LLC | 50487 | PPG Powerhouse A | LA | Calcasieu | A4 | All Other | ST |  | S | 7.5 | 7.5 | 1 | N | 1943 |  |  | N | Industrial Non-CHP | 6 | X | PUR
All Other.PUR | other | FALSE | 14306 | Westlake 2 US LLC | 50487 | PPG Powerhouse A | LA | Calcasieu | A7 | All Other | ST |  | S | 10 | 10 | 1 | N | 1950 |  |  | N | Industrial Non-CHP | 6 | X | PUR
All Other.PUR | other | FALSE | 14306 | Westlake 2 US LLC | 50487 | PPG Powerhouse A | LA | Calcasieu | A9 | All Other | ST |  | S | 20 | 20 | 1 | N | 1957 |  |  | N | Industrial Non-CHP | 6 | X | PUR
All Other.PUR | other | FALSE | 14306 | Westlake 2 US LLC | 50488 | PPG Riverside | LA | Calcasieu | GEN1 | All Other | ST |  | S | 35 | 40 | 8 | N | 1947 |  |  | N | Industrial Non-CHP | 6 | X | PUR
All Other.PUR | other | FALSE | 14306 | Westlake 2 US LLC | 50488 | PPG Riverside | LA | Calcasieu | GEN2 | All Other | ST |  | S | 30 | 30 | 8 | N | 1950 |  |  | N | Industrial Non-CHP | 6 | X | PUR
All Other.PUR | other | FALSE | 14306 | Westlake 2 US LLC | 50488 | PPG Riverside | LA | Calcasieu | GEN3 | All Other | ST |  | S | 38 | 40 | 8 | N | 1969 |  |  | N | Industrial Non-CHP | 6 | X | PUR
Natural Gas Fired Combustion Turbine.NG | natural gas peaker | FALSE | 14306 | Westlake 2 US LLC | 50489 | PPG Powerhouse C | LA | Calcasieu | C1 | Natural Gas Fired Combustion Turbine | GT | PHC | S | 55 | 63 | 50 | N | 1977 |  |  | Y | Industrial CHP | 7 | T | NG
Natural Gas Fired Combustion Turbine.NG | natural gas peaker | FALSE | 14306 | Westlake 2 US LLC | 50489 | PPG Powerhouse C | LA | Calcasieu | C2 | Natural Gas Fired Combustion Turbine | GT | PHC | S | 55 | 63 | 50 | N | 1978 |  |  | Y | Industrial CHP | 7 | T | NG
Natural Gas Steam Turbine.NG | natural gas steam turbine | FALSE | 14306 | Westlake 2 US LLC | 50489 | PPG Powerhouse C | LA | Calcasieu | C3 | Natural Gas Steam Turbine | ST | PHC | S | 52 | 52 | 25 | N | 1977 |  |  | Y | Industrial CHP | 7 | B | NG | OG
Natural Gas Fired Combustion Turbine.NG | natural gas peaker | FALSE | 14306 | Westlake 2 US LLC | 50489 | PPG Powerhouse C | LA | Calcasieu | C4 | Natural Gas Fired Combustion Turbine | GT | PHC | S | 70.6 | 78.6 | 38 | N | 1986 |  |  | Y | Industrial CHP | 7 | T | NG
Natural Gas Fired Combustion Turbine.NG | natural gas peaker | FALSE | 14306 | Westlake 2 US LLC | 50489 | PPG Powerhouse C | LA | Calcasieu | C5 | Natural Gas Fired Combustion Turbine | GT | PHC | S | 70.6 | 78.6 | 38 | N | 1986 |  |  | Y | Industrial CHP | 7 | T | NG
Natural Gas Steam Turbine.NG | natural gas steam turbine | FALSE | 14306 | Westlake 2 US LLC | 50490 | PPG Plant C Caustic | LA | Calcasieu | TE | Natural Gas Steam Turbine | ST |  | S | 2.7 | 2.7 | 1 | N | 1986 |  |  | Y | Industrial CHP | 7 | B | NG
Natural Gas Steam Turbine.NG | natural gas steam turbine | FALSE | 60586 | Westlake Chemical Natrium Plant | 50491 | Axiall Natrium Plant | WV | Marshall | GEN4 | Natural Gas Steam Turbine | ST |  | S | 7.5 | 7.5 | 0.5 | N | 1943 |  |  | Y | Industrial CHP | 7 | T | NG | OG
Natural Gas Steam Turbine.NG | natural gas steam turbine | FALSE | 60586 | Westlake Chemical Natrium Plant | 50491 | Axiall Natrium Plant | WV | Marshall | GEN6 | Natural Gas Steam Turbine | ST |  | S | 26 | 26 | 5 | N | 1954 |  |  | Y | Industrial CHP | 7 | T | NG | OG
Natural Gas Steam Turbine.NG | natural gas steam turbine | FALSE | 60586 | Westlake Chemical Natrium Plant | 50491 | Axiall Natrium Plant | WV | Marshall | GEN7 | Natural Gas Steam Turbine | ST |  | S | 82 | 82 | 10 | N | 1966 |  |  | Y | Industrial CHP | 7 | T | NG
Other Waste Biomass.OBG | biomass | FALSE | 16764 | City of San Diego | 50492 | Gas Utilization Facility | CA | San Diego | 1 | Other Waste Biomass | IC |  | S | 2.3 | 2.3 | 1 | N | 1985 |  |  | Y | Commercial CHP | 5 | T | OBG | NG
Other Waste Biomass.OBG | biomass | FALSE | 16764 | City of San Diego | 50492 | Gas Utilization Facility | CA | San Diego | 2 | Other Waste Biomass | IC |  | S | 2.3 | 2.3 | 1 | N | 1985 |  |  | Y | Commercial CHP | 5 | T | OBG | NG
Conventional Hydroelectric.WAT | hydro | FALSE | 16764 | City of San Diego | 50492 | Gas Utilization Facility | CA | San Diego | 3 | Conventional Hydroelectric | HY |  | S | 1 | 1.5 | 0.5 | N | 2002 |  |  | N | Commercial CHP | 5 | X | WAT
Natural Gas Fired Combustion Turbine.NG | natural gas peaker | TRUE | 60662 | WCAC Operating Company | 50493 | Double C Generation Limited Partnership | CA | Kern | DC1 | Natural Gas Fired Combustion Turbine | GT |  | W | 23 | 24 | 21 | N | 1989 |  |  | N | IPP Non-CHP | 2 | X | NG
Natural Gas Fired Combustion Turbine.NG | natural gas peaker | TRUE | 60662 | WCAC Operating Company | 50493 | Double C Generation Limited Partnership | CA | Kern | DC2 | Natural Gas Fired Combustion Turbine | GT |  | W | 23 | 24 | 21 | N | 1989 |  |  | N | IPP Non-CHP | 2 | X | NG
Natural Gas Fired Combustion Turbine.NG | natural gas peaker | TRUE | 60662 | WCAC Operating Company | 50494 | Kern Front Limited | CA | Kern | KF1 | Natural Gas Fired Combustion Turbine | GT |  | W | 23 | 24 | 21 | N | 1989 |  |  | N | IPP Non-CHP | 2 | X | NG
Natural Gas Fired Combustion Turbine.NG | natural gas peaker | TRUE | 60662 | WCAC Operating Company | 50494 | Kern Front Limited | CA | Kern | KF2 | Natural Gas Fired Combustion Turbine | GT |  | W | 23 | 24 | 21 | N | 1989 |  |  | N | IPP Non-CHP | 2 | X | NG
Natural Gas Fired Combustion Turbine.NG | natural gas peaker | TRUE | 60662 | WCAC Operating Company | 50495 | High Sierra Limited | CA | Kern | HS1 | Natural Gas Fired Combustion Turbine | GT |  | W | 23 | 24 | 21 | N | 1989 |  |  | Y | IPP CHP | 3 | T | NG
Natural Gas Fired Combustion Turbine.NG | natural gas peaker | TRUE | 60662 | WCAC Operating Company | 50495 | High Sierra Limited | CA | Kern | HS2 | Natural Gas Fired Combustion Turbine | GT |  | W | 23 | 24 | 21 | N | 1989 |  |  | Y | IPP CHP | 3 | T | NG
All Other.WH | other | FALSE | 22175 | PCS Phosphate | 50509 | PCS Phosphate | NC | Beaufort | GEN1 | All Other | ST |  | S | 54 | 54 | 5 | N | 1984 |  |  | Y | Industrial CHP | 7 | B | WH
Conventional Hydroelectric.WAT | hydro | TRUE | 57280 | Eagle Creek Renewable Energy, LLC | 50512 | Glen Park Hydroelectric Project | NY | Jefferson | GEN1 | Conventional Hydroelectric | HY |  | W | 14.5 | 14.5 | 2.2 | N | 1999 |  |  | N | IPP Non-CHP | 2 | X | WAT
Conventional Hydroelectric.WAT | hydro | TRUE | 57280 | Eagle Creek Renewable Energy, LLC | 50512 | Glen Park Hydroelectric Project | NY | Jefferson | GEN2 | Conventional Hydroelectric | HY |  | W | 14.5 | 14.5 | 2.2 | N | 1999 |  |  | N | IPP Non-CHP | 2 | X | WAT
Conventional Hydroelectric.WAT | hydro | TRUE | 57280 | Eagle Creek Renewable Energy, LLC | 50512 | Glen Park Hydroelectric Project | NY | Jefferson | GEN3 | Conventional Hydroelectric | HY |  | W | 3.6 | 3.6 | 0.5 | N | 1999 |  |  | N | IPP Non-CHP | 2 | X | WAT
Conventional Hydroelectric.WAT | hydro | TRUE | 18121 | Stillwater Associates | 50513 | Stillwater Reservoir Hydro | NY | Herkimer | GEN1 | Conventional Hydroelectric | HY |  | S | 2.5 | 2.5 | 0.3 | N | 1987 |  |  | N | IPP Non-CHP | 2 | X | WAT
Conventional Hydroelectric.WAT | hydro | TRUE | 6495 | Fort Miller Associates | 50514 | Fort Miller Hydroelectric Facility | NY | Saratoga | GEN1 | Conventional Hydroelectric | HY |  | S | 2.5 | 2.5 | 2.5 | N | 1984 |  |  | N | IPP Non-CHP | 2 | X | WAT
Conventional Hydroelectric.WAT | hydro | TRUE | 6495 | Fort Miller Associates | 50514 | Fort Miller Hydroelectric Facility | NY | Saratoga | GEN2 | Conventional Hydroelectric | HY |  | S | 2.5 | 2.5 | 2.5 | N | 1984 |  |  | N | IPP Non-CHP | 2 | X | WAT
Other Gases.OG | other | FALSE | 55985 | Tesoro Refining and Marketing Company | 50530 | Equilon Los Angeles Refining | CA | Los Angeles | GEN1 | Other Gases | GT |  | S | 25.5 | 25.6 | 18 | N | 1982 |  |  | Y | Industrial CHP | 7 | T | OG | NG
Other Gases.OG | other | FALSE | 55985 | Tesoro Refining and Marketing Company | 50530 | Equilon Los Angeles Refining | CA | Los Angeles | GEN2 | Other Gases | GT |  | S | 25.7 | 25.8 | 18 | N | 1982 |  |  | Y | Industrial CHP | 7 | T | OG | NG
Other Gases.OG | other | FALSE | 55985 | Tesoro Refining and Marketing Company | 50530 | Equilon Los Angeles Refining | CA | Los Angeles | GEN3 | Other Gases | ST |  | S | 11.5 | 11.8 | 4 | N | 1991 |  |  | Y | Industrial CHP | 7 | B | OG
Onshore Wind Turbine.WND | onshore wind | TRUE | 56899 | Wind Stream Operations LLC | 50532 | Victory Garden (Tehachapi) | CA | Kern | 15SLE | Onshore Wind Turbine | WT |  | S | 1.5 | 1.5 | 0 | N | 2000 |  |  | N | IPP Non-CHP | 2 | X | WND
Onshore Wind Turbine.WND | onshore wind | TRUE | 56899 | Wind Stream Operations LLC | 50532 | Victory Garden (Tehachapi) | CA | Kern | WGNS | Onshore Wind Turbine | WT |  | S | 17.3 | 17.3 | 0 | N | 1981 |  |  | N | IPP Non-CHP | 2 | X | WND
Onshore Wind Turbine.WND | onshore wind | TRUE | 2770 | Terra-Gen Operating Co-Wind | 50533 | Painted Hills Wind Park | CA | Riverside | PHW | Onshore Wind Turbine | WT |  | S | 46.8 | 46.8 | 0 | N | 2021 |  |  | N | IPP Non-CHP | 2 | X | WND
Onshore Wind Turbine.WND | onshore wind | TRUE | 64156 | Sky River Wind LLC | 50536 | Sky River Wind Energy Center | CA | Kern | SRW1 | Onshore Wind Turbine | WT |  | S | 60.2 | 60.2 | 5 | N | 2021 |  |  | N | IPP Non-CHP | 2 | X | WND
Natural Gas Fired Combustion Turbine.NG | natural gas peaker | FALSE | 9297 | IPT SRI Cogeneration Inc | 50537 | SRI International Cogen Project | CA | San Mateo | GEN1 | Natural Gas Fired Combustion Turbine | GT |  | W | 5.6 | 5.6 | 0.2 | N | 1987 |  |  | Y | Commercial CHP | 5 | T | NG
Conventional Hydroelectric.WAT | hydro | TRUE | 1966 | Boltonville Hydro Associates | 50539 | Boltonville Hydro Associates | VT | Orange | 1 | Conventional Hydroelectric | HY |  | S | 0.5 | 0.5 | 0 | N | 1984 |  |  | N | IPP Non-CHP | 2 | X | WAT
Conventional Hydroelectric.WAT | hydro | TRUE | 1966 | Boltonville Hydro Associates | 50539 | Boltonville Hydro Associates | VT | Orange | 2 | Conventional Hydroelectric | HY |  | S | 0.3 | 0.3 | 0 | N | 1984 |  |  | N | IPP Non-CHP | 2 | X | WAT
Conventional Hydroelectric.WAT | hydro | TRUE | 1966 | Boltonville Hydro Associates | 50539 | Boltonville Hydro Associates | VT | Orange | 3 | Conventional Hydroelectric | HY |  | S | 0.3 | 0.3 | 0 | N | 1989 |  |  | N | IPP Non-CHP | 2 | X | WAT
Other Gases.OG | other | FALSE | 2696 | Tesoro Carson Refinery | 50540 | BP Carson Refinery | CA | Los Angeles | GEN1 | Other Gases | OT |  | S | 6.5 | 6.5 | 1 | N | 1984 |  |  | N | Industrial Non-CHP | 6 | X | OG
Natural Gas Steam Turbine.NG | natural gas steam turbine | FALSE | 2696 | Tesoro Carson Refinery | 50540 | BP Carson Refinery | CA | Los Angeles | GEN2 | Natural Gas Steam Turbine | ST |  | S | 1.5 | 1.5 | 0.2 | N | 1982 |  |  | N | Industrial Non-CHP | 6 | X | NG | OG
Natural Gas Fired Combined Cycle.NG | natural gas combined cycle | TRUE | 8303 | Harbor Cogeneration Co. | 50541 | Harbor Cogen | CA | Los Angeles | GEN1 | Natural Gas Fired Combined Cycle | CT | HCCC | S | 80.8 | 84.5 | 65 | N | 1988 |  |  | N | IPP Non-CHP | 2 | X | NG
Natural Gas Fired Combined Cycle.NG | natural gas combined cycle | TRUE | 8303 | Harbor Cogeneration Co. | 50541 | Harbor Cogen | CA | Los Angeles | ST1 | Natural Gas Fired Combined Cycle | CA | HCCC | S | 9.9 | 10.4 | 0 | N | 2001 |  |  | N | IPP Non-CHP | 2 | X | NG
Natural Gas Fired Combined Cycle.NG | natural gas combined cycle | TRUE | 8303 | Harbor Cogeneration Co. | 50541 | Harbor Cogen | CA | Los Angeles | ST2 | Natural Gas Fired Combined Cycle | CA | HCCC | S | 11 | 11 | 0 | N | 2001 |  |  | N | IPP Non-CHP | 2 | X | NG
Wood/Wood Waste Biomass.BLQ | biomass | FALSE | 26840 | Port Townsend Paper Co | 50544 | Port Townsend Paper | WA | Jefferson | GEN6 | Wood/Wood Waste Biomass | ST |  | S | 7.5 | 7.5 | 0.5 | N | 1986 |  |  | Y | Industrial CHP | 7 | T | BLQ | WDS | NG | RFO | SLW
Conventional Hydroelectric.WAT | hydro | FALSE | 26840 | Port Townsend Paper Co | 50544 | Port Townsend Paper | WA | Jefferson | HDRO | Conventional Hydroelectric | HY |  | S | 0.3 | 0.3 | 0.1 | N | 1982 |  |  | N | Industrial CHP | 7 | X | WAT
Conventional Hydroelectric.WAT | hydro | TRUE | 64078 | Central Rivers Power US, LLC | 50545 | Lawrence Hydroelectric Associates | MA | Essex | GEN1 | Conventional Hydroelectric | HY |  | S | 7 | 6.8 | 0.1 | N | 1981 |  |  | N | IPP Non-CHP | 2 | X | WAT
Conventional Hydroelectric.WAT | hydro | TRUE | 64078 | Central Rivers Power US, LLC | 50545 | Lawrence Hydroelectric Associates | MA | Essex | GEN2 | Conventional Hydroelectric | HY |  | S | 7 | 6.8 | 0.1 | N | 1981 |  |  | N | IPP Non-CHP | 2 | X | WAT
Conventional Hydroelectric.WAT | hydro | TRUE | 13402 | Nevada Irrigation District | 50546 | Bowman | CA | Nevada | GEN1 | Conventional Hydroelectric | HY |  | S | 3.6 | 3.6 | 0.1 | N | 1986 |  |  | N | IPP Non-CHP | 2 | X | WAT
Onshore Wind Turbine.WND | onshore wind | TRUE | 66081 | Salka Cabazon Wind LLC | 50552 | Salka Cabazon Wind | CA | Riverside | WGNS | Onshore Wind Turbine | WT |  | S | 38.9 | 38.9 | 2 | N | 1999 |  |  | N | IPP Non-CHP | 2 | X | WND
Onshore Wind Turbine.WND | onshore wind | TRUE | 65490 | Edom Hills Project 1 LLC | 50553 | Edom Hills Project 1 LLC | CA | Riverside | 1 | Onshore Wind Turbine | WT |  | S | 20 | 20 | 4 | N | 2008 |  |  | N | IPP Non-CHP | 2 | X | WND
Petroleum Liquids.DFO | petroleum | TRUE | 19876 | Virginia Electric & Power Co | 50555 | Rosemary Power Station | NC | Halifax | GEN1 | Petroleum Liquids | CT | G785 | S | 72.7 | 91.3 | 52 | N | 1990 |  |  | N | Electric Utility | 1 | X | DFO
Petroleum Liquids.DFO | petroleum | TRUE | 19876 | Virginia Electric & Power Co | 50555 | Rosemary Power Station | NC | Halifax | GEN2 | Petroleum Liquids | CT | G785 | S | 31.4 | 40.6 | 24 | N | 1990 |  |  | N | Electric Utility | 1 | X | DFO
Petroleum Liquids.DFO | petroleum | TRUE | 19876 | Virginia Electric & Power Co | 50555 | Rosemary Power Station | NC | Halifax | GEN3 | Petroleum Liquids | CA | G785 | S | 50.5 | 53 | 44 | N | 1990 |  |  | N | Electric Utility | 1 | X | DFO
Natural Gas Fired Combined Cycle.NG | natural gas combined cycle | TRUE | 14063 | Oklahoma Gas & Electric Co | 50558 | Frontier | OK | Oklahoma | GT01 | Natural Gas Fired Combined Cycle | CT | CC01 | S |  |  |  | N | 1989 |  |  | N | Electric Utility | 1 | X | NG
Natural Gas Fired Combined Cycle.NG | natural gas combined cycle | TRUE | 14063 | Oklahoma Gas & Electric Co | 50558 | Frontier | OK | Oklahoma | ST01 | Natural Gas Fired Combined Cycle | CA | CC01 | S | 126 | 126 | 70 | N | 1989 |  |  | N | Electric Utility | 1 | X | NG
Wood/Wood Waste Biomass.WDS | biomass | TRUE | 58650 | IHI Power Services Corp | 50560 | Pacific-Ultrapower Chinese Station | CA | Tuolumne | GEN1 | Wood/Wood Waste Biomass | ST |  | J | 18 | 18 | 15 | N | 1986 |  |  | N | IPP Non-CHP | 2 | X | WDS
Natural Gas Fired Combined Cycle.NG | natural gas combined cycle | TRUE | 49942 | Eagle Point Power Generation LLC | 50561 | Eagle Point Power Generation | NJ | Gloucester | GTG1 | Natural Gas Fired Combined Cycle | CT | CC1 | W | 85 | 90 | 82 | N | 1990 |  |  | N | IPP Non-CHP | 2 | X | NG | DFO
Natural Gas Fired Combined Cycle.NG | natural gas combined cycle | TRUE | 49942 | Eagle Point Power Generation LLC | 50561 | Eagle Point Power Generation | NJ | Gloucester | GTG2 | Natural Gas Fired Combined Cycle | CT | CC1 | W | 85 | 90 | 82 | N | 1990 |  |  | N | IPP Non-CHP | 2 | X | NG | DFO
Natural Gas Fired Combined Cycle.NG | natural gas combined cycle | TRUE | 49942 | Eagle Point Power Generation LLC | 50561 | Eagle Point Power Generation | NJ | Gloucester | STG1 | Natural Gas Fired Combined Cycle | CA | CC1 | W | 47 | 47 | 45 | N | 1991 |  |  | N | IPP Non-CHP | 2 | X | NG | DFO
Natural Gas Fired Combined Cycle.NG | natural gas combined cycle | TRUE | 49942 | Eagle Point Power Generation LLC | 50561 | Eagle Point Power Generation | NJ | Gloucester | STG2 | Natural Gas Fired Combined Cycle | CA | CC1 | W | 27 | 27 | 24 | N | 2016 |  |  | N | IPP Non-CHP | 2 | X | NG | DFO
Landfill Gas.LFG | natural gas peaker | TRUE | 54843 | WM Illinois Renewable Energy LLC | 50563 | Settlers Hill Gas Recovery | IL | Kane | GEN1 | Landfill Gas | GT |  | S | 2.9 | 3.3 | 1 | N | 1988 |  |  | N | IPP Non-CHP | 2 | X | LFG
Landfill Gas.LFG | natural gas peaker | TRUE | 54843 | WM Illinois Renewable Energy LLC | 50563 | Settlers Hill Gas Recovery | IL | Kane | GEN2 | Landfill Gas | GT |  | S | 2.9 | 3.3 | 1 | N | 1998 |  |  | N | IPP Non-CHP | 2 | X | LFG
Landfill Gas.LFG | natural gas peaker | TRUE | 54842 | WM Renewable Energy LLC | 50564 | New Milford Gas Recovery | CT | Litchfield | GEN2 | Landfill Gas | IC |  | S | 0.8 | 0.8 | 0.5 | N | 2008 |  |  | N | IPP Non-CHP | 2 | X | LFG
Landfill Gas.LFG | natural gas peaker | TRUE | 54842 | WM Renewable Energy LLC | 50564 | New Milford Gas Recovery | CT | Litchfield | GEN4 | Landfill Gas | IC |  | S | 0.8 | 0.8 | 0.5 | N | 2008 |  |  | N | IPP Non-CHP | 2 | X | LFG
Natural Gas Internal Combustion Engine.NG | natural gas peaker | TRUE | 54843 | WM Illinois Renewable Energy LLC | 50566 | Milam Gas Recovery | IL | St Clair | GEN1 | Natural Gas Internal Combustion Engine | IC |  | S | 0.8 | 0.8 | 0.5 | N | 1991 |  |  | N | IPP Non-CHP | 2 | X | NG
Natural Gas Internal Combustion Engine.NG | natural gas peaker | TRUE | 54843 | WM Illinois Renewable Energy LLC | 50566 | Milam Gas Recovery | IL | St Clair | GEN2 | Natural Gas Internal Combustion Engine | IC |  | S | 0.8 | 0.8 | 0.5 | N | 1991 |  |  | N | IPP Non-CHP | 2 | X | NG
Natural Gas Internal Combustion Engine.NG | natural gas peaker | TRUE | 54843 | WM Illinois Renewable Energy LLC | 50566 | Milam Gas Recovery | IL | St Clair | GEN3 | Natural Gas Internal Combustion Engine | IC |  | S | 0.8 | 0.8 | 0.5 | N | 1993 |  |  | N | IPP Non-CHP | 2 | X | NG
Landfill Gas.LFG | natural gas peaker | TRUE | 54842 | WM Renewable Energy LLC | 50568 | High Acres Gas Recovery | NY | Monroe | GEN1 | Landfill Gas | IC |  | S | 0.8 | 0.8 | 0.5 | N | 1991 |  |  | N | IPP Non-CHP | 2 | X | LFG
Landfill Gas.LFG | natural gas peaker | TRUE | 54842 | WM Renewable Energy LLC | 50568 | High Acres Gas Recovery | NY | Monroe | GEN2 | Landfill Gas | IC |  | S | 0.8 | 0.8 | 0.5 | N | 1991 |  |  | N | IPP Non-CHP | 2 | X | LFG
Landfill Gas.LFG | natural gas peaker | TRUE | 54842 | WM Renewable Energy LLC | 50568 | High Acres Gas Recovery | NY | Monroe | GEN3 | Landfill Gas | IC |  | S | 0.8 | 0.8 | 0.5 | N | 1991 |  |  | N | IPP Non-CHP | 2 | X | LFG
Landfill Gas.LFG | natural gas peaker | TRUE | 54842 | WM Renewable Energy LLC | 50568 | High Acres Gas Recovery | NY | Monroe | GEN4 | Landfill Gas | IC |  | S | 0.8 | 0.8 | 0.5 | N | 1991 |  |  | N | IPP Non-CHP | 2 | X | LFG
Landfill Gas.LFG | natural gas peaker | TRUE | 54842 | WM Renewable Energy LLC | 50568 | High Acres Gas Recovery | NY | Monroe | GEN5 | Landfill Gas | IC |  | S | 1.6 | 1.6 | 0.8 | N | 2008 |  |  | N | IPP Non-CHP | 2 | X | LFG
Landfill Gas.LFG | natural gas peaker | TRUE | 54842 | WM Renewable Energy LLC | 50568 | High Acres Gas Recovery | NY | Monroe | GEN6 | Landfill Gas | IC |  | S | 1.6 | 1.6 | 0.8 | N | 2008 |  |  | N | IPP Non-CHP | 2 | X | LFG
Landfill Gas.LFG | natural gas peaker | TRUE | 54842 | WM Renewable Energy LLC | 50568 | High Acres Gas Recovery | NY | Monroe | GEN7 | Landfill Gas | IC |  | S | 1.6 | 1.6 | 0.8 | N | 2008 |  |  | N | IPP Non-CHP | 2 | X | LFG
Landfill Gas.LFG | natural gas peaker | TRUE | 54842 | WM Renewable Energy LLC | 50568 | High Acres Gas Recovery | NY | Monroe | GEN8 | Landfill Gas | IC |  | S | 1.6 | 1.6 | 0.8 | N | 2008 |  |  | N | IPP Non-CHP | 2 | X | LFG
Landfill Gas.LFG | natural gas peaker | TRUE | 54842 | WM Renewable Energy LLC | 50571 | Altamont Gas Recovery | CA | Alameda | GEN1 | Landfill Gas | GT |  | S | 2.9 | 3.3 | 1 | N | 1989 |  |  | N | IPP Non-CHP | 2 | X | LFG
Landfill Gas.LFG | natural gas peaker | TRUE | 54842 | WM Renewable Energy LLC | 50571 | Altamont Gas Recovery | CA | Alameda | GEN2 | Landfill Gas | GT |  | S | 2.9 | 3.3 | 1 | N | 1989 |  |  | N | IPP Non-CHP | 2 | X | LFG
Landfill Gas.LFG | natural gas peaker | TRUE | 54842 | WM Renewable Energy LLC | 50572 | CSL Gas Recovery | FL | Broward | GEN1 | Landfill Gas | CT | CC1 | S | 2.9 | 3 | 1 | N | 1989 |  |  | N | IPP Non-CHP | 2 | X | LFG
Landfill Gas.LFG | natural gas peaker | TRUE | 54842 | WM Renewable Energy LLC | 50572 | CSL Gas Recovery | FL | Broward | GEN2 | Landfill Gas | CT | CC1 | S | 2.9 | 3 | 1 | N | 1989 |  |  | N | IPP Non-CHP | 2 | X | LFG
Landfill Gas.LFG | natural gas peaker | TRUE | 54842 | WM Renewable Energy LLC | 50572 | CSL Gas Recovery | FL | Broward | GEN3 | Landfill Gas | CT | CC1 | S | 2.9 | 3 | 1 | N | 1989 |  |  | N | IPP Non-CHP | 2 | X | LFG
Landfill Gas.LFG | natural gas peaker | TRUE | 54842 | WM Renewable Energy LLC | 50572 | CSL Gas Recovery | FL | Broward | GEN4 | Landfill Gas | CA | CC1 | S | 2.2 | 2.2 | 0.2 | N | 2000 |  |  | N | IPP Non-CHP | 2 | X | LFG
Landfill Gas.LFG | natural gas peaker | TRUE | 54843 | WM Illinois Renewable Energy LLC | 50573 | CID Gas Recovery | IL | Cook | GEN2 | Landfill Gas | GT |  | S | 2.9 | 3.3 | 1 | N | 1989 |  |  | N | IPP Non-CHP | 2 | X | LFG
Landfill Gas.LFG | natural gas peaker | TRUE | 54843 | WM Illinois Renewable Energy LLC | 50575 | Lake Gas Recovery | IL | Cook | GEN2 | Landfill Gas | GT |  | S | 2.9 | 3.3 | 1 | N | 1993 |  |  | N | IPP Non-CHP | 2 | X | LFG
Landfill Gas.LFG | natural gas peaker | TRUE | 54843 | WM Illinois Renewable Energy LLC | 50575 | Lake Gas Recovery | IL | Cook | GEN3 | Landfill Gas | GT |  | S | 2.9 | 3.3 | 1 | N | 1993 |  |  | N | IPP Non-CHP | 2 | X | LFG
Landfill Gas.LFG | natural gas peaker | TRUE | 54842 | WM Renewable Energy LLC | 50576 | Metro Gas Recovery | WI | Milwaukee | GEN1 | Landfill Gas | GT |  | S | 2.9 | 3.3 | 1 | N | 1985 |  |  | N | IPP Non-CHP | 2 | X | LFG
Landfill Gas.LFG | natural gas peaker | TRUE | 54842 | WM Renewable Energy LLC | 50576 | Metro Gas Recovery | WI | Milwaukee | GEN2 | Landfill Gas | GT |  | S | 2.9 | 3.3 | 1 | N | 1985 |  |  | N | IPP Non-CHP | 2 | X | LFG
Landfill Gas.LFG | natural gas peaker | TRUE | 54842 | WM Renewable Energy LLC | 50576 | Metro Gas Recovery | WI | Milwaukee | GEN3 | Landfill Gas | IC |  | S | 0.8 | 0.8 | 0.5 | N | 2000 |  |  | N | IPP Non-CHP | 2 | X | LFG
Landfill Gas.LFG | natural gas peaker | TRUE | 54842 | WM Renewable Energy LLC | 50576 | Metro Gas Recovery | WI | Milwaukee | GEN4 | Landfill Gas | IC |  | S | 0.8 | 0.8 | 0.5 | N | 2000 |  |  | N | IPP Non-CHP | 2 | X | LFG
Landfill Gas.LFG | natural gas peaker | TRUE | 54842 | WM Renewable Energy LLC | 50576 | Metro Gas Recovery | WI | Milwaukee | GEN5 | Landfill Gas | IC |  | S | 0.8 | 0.8 | 0.5 | N | 2000 |  |  | N | IPP Non-CHP | 2 | X | LFG
Landfill Gas.LFG | natural gas peaker | TRUE | 54842 | WM Renewable Energy LLC | 50576 | Metro Gas Recovery | WI | Milwaukee | GEN6 | Landfill Gas | IC |  | S | 0.8 | 0.8 | 0.5 | N | 2000 |  |  | N | IPP Non-CHP | 2 | X | LFG
Landfill Gas.LFG | natural gas peaker | TRUE | 54842 | WM Renewable Energy LLC | 50577 | Omega Hills Gas Recovery | WI | Washington | GEN1 | Landfill Gas | GT |  | S | 2.9 | 3.3 | 1 | N | 1985 |  |  | N | IPP Non-CHP | 2 | X | LFG
Landfill Gas.LFG | natural gas peaker | TRUE | 54842 | WM Renewable Energy LLC | 50577 | Omega Hills Gas Recovery | WI | Washington | GEN2 | Landfill Gas | GT |  | S | 2.9 | 3.3 | 1 | N | 1985 |  |  | N | IPP Non-CHP | 2 | X | LFG
Landfill Gas.LFG | natural gas peaker | TRUE | 54842 | WM Renewable Energy LLC | 50577 | Omega Hills Gas Recovery | WI | Washington | GEN3 | Landfill Gas | GT |  | S | 3 | 3 | 1 | N | 2001 |  |  | N | IPP Non-CHP | 2 | X | LFG
Landfill Gas.LFG | natural gas peaker | TRUE | 54842 | WM Renewable Energy LLC | 50577 | Omega Hills Gas Recovery | WI | Washington | GEN5 | Landfill Gas | GT |  | S | 2.9 | 3.3 | 1 | N | 2010 |  |  | N | IPP Non-CHP | 2 | X | LFG
Natural Gas Fired Combustion Turbine.NG | natural gas peaker | FALSE | 39245 | Saint John's Health Center | 50610 | Saint Johns Health Center | CA | Los Angeles | 01 | Natural Gas Fired Combustion Turbine | GT |  | S | 1 | 1.1 | 0.4 | N | 1992 |  |  | Y | Commercial CHP | 5 | T | NG
Conventional Steam Coal.WC | hard coal | TRUE | 58224 | Rausch Creek Generation, LLC | 50611 | Westwood Generation LLC | PA | Schuylkill | GEN1 | Conventional Steam Coal | ST |  | S | 30 | 30 | 24 | N | 1987 |  |  | N | IPP Non-CHP | 2 | X | WC
Natural Gas Fired Combustion Turbine.NG | natural gas peaker | TRUE | 60662 | WCAC Operating Company | 50612 | McKittrick Limited | CA | Kern | GEN1 | Natural Gas Fired Combustion Turbine | GT |  | W | 46 | 48 | 21 | N | 1991 |  |  | Y | IPP CHP | 3 | T | NG
Wood/Wood Waste Biomass.BLQ | biomass | FALSE | 13008 | Ahlstrom-Munksjo NA Specialty Solutions, LLC | 50614 | Mosinee Mill | WI | Marathon | GEN1 | Wood/Wood Waste Biomass | ST |  | S | 13 | 13 | 2 | N | 1976 |  |  | Y | Industrial CHP | 7 | T | BLQ | BIT | WDS | SLW | RFO
Conventional Hydroelectric.WAT | hydro | FALSE | 13008 | Ahlstrom-Munksjo NA Specialty Solutions, LLC | 50614 | Mosinee Mill | WI | Marathon | HYD1 | Conventional Hydroelectric | HY |  | S | 2 | 2 | 1 | N | 1924 |  |  | N | Industrial CHP | 7 | X | WAT
Conventional Hydroelectric.WAT | hydro | FALSE | 13008 | Ahlstrom-Munksjo NA Specialty Solutions, LLC | 50614 | Mosinee Mill | WI | Marathon | HYD2 | Conventional Hydroelectric | HY |  | S | 0.7 | 0.7 | 0.5 | N | 1916 |  |  | N | Industrial CHP | 7 | X | WAT
Conventional Hydroelectric.WAT | hydro | FALSE | 13008 | Ahlstrom-Munksjo NA Specialty Solutions, LLC | 50614 | Mosinee Mill | WI | Marathon | HYD3 | Conventional Hydroelectric | HY |  | S | 0.7 | 0.7 | 0.5 | N | 1916 |  |  | N | Industrial CHP | 7 | X | WAT
Wood/Wood Waste Biomass.BLQ | biomass | FALSE | 13008 | Ahlstrom-Munksjo NA Specialty Solutions, LLC | 50614 | Mosinee Mill | WI | Marathon | WEST | Wood/Wood Waste Biomass | ST |  | S | 5 | 5 | 2 | N | 1951 |  |  | Y | Industrial CHP | 7 | T | BLQ | BIT | WDS | SLW | RFO
Natural Gas Steam Turbine.NG | natural gas steam turbine | FALSE | 18000 | State of Rhode Island | 50621 | Central Power Plant | RI | Providence | GEN4 | Natural Gas Steam Turbine | ST |  | S | 0.5 | 2 | 0.5 | N | 1958 |  |  | Y | Commercial CHP | 5 | B | NG | DFO
Natural Gas Fired Combustion Turbine.NG | natural gas peaker | FALSE | 18000 | State of Rhode Island | 50621 | Central Power Plant | RI | Providence | GEN5 | Natural Gas Fired Combustion Turbine | GT |  | S | 2.8 | 3.8 | 0.8 | N | 2004 |  |  | Y | Commercial CHP | 5 | T | NG | DFO
Natural Gas Fired Combustion Turbine.NG | natural gas peaker | FALSE | 18000 | State of Rhode Island | 50621 | Central Power Plant | RI | Providence | GEN6 | Natural Gas Fired Combustion Turbine | GT |  | S | 2.8 | 3.8 | 0.8 | N | 2004 |  |  | Y | Commercial CHP | 5 | T | NG | DFO
Natural Gas Internal Combustion Engine.NG | natural gas peaker | FALSE | 18000 | State of Rhode Island | 50621 | Central Power Plant | RI | Providence | GEN7 | Natural Gas Internal Combustion Engine | IC |  | S | 2 | 2 | 1.2 | N | 2015 |  |  | N | Commercial CHP | 5 | X | NG
Natural Gas Fired Combustion Turbine.NG | natural gas peaker | FALSE | 1569 | Berry Petroleum Co | 50622 | Berry Cogen Tanne Hills 18 | CA | Kern | GEN1 | Natural Gas Fired Combustion Turbine | GT |  | S | 8 | 8.9 | 4.5 | N | 1986 |  |  | Y | Industrial CHP | 7 | T | NG
Natural Gas Fired Combustion Turbine.NG | natural gas peaker | FALSE | 1569 | Berry Petroleum Co | 50622 | Berry Cogen Tanne Hills 18 | CA | Kern | GEN2 | Natural Gas Fired Combustion Turbine | GT |  | S | 8 | 8.9 | 4.5 | N | 1986 |  |  | Y | Industrial CHP | 7 | T | NG
All Other.WH | other | FALSE | 60657 | Torrance Refining Company, LLC | 50624 | Torrance Refining Company, LLC | CA | Los Angeles | EXP1 | All Other | ST |  | S | 7.5 | 7.5 | 0 | N | 1983 |  |  | N | Industrial CHP | 7 | X | WH
Other Gases.OG | other | FALSE | 60657 | Torrance Refining Company, LLC | 50624 | Torrance Refining Company, LLC | CA | Los Angeles | GTG1 | Other Gases | GT |  | S | 22.5 | 22.5 | 10.5 | N | 1988 |  |  | Y | Industrial CHP | 7 | T | OG | NG
All Other.WH | other | FALSE | 60657 | Torrance Refining Company, LLC | 50624 | Torrance Refining Company, LLC | CA | Los Angeles | STG1 | All Other | ST |  | S | 19.3 | 19.3 | 1.5 | N | 1988 |  |  | N | Industrial CHP | 7 | X | WH
Other Gases.OG | other | FALSE | 6090 | ExxonMobil Oil Corp | 50625 | ExxonMobil Beaumont Refinery | TX | Jefferson | ETG | Other Gases | ST |  | S | 5 | 5 | 2 | N | 1978 |  |  | N | Industrial CHP | 7 | X | OG
Natural Gas Steam Turbine.NG | natural gas steam turbine | FALSE | 6090 | ExxonMobil Oil Corp | 50625 | ExxonMobil Beaumont Refinery | TX | Jefferson | TG22 | Natural Gas Steam Turbine | ST | PP | S | 25 | 25 | 8 | N | 1978 |  |  | Y | Industrial CHP | 7 | T | NG | OG
Natural Gas Steam Turbine.NG | natural gas steam turbine | FALSE | 6090 | ExxonMobil Oil Corp | 50625 | ExxonMobil Beaumont Refinery | TX | Jefferson | TG23 | Natural Gas Steam Turbine | ST | PP | S | 38.6 | 38.6 | 15 | N | 1993 |  |  | Y | Industrial CHP | 7 | T | NG | OG
Natural Gas Fired Combustion Turbine.NG | natural gas peaker | FALSE | 6090 | ExxonMobil Oil Corp | 50625 | ExxonMobil Beaumont Refinery | TX | Jefferson | TG24 | Natural Gas Fired Combustion Turbine | GT | PP | S | 32 | 38 | 18 | N | 1993 |  |  | Y | Industrial CHP | 7 | T | NG
Natural Gas Steam Turbine.NG | natural gas steam turbine | FALSE | 6090 | ExxonMobil Oil Corp | 50625 | ExxonMobil Beaumont Refinery | TX | Jefferson | TG32 | Natural Gas Steam Turbine | ST | PP | S | 25 | 25 | 10 | N | 1970 |  |  | Y | Industrial CHP | 7 | T | NG | OG
Natural Gas Steam Turbine.NG | natural gas steam turbine | FALSE | 6090 | ExxonMobil Oil Corp | 50625 | ExxonMobil Beaumont Refinery | TX | Jefferson | TG33 | Natural Gas Steam Turbine | ST | PP | S | 20 | 20 | 5 | N | 1966 |  |  | Y | Industrial CHP | 7 | T | NG | OG
Natural Gas Steam Turbine.NG | natural gas steam turbine | FALSE | 6090 | ExxonMobil Oil Corp | 50625 | ExxonMobil Beaumont Refinery | TX | Jefferson | TG34 | Natural Gas Steam Turbine | ST | PP | S | 30 | 30 | 10 | N | 1967 |  |  | Y | Industrial CHP | 7 | T | NG | OG
Natural Gas Fired Combustion Turbine.NG | natural gas peaker | FALSE | 6090 | ExxonMobil Oil Corp | 50625 | ExxonMobil Beaumont Refinery | TX | Jefferson | TG41 | Natural Gas Fired Combustion Turbine | GT | PP | S | 145 | 165 | 90 | N | 2005 |  |  | Y | Industrial CHP | 7 | T | NG
Natural Gas Fired Combustion Turbine.NG | natural gas peaker | FALSE | 6090 | ExxonMobil Oil Corp | 50625 | ExxonMobil Beaumont Refinery | TX | Jefferson | TG42 | Natural Gas Fired Combustion Turbine | GT | PP | S | 145 | 165 | 90 | N | 2005 |  |  | Y | Industrial CHP | 7 | T | NG
Natural Gas Fired Combustion Turbine.NG | natural gas peaker | FALSE | 6090 | ExxonMobil Oil Corp | 50625 | ExxonMobil Beaumont Refinery | TX | Jefferson | TG43 | Natural Gas Fired Combustion Turbine | GT | PP | S | 145 | 165 | 90 | N | 2004 |  |  | Y | Industrial CHP | 7 | T | NG
All Other.OTH | other | FALSE | 56392 | Chalmette Refining LLC | 50626 | Chalmette Refining LLC | LA | St Bernard | GEN1 | All Other | OT |  | S | 1.7 | 1.4 | 0.8 | N | 1990 |  |  | N | Industrial Non-CHP | 6 | X | OTH
Other Gases.OG | other | FALSE | 5519 | ExxonMobil Oil Corp | 50627 | ExxonMobil Oil Joliet Refinery | IL | Will | GTG1 | Other Gases | GT |  | S | 22 | 22 | 6 | N | 1987 |  |  | Y | Industrial CHP | 7 | T | OG | NG
Other Gases.OG | other | FALSE | 5519 | ExxonMobil Oil Corp | 50627 | ExxonMobil Oil Joliet Refinery | IL | Will | MG | Other Gases | ST |  | S | 11.2 | 11.2 | 0 | N | 1986 |  |  | N | Industrial CHP | 7 | X | OG | NG
Other Gases.OG | other | FALSE | 5519 | ExxonMobil Oil Corp | 50627 | ExxonMobil Oil Joliet Refinery | IL | Will | STG1 | Other Gases | ST |  | S | 3.3 | 3.3 | 2 | N | 1987 |  |  | N | Industrial CHP | 7 | X | OG | NG
Natural Gas Fired Combustion Turbine.NG | natural gas peaker | FALSE | 19691 | Paulsboro Refining Company - LLC | 50628 | Paulsboro Refinery | NJ | Gloucester | GEN1 | Natural Gas Fired Combustion Turbine | GT | UTI1 | S | 27 | 30.5 | 2 | N | 1991 |  |  | Y | Industrial CHP | 7 | T | NG | OG | DFO
Other Gases.OG | other | FALSE | 19691 | Paulsboro Refining Company - LLC | 50628 | Paulsboro Refinery | NJ | Gloucester | GEN2 | Other Gases | ST | UTI1 | S | 14.5 | 14.5 | 2 | N | 1982 |  |  | Y | Industrial CHP | 7 | T | OG | DFO | NG
Other Gases.OG | other | FALSE | 19691 | Paulsboro Refining Company - LLC | 50628 | Paulsboro Refinery | NJ | Gloucester | GEN3 | Other Gases | ST | UTI1 | S | 14.5 | 14.5 | 2 | N | 1991 |  |  | Y | Industrial CHP | 7 | T | OG | DFO | NG
Petroleum Coke.PC | petroleum | FALSE | 19691 | Paulsboro Refining Company - LLC | 50628 | Paulsboro Refinery | NJ | Gloucester | GEN4 | Petroleum Coke | OT |  | S | 11.6 | 11.6 | 2 | N | 2006 |  |  | N | Industrial CHP | 7 | X | PC
Municipal Solid Waste.MSW | municipal solid waste | TRUE | 4482 | Covanta Lake Inc | 50629 | Covanta Lake County Energy | FL | Lake | GEN1 | Municipal Solid Waste | ST |  | S | 12.5 | 12.5 | 2.5 | N | 1990 |  |  | N | IPP Non-CHP | 2 | X | MSW
Municipal Solid Waste.MSW | municipal solid waste | TRUE | 4476 | Covanta Marion Inc | 50630 | Covanta Marion Inc | OR | MARION | GEN1 | Municipal Solid Waste | ST |  | S | 11.5 | 11.5 | 2 | N | 1986 |  |  | N | IPP Non-CHP | 2 | X | MSW | NG
Municipal Solid Waste.MSW | municipal solid waste | FALSE | 4498 | Covanta Stanislaus Inc | 50632 | Covanta Stanislaus Energy | CA | Stanislaus | GEN1 | Municipal Solid Waste | ST |  | S | 19.9 | 19.9 | 3 | N | 1988 |  |  | N | Commercial Non-CHP | 4 | X | MSW
All Other.WH | other | FALSE | 3102 | Mosaic Company | 50633 | Mosaic Co Bartow Facility | FL | Polk | GEN1 | All Other | ST |  | S | 36 | 36 | 2 | N | 1985 |  |  | Y | Industrial CHP | 7 | B | WH
All Other.WH | other | FALSE | 3102 | Mosaic Company | 50633 | Mosaic Co Bartow Facility | FL | Polk | GEN2 | All Other | ST |  | S | 44 | 44 | 2 | N | 1992 |  |  | Y | Industrial CHP | 7 | B | WH
Conventional Hydroelectric.WAT | hydro | TRUE | 2138 | Brainerd Public Utilities | 50636 | Brainerd Public Utilities | MN | Crow Wing | 1 | Conventional Hydroelectric | HY |  | S | 0.6 | 0.6 | 0.1 | N | 1917 |  |  | N | Electric Utility | 1 | X | WAT
Conventional Hydroelectric.WAT | hydro | TRUE | 2138 | Brainerd Public Utilities | 50636 | Brainerd Public Utilities | MN | Crow Wing | 2 | Conventional Hydroelectric | HY |  | S | 0.6 | 0.6 | 0.1 | N | 1917 |  |  | N | Electric Utility | 1 | X | WAT
Conventional Hydroelectric.WAT | hydro | TRUE | 2138 | Brainerd Public Utilities | 50636 | Brainerd Public Utilities | MN | Crow Wing | 3 | Conventional Hydroelectric | HY |  | S | 0.5 | 0.5 | 0.1 | N | 1936 |  |  | N | Electric Utility | 1 | X | WAT
Conventional Hydroelectric.WAT | hydro | TRUE | 2138 | Brainerd Public Utilities | 50636 | Brainerd Public Utilities | MN | Crow Wing | 4 | Conventional Hydroelectric | HY |  | S | 0.6 | 0.6 | 0.1 | N | 1936 | 12 | 2025 | N | Electric Utility | 1 | X | WAT
Conventional Hydroelectric.WAT | hydro | TRUE | 2138 | Brainerd Public Utilities | 50636 | Brainerd Public Utilities | MN | Crow Wing | 5 | Conventional Hydroelectric | HY |  | S | 0.6 | 0.6 | 0.1 | N | 1940 |  |  | N | Electric Utility | 1 | X | WAT
Wood/Wood Waste Biomass.BLQ | biomass | FALSE | 56225 | Clearwater Paper Corporation | 50637 | Clearwater Paper IPP Lewiston | ID | Nez Perce | GEN1 | Wood/Wood Waste Biomass | ST |  | S | 2 | 9.4 | 2 | N | 1950 |  |  | Y | Industrial CHP | 7 | T | BLQ | NG
Wood/Wood Waste Biomass.BLQ | biomass | FALSE | 56225 | Clearwater Paper Corporation | 50637 | Clearwater Paper IPP Lewiston | ID | Nez Perce | GEN2 | Wood/Wood Waste Biomass | ST |  | S | 3.3 | 9.4 | 2 | N | 1977 |  |  | Y | Industrial CHP | 7 | T | BLQ | NG
Wood/Wood Waste Biomass.BLQ | biomass | FALSE | 56225 | Clearwater Paper Corporation | 50637 | Clearwater Paper IPP Lewiston | ID | Nez Perce | GEN3 | Wood/Wood Waste Biomass | ST |  | S | 25.2 | 25.2 | 4 | N | 1981 |  |  | Y | Industrial CHP | 7 | T | BLQ | WDS | NG
Wood/Wood Waste Biomass.BLQ | biomass | FALSE | 56225 | Clearwater Paper Corporation | 50637 | Clearwater Paper IPP Lewiston | ID | Nez Perce | GEN4 | Wood/Wood Waste Biomass | ST |  | S | 24 | 24 | 4 | N | 1991 |  |  | Y | Industrial CHP | 7 | T | BLQ | WDS | NG
Wood/Wood Waste Biomass.BLQ | biomass | FALSE | 56225 | Clearwater Paper Corporation | 50638 | Clearwater Paper APP CB | AR | Desha | GEN1 | Wood/Wood Waste Biomass | ST |  | S | 28 | 28 | 2 | N | 1977 |  |  | Y | Industrial CHP | 7 | T | BLQ | NG | DFO
Wood/Wood Waste Biomass.WDS | biomass | FALSE | 16653 | Sappi Cloquet LLC | 50639 | Sappi Cloquet Mill | MN | Carlton | GEN3 | Wood/Wood Waste Biomass | ST |  | S | 17.5 | 17.5 | 8 | N | 1976 |  |  | Y | Industrial CHP | 7 | T | WDS | NG | SLW | DFO | BLQ
Wood/Wood Waste Biomass.WDS | biomass | FALSE | 16653 | Sappi Cloquet LLC | 50639 | Sappi Cloquet Mill | MN | Carlton | GEN4 | Wood/Wood Waste Biomass | ST |  | S | 41.5 | 41.5 | 6 | N | 1997 |  |  | Y | Industrial CHP | 7 | T | WDS | NG | SLW | DFO | BLQ
Wood/Wood Waste Biomass.BLQ | biomass | FALSE | 16653 | Sappi Cloquet LLC | 50639 | Sappi Cloquet Mill | MN | Carlton | GEN5 | Wood/Wood Waste Biomass | ST |  | S | 14 | 15 | 4 | N | 2001 |  |  | Y | Industrial CHP | 7 | T | BLQ | NG
Conventional Hydroelectric.WAT | hydro | FALSE | 16653 | Sappi Cloquet LLC | 50639 | Sappi Cloquet Mill | MN | Carlton | HGN1 | Conventional Hydroelectric | HY |  | S | 1.6 | 1.6 | 0.5 | N | 1950 |  |  | N | Industrial CHP | 7 | X | WAT
Conventional Hydroelectric.WAT | hydro | FALSE | 16653 | Sappi Cloquet LLC | 50639 | Sappi Cloquet Mill | MN | Carlton | HGN5 | Conventional Hydroelectric | HY |  | S | 0.5 | 0.5 | 0.1 | N | 1929 |  |  | N | Industrial CHP | 7 | X | WAT
Conventional Hydroelectric.WAT | hydro | FALSE | 16653 | Sappi Cloquet LLC | 50639 | Sappi Cloquet Mill | MN | Carlton | HGN6 | Conventional Hydroelectric | HY |  | S | 0.5 | 0.5 | 0.1 | N | 1929 |  |  | N | Industrial CHP | 7 | X | WAT
Conventional Hydroelectric.WAT | hydro | FALSE | 16653 | Sappi Cloquet LLC | 50639 | Sappi Cloquet Mill | MN | Carlton | HGN7 | Conventional Hydroelectric | HY |  | S | 1 | 1.4 | 0.5 | N | 1980 |  |  | N | Industrial CHP | 7 | X | WAT
Municipal Solid Waste.MSW | municipal solid waste | FALSE | 4497 | Covanta Indianapolis Inc | 50647 | Covanta Indianapolis Energy | IN | Marion | GEN1 | Municipal Solid Waste | ST |  | S | 5 | 5 | 1 | N | 1988 |  |  | Y | Commercial CHP | 5 | T | MSW
Municipal Solid Waste.MSW | municipal solid waste | TRUE | 4474 | Covanta Bristol Inc | 50648 | Covanta Bristol Energy | CT | Hartford | GEN1 | Municipal Solid Waste | ST |  | S | 13.2 | 13.2 | 0.5 | N | 1987 |  |  | N | IPP Non-CHP | 2 | X | MSW | NG
Municipal Solid Waste.MSW | municipal solid waste | FALSE | 4484 | Covanta Babylon Inc | 50649 | Covanta Babylon Inc | NY | Suffolk | GEN1 | Municipal Solid Waste | ST |  | S | 14.4 | 14.4 | 1 | N | 1989 |  |  | N | Commercial Non-CHP | 4 | X | MSW
Wood/Wood Waste Biomass.WDS | biomass | TRUE | 1950 | ReEnergy Stratton LLC | 50650 | ReEnergy Stratton LLC | ME | Franklin | UNI1 | Wood/Wood Waste Biomass | ST |  | S | 46.1 | 46.1 | 18 | N | 1989 |  |  | N | IPP Non-CHP | 2 | X | WDS | DFO
Conventional Hydroelectric.WAT | hydro | TRUE | 57280 | Eagle Creek Renewable Energy, LLC | 50652 | Lyonsdale Associates | NY | Lewis | GEN1 | Conventional Hydroelectric | HY |  | W | 1.5 | 1.5 | 0.1 | N | 1984 |  |  | N | IPP Non-CHP | 2 | X | WAT
Conventional Hydroelectric.WAT | hydro | TRUE | 57280 | Eagle Creek Renewable Energy, LLC | 50652 | Lyonsdale Associates | NY | Lewis | GEN2 | Conventional Hydroelectric | HY |  | W | 1.5 | 1.5 | 0.1 | N | 1984 |  |  | N | IPP Non-CHP | 2 | X | WAT
Geothermal.GEO | geothermal | TRUE | 34691 | Ormat Nevada Inc | 50654 | Steamboat Hills LP | NV | Washoe | OEC51 | Geothermal | BT |  | S | 17.1 | 25.7 | 17.1 | N | 2020 |  |  | N | IPP Non-CHP | 2 | X | GEO
Geothermal.GEO | geothermal | TRUE | 34691 | Ormat Nevada Inc | 50654 | Steamboat Hills LP | NV | Washoe | OEC52 | Geothermal | BT |  | S | 4 | 5.9 | 4 | N | 2020 |  |  | N | IPP Non-CHP | 2 | X | GEO
Solar Photovoltaic.SUN | solar PV | TRUE | 34691 | Ormat Nevada Inc | 50654 | Steamboat Hills LP | NV | Washoe | SBSOL | Solar Photovoltaic | PV |  | S | 2 | 1 |  | N | 2022 |  |  | N | IPP Non-CHP | 2 | X | SUN
Municipal Solid Waste.MSW | municipal solid waste | FALSE | 9097 | Huntington Resource Recovery | 50656 | Huntington Resource Recovery Facility | NY | Suffolk | GEN1 | Municipal Solid Waste | ST |  | S | 24.5 | 24.5 | 8 | N | 1991 |  |  | N | Commercial Non-CHP | 4 | X | MSW
Municipal Solid Waste.MSW | municipal solid waste | TRUE | 49760 | Covanta Montgomery, Inc. | 50657 | Montgomery County Resource Recovery | MD | Montgomery | GEN1 | Municipal Solid Waste | ST |  | W | 54 | 56 | 1 | N | 1995 |  |  | N | IPP Non-CHP | 2 | X | MSW
Municipal Solid Waste.MSW | municipal solid waste | FALSE | 4425 | Covanta Fairfax Inc | 50658 | Covanta Fairfax Energy | VA | Fairfax | GEN1 | Municipal Solid Waste | ST |  | S | 49 | 49 | 10 | N | 1990 |  |  | N | Commercial Non-CHP | 4 | X | MSW | NG
Municipal Solid Waste.MSW | municipal solid waste | FALSE | 4425 | Covanta Fairfax Inc | 50658 | Covanta Fairfax Energy | VA | Fairfax | GEN2 | Municipal Solid Waste | ST |  | S | 49 | 49 | 10 | N | 1990 |  |  | N | Commercial Non-CHP | 4 | X | MSW | NG
Municipal Solid Waste.MSW | municipal solid waste | FALSE | 56316 | Covanta Tulsa Renewable Energy LLC | 50660 | Covanta Tulsa Renewable Energy LLC | OK | Tulsa | GEN1 | Municipal Solid Waste | ST |  | S | 15.6 | 15.8 | 0.8 | N | 1989 |  |  | Y | Commercial CHP | 5 | B | MSW | NG
Municipal Solid Waste.MSW | municipal solid waste | FALSE | 13982 | Ogden Projects Inc-Haverhill | 50661 | Covanta Haverhill | MA | Essex | GEN1 | Municipal Solid Waste | ST |  | S | 42.8 | 43.2 | 4.1 | N | 1989 |  |  | N | Commercial Non-CHP | 4 | X | MSW
Municipal Solid Waste.MSW | municipal solid waste | FALSE | 4487 | Covanta Onondega LP | 50662 | Onondaga County Resource Recovery | NY | Onondaga | GEN1 | Municipal Solid Waste | ST |  | S | 30 | 30 | 3.5 | N | 1994 |  |  | N | Commercial Non-CHP | 4 | X | MSW
Municipal Solid Waste.MSW | municipal solid waste | FALSE | 4496 | Covanta Alexandria/Arlington | 50663 | Covanta Alexandria/Arlington Energy | VA | Alexandria City | GEN1 | Municipal Solid Waste | ST |  | S | 14.5 | 14.5 | 1.5 | N | 1987 |  |  | N | Commercial Non-CHP | 4 | X | MSW
Municipal Solid Waste.MSW | municipal solid waste | FALSE | 4496 | Covanta Alexandria/Arlington | 50663 | Covanta Alexandria/Arlington Energy | VA | Alexandria City | GEN2 | Municipal Solid Waste | ST |  | S | 14.5 | 14.5 | 1.5 | N | 1987 |  |  | N | Commercial Non-CHP | 4 | X | MSW
Municipal Solid Waste.MSW | municipal solid waste | TRUE | 14519 | Pasco County | 50666 | Pasco Cnty Solid Waste Resource Recovery | FL | Pasco | GEN1 | Municipal Solid Waste | ST |  | S | 26 | 26 | 5 | N | 1991 |  |  | N | IPP Non-CHP | 2 | X | MSW
Natural Gas Internal Combustion Engine.NG | natural gas peaker | FALSE | 14395 | Palm Springs City of | 50674 | Municipal Cogen Plant | CA | Riverside | GEN1A | Natural Gas Internal Combustion Engine | IC |  | S | 1.2 | 1.2 | 0.5 | N | 2015 |  |  | N | Commercial Non-CHP | 4 | X | NG
Conventional Hydroelectric.WAT | hydro | TRUE | 56838 | KEI (Maine) Power Management (III) LLC | 50688 | Gardiner | ME | Kennebec | GEN1 | Conventional Hydroelectric | HY |  | S | 1 | 1 | 0.3 | N | 1985 |  |  | N | IPP Non-CHP | 2 | X | WAT
Onshore Wind Turbine.WND | onshore wind | TRUE | 2770 | Terra-Gen Operating Co-Wind | 50690 | San Gorgonio Westwinds II LLC | CA | Riverside | GEN1 | Onshore Wind Turbine | WT |  | S | 43.4 | 43.4 | 0 | N | 1999 |  |  | N | IPP Non-CHP | 2 | X | WND |  |  |  |  | NG
Other Waste Biomass.OBG | biomass | FALSE | 14155 | Orange County Sanitation Dist | 50696 | Plant No 1 Orange County | CA | Orange | GEN1 | Other Waste Biomass | IC |  | S | 2.4 | 2.4 | 1.8 | N | 1993 |  |  | Y | Commercial CHP | 5 | T | OBG | NG
Other Waste Biomass.OBG | biomass | FALSE | 14155 | Orange County Sanitation Dist | 50696 | Plant No 1 Orange County | CA | Orange | GEN2 | Other Waste Biomass | IC |  | S | 2.4 | 2.4 | 1.8 | N | 1993 |  |  | Y | Commercial CHP | 5 | T | OBG | NG
Other Waste Biomass.OBG | biomass | FALSE | 14155 | Orange County Sanitation Dist | 50696 | Plant No 1 Orange County | CA | Orange | GEN3 | Other Waste Biomass | IC |  | S | 2.4 | 2.4 | 1.8 | N | 1993 |  |  | Y | Commercial CHP | 5 | T | OBG | NG
Conventional Hydroelectric.WAT | hydro | TRUE | 56837 | KEI (Maine) Power Management (II) LLC | 50699 | Pumpkin Hill | ME | Penobscot | GEN1 | Conventional Hydroelectric | HY |  | S | 1 | 1 | 0.1 | N | 1987 |  |  | N | IPP Non-CHP | 2 | X | WAT |  |  |  |  | NG
Conventional Hydroelectric.WAT | hydro | TRUE | 15795 | William G. Reed Jr | 50700 | Lilliwaup Falls Generating | WA | Mason | 4735 | Conventional Hydroelectric | HY |  | S | 0.2 | 0.2 | 0.2 | N | 1986 |  |  | N | IPP Non-CHP | 2 | X | WAT
Conventional Hydroelectric.WAT | hydro | TRUE | 15795 | William G. Reed Jr | 50700 | Lilliwaup Falls Generating | WA | Mason | 4736 | Conventional Hydroelectric | HY |  | S | 0.2 | 0.2 | 0.2 | N | 1986 |  |  | N | IPP Non-CHP | 2 | X | WAT
Conventional Hydroelectric.WAT | hydro | TRUE | 15795 | William G. Reed Jr | 50700 | Lilliwaup Falls Generating | WA | Mason | 4737 | Conventional Hydroelectric | HY |  | S | 0.2 | 0.2 | 0.2 | N | 1986 |  |  | N | IPP Non-CHP | 2 | X | WAT
Conventional Hydroelectric.WAT | hydro | TRUE | 15795 | William G. Reed Jr | 50700 | Lilliwaup Falls Generating | WA | Mason | 4738 | Conventional Hydroelectric | HY |  | S | 0.2 | 0.2 | 0.2 | N | 1986 |  |  | N | IPP Non-CHP | 2 | X | WAT
Conventional Hydroelectric.WAT | hydro | TRUE | 15795 | William G. Reed Jr | 50700 | Lilliwaup Falls Generating | WA | Mason | 4739 | Conventional Hydroelectric | HY |  | S | 0.2 | 0.2 | 0.2 | N | 1986 |  |  | N | IPP Non-CHP | 2 | X | WAT
Conventional Hydroelectric.WAT | hydro | TRUE | 15795 | William G. Reed Jr | 50700 | Lilliwaup Falls Generating | WA | Mason | 4740 | Conventional Hydroelectric | HY |  | S | 0.2 | 0.2 | 0.2 | N | 1986 |  |  | N | IPP Non-CHP | 2 | X | WAT
Conventional Hydroelectric.WAT | hydro | TRUE | 15795 | William G. Reed Jr | 50700 | Lilliwaup Falls Generating | WA | Mason | 4741 | Conventional Hydroelectric | HY |  | S | 0.2 | 0.2 | 0.2 | N | 1986 |  |  | N | IPP Non-CHP | 2 | X | WAT
Conventional Hydroelectric.WAT | hydro | TRUE | 7601 | Green Mountain Power Corp | 50702 | Salmon Falls | ME | York | GEN1 | Conventional Hydroelectric | HY |  | S | 0.4 | 0.4 | 0.1 | N | 1986 |  |  | N | Electric Utility | 1 | X | WAT
Conventional Hydroelectric.WAT | hydro | TRUE | 7601 | Green Mountain Power Corp | 50702 | Salmon Falls | ME | York | GEN2 | Conventional Hydroelectric | HY |  | S | 0.4 | 0.4 | 0.1 | N | 1986 |  |  | N | Electric Utility | 1 | X | WAT
Conventional Hydroelectric.WAT | hydro | TRUE | 7601 | Green Mountain Power Corp | 50702 | Salmon Falls | ME | York | GEN3 | Conventional Hydroelectric | HY |  | S | 0.4 | 0.4 | 0.1 | N | 1986 |  |  | N | Electric Utility | 1 | X | WAT
Conventional Hydroelectric.WAT | hydro | TRUE | 7601 | Green Mountain Power Corp | 50704 | Somersworth Lower Great Dam | NH | Strafford | GEN1 | Conventional Hydroelectric | HY |  | S | 1.2 | 1.2 | 0.1 | N | 1985 |  |  | N | Electric Utility | 1 | X | WAT
Natural Gas Fired Combined Cycle.NG | natural gas combined cycle | TRUE | 30151 | Tri-State G & T Assn, Inc | 50707 | JM Shafer Generating Station | CO | Weld | LMA | Natural Gas Fired Combined Cycle | CT | J272 | S | 272 | 272 | 12 | N | 1994 |  |  | Y | Electric Utility | 1 | T | NG
Natural Gas Fired Combined Cycle.NG | natural gas combined cycle | TRUE | 30151 | Tri-State G & T Assn, Inc | 50707 | JM Shafer Generating Station | CO | Weld | LMB | Natural Gas Fired Combined Cycle | CT | J272 | S |  |  | 12 | N | 1994 |  |  | Y | Electric Utility | 1 | T | NG
Natural Gas Fired Combined Cycle.NG | natural gas combined cycle | TRUE | 30151 | Tri-State G & T Assn, Inc | 50707 | JM Shafer Generating Station | CO | Weld | LMC | Natural Gas Fired Combined Cycle | CT | J272 | S |  |  | 12 | N | 1994 |  |  | Y | Electric Utility | 1 | T | NG
Natural Gas Fired Combined Cycle.NG | natural gas combined cycle | TRUE | 30151 | Tri-State G & T Assn, Inc | 50707 | JM Shafer Generating Station | CO | Weld | LMD | Natural Gas Fired Combined Cycle | CT | J272 | S |  |  | 12 | N | 1994 |  |  | Y | Electric Utility | 1 | T | NG
Natural Gas Fired Combined Cycle.NG | natural gas combined cycle | TRUE | 30151 | Tri-State G & T Assn, Inc | 50707 | JM Shafer Generating Station | CO | Weld | LME | Natural Gas Fired Combined Cycle | CT | J272 | S |  |  | 12 | N | 1994 |  |  | Y | Electric Utility | 1 | T | NG
Natural Gas Fired Combined Cycle.NG | natural gas combined cycle | TRUE | 30151 | Tri-State G & T Assn, Inc | 50707 | JM Shafer Generating Station | CO | Weld | STA | Natural Gas Fired Combined Cycle | CA | J272 | S |  |  | 5.2 | N | 1994 |  |  | Y | Electric Utility | 1 | T | NG
Natural Gas Fired Combined Cycle.NG | natural gas combined cycle | TRUE | 30151 | Tri-State G & T Assn, Inc | 50707 | JM Shafer Generating Station | CO | Weld | STB | Natural Gas Fired Combined Cycle | CA | J272 | S |  |  | 5.2 | N | 1994 |  |  | Y | Electric Utility | 1 | T | NG
Conventional Steam Coal.SUB | hard coal | FALSE | 19511 | University of Alaska | 50711 | University of Alaska Fairbanks | AK | Fairbanks North Star | GEN1 | Conventional Steam Coal | ST |  | S | 0.5 | 1.4 | 0.2 | N | 1964 |  |  | Y | Commercial CHP | 5 | T | SUB | DFO | JF
Conventional Steam Coal.SUB | hard coal | FALSE | 19511 | University of Alaska | 50711 | University of Alaska Fairbanks | AK | Fairbanks North Star | GEN2 | Conventional Steam Coal | ST |  | S | 0.5 | 1.4 | 0.2 | N | 1964 |  |  | Y | Commercial CHP | 5 | T | SUB | DFO | JF
Conventional Steam Coal.SUB | hard coal | FALSE | 19511 | University of Alaska | 50711 | University of Alaska Fairbanks | AK | Fairbanks North Star | GEN3 | Conventional Steam Coal | ST |  | S | 8.1 | 10 | 2.5 | N | 1981 |  |  | Y | Commercial CHP | 5 | T | SUB | DFO | NG | JF
Petroleum Liquids.DFO | petroleum | FALSE | 19511 | University of Alaska | 50711 | University of Alaska Fairbanks | AK | Fairbanks North Star | GEN4 | Petroleum Liquids | IC |  | S | 9.6 | 9.6 | 2 | N | 2000 |  |  | Y | Commercial CHP | 5 | T | DFO
Conventional Steam Coal.SUB | hard coal | FALSE | 19511 | University of Alaska | 50711 | University of Alaska Fairbanks | AK | Fairbanks North Star | GEN5 | Conventional Steam Coal | ST |  | S | 17 | 17 | 4 | N | 2020 |  |  | Y | Commercial CHP | 5 | T | SUB | DFO | NG | JF
Conventional Hydroelectric.WAT | hydro | TRUE | 7601 | Green Mountain Power Corp | 50713 | Huntington Falls | VT | Addison | GEN1 | Conventional Hydroelectric | HY |  | S | 0.8 | 0.7 | 0.2 | N | 1988 |  |  | N | Electric Utility | 1 | X | WAT
Conventional Hydroelectric.WAT | hydro | TRUE | 7601 | Green Mountain Power Corp | 50713 | Huntington Falls | VT | Addison | GEN2 | Conventional Hydroelectric | HY |  | S | 0.8 | 0.7 | 0.2 | N | 1988 |  |  | N | Electric Utility | 1 | X | WAT
Conventional Hydroelectric.WAT | hydro | TRUE | 7601 | Green Mountain Power Corp | 50713 | Huntington Falls | VT | Addison | GEN3 | Conventional Hydroelectric | HY |  | S | 3.9 | 3.8 | 0.2 | N | 1988 |  |  | N | Electric Utility | 1 | X | WAT
Conventional Hydroelectric.WAT | hydro | TRUE | 64961 | Koosh, Inc. | 50718 | GeoBon II | ID | Lincoln | HYD1 | Conventional Hydroelectric | HY |  | S | 1 | 0.9 | 0.1 | N | 1986 |  |  | N | IPP Non-CHP | 2 | X | WAT
Landfill Gas.LFG | natural gas peaker | TRUE | 54843 | WM Illinois Renewable Energy LLC | 50721 | Tazewell Gas Recovery | IL | Tazewell | GEN1 | Landfill Gas | IC |  | S | 0.8 | 0.8 | 0.5 | N | 1989 |  |  | N | IPP Non-CHP | 2 | X | LFG
Landfill Gas.LFG | natural gas peaker | TRUE | 54843 | WM Illinois Renewable Energy LLC | 50721 | Tazewell Gas Recovery | IL | Tazewell | GEN2 | Landfill Gas | IC |  | S | 0.8 | 0.8 | 0.5 | N | 1989 |  |  | N | IPP Non-CHP | 2 | X | LFG
Landfill Gas.LFG | natural gas peaker | TRUE | 54843 | WM Illinois Renewable Energy LLC | 50721 | Tazewell Gas Recovery | IL | Tazewell | GEN3 | Landfill Gas | IC |  | S | 0.8 | 0.8 | 0.5 | N | 1999 |  |  | N | IPP Non-CHP | 2 | X | LFG
Other Gases.OG | other | FALSE | 19517 | United States Steel- Clairton | 50729 | Clairton Works | PA | Allegheny | GEN1 | Other Gases | ST |  | S | 16 | 18 | 2 | N | 1955 |  |  | Y | Industrial CHP | 7 | T | OG | NG
Other Gases.OG | other | FALSE | 19517 | United States Steel- Clairton | 50729 | Clairton Works | PA | Allegheny | GEN3 | Other Gases | ST |  | S | 8 | 8 | 1 | N | 1955 |  |  | N | Industrial CHP | 7 | X | OG | NG
Other Gases.BFG | other | FALSE | 19519 | United States Steel-Mon Valley | 50732 | Mon Valley Works | PA | Allegheny | GEN1 | Other Gases | ST |  | S | 30 | 33 | 6 | N | 1943 |  |  | N | Industrial CHP | 7 | X | BFG | OG | NG
Other Gases.BFG | other | FALSE | 19519 | United States Steel-Mon Valley | 50732 | Mon Valley Works | PA | Allegheny | GEN2 | Other Gases | ST |  | S | 30 | 33 | 6 | N | 1943 |  |  | N | Industrial CHP | 7 | X | BFG | OG | NG
Other Gases.BFG | other | FALSE | 19519 | United States Steel-Mon Valley | 50732 | Mon Valley Works | PA | Allegheny | GEN3 | Other Gases | ST |  | S | 1.9 | 1.9 | 0.3 | N | 2002 |  |  | Y | Industrial CHP | 7 | T | BFG | OG | NG
Other Gases.BFG | other | FALSE | 19526 | United States Steel-Gary | 50733 | Gary Works | IN | Lake | STG1 | Other Gases | ST |  | S | 161 | 150 | 50 | N | 1997 |  |  | Y | Industrial CHP | 7 | B | BFG | NG | RFO | OG
Wood/Wood Waste Biomass.WDS | biomass | TRUE | 65547 | NE Renewable Tamworth, LLC | 50739 | NE Renewable Tamworth, LLC | NH | Carroll | GEN1 | Wood/Wood Waste Biomass | ST |  | S | 20 | 20 | 14 | N | 1987 |  |  | N | IPP Non-CHP | 2 | X | WDS
Conventional Hydroelectric.WAT | hydro | TRUE | 15213 | Pontook Operating LP | 50741 | Pontook Hydro Facility | NH | Coos | GEN1 | Conventional Hydroelectric | HY |  | S | 3.5 | 3.5 | 1 | N | 1986 |  |  | N | IPP Non-CHP | 2 | X | WAT
Conventional Hydroelectric.WAT | hydro | TRUE | 15213 | Pontook Operating LP | 50741 | Pontook Hydro Facility | NH | Coos | GEN2 | Conventional Hydroelectric | HY |  | S | 3.5 | 3.5 | 1 | N | 1986 |  |  | N | IPP Non-CHP | 2 | X | WAT
Conventional Hydroelectric.WAT | hydro | TRUE | 15213 | Pontook Operating LP | 50741 | Pontook Hydro Facility | NH | Coos | GEN3 | Conventional Hydroelectric | HY |  | S | 3.5 | 3.5 | 1 | N | 1986 |  |  | N | IPP Non-CHP | 2 | X | WAT
Natural Gas Fired Combined Cycle.NG | natural gas combined cycle | TRUE | 14182 | Sterling Power Partners LP | 50744 | Sterling Power Plant | NY | Oneida | GEN1 | Natural Gas Fired Combined Cycle | CT | CC1 | S | 38.8 | 47.6 | 35 | N | 1991 |  |  | N | IPP Non-CHP | 2 | X | NG
Natural Gas Fired Combined Cycle.NG | natural gas combined cycle | TRUE | 14182 | Sterling Power Partners LP | 50744 | Sterling Power Plant | NY | Oneida | GEN2 | Natural Gas Fired Combined Cycle | CA | CC1 | S | 16 | 16.5 | 12 | N | 1991 |  |  | N | IPP Non-CHP | 2 | X | NG
Petroleum Liquids.DFO | petroleum | TRUE | 14182 | Sterling Power Partners LP | 50744 | Sterling Power Plant | NY | Oneida | GEN3 | Petroleum Liquids | IC |  | S | 1.1 | 1.1 | 0.2 | N | 1991 |  |  | N | IPP Non-CHP | 2 | X | DFO
Natural Gas Fired Combined Cycle.NG | natural gas combined cycle | TRUE | 2871 | OLS Energy-Agnews Inc. | 50748 | Agnews Power Plant | CA | Santa Clara | GEN1 | Natural Gas Fired Combined Cycle | CT | CC1 | S | 21 | 21 | 16.5 | N | 1990 |  |  | N | IPP Non-CHP | 2 | X | NG
Natural Gas Fired Combined Cycle.NG | natural gas combined cycle | TRUE | 2871 | OLS Energy-Agnews Inc. | 50748 | Agnews Power Plant | CA | Santa Clara | GEN2 | Natural Gas Fired Combined Cycle | CA | CC1 | S | 7 | 7 | 4 | N | 1990 |  |  | N | IPP Non-CHP | 2 | X | NG
Natural Gas Fired Combustion Turbine.NG | natural gas peaker | FALSE | 23005 | Aera Energy LLC-Coalinga | 50750 | Coalinga Cogeneration Facility | CA | Fresno | GEN1 | Natural Gas Fired Combustion Turbine | GT |  | W | 3.2 | 3.3 | 1.8 | N | 1988 |  |  | Y | Industrial CHP | 7 | T | NG
Natural Gas Fired Combustion Turbine.NG | natural gas peaker | FALSE | 23005 | Aera Energy LLC-Coalinga | 50750 | Coalinga Cogeneration Facility | CA | Fresno | GEN2 | Natural Gas Fired Combustion Turbine | GT |  | W | 3.2 | 3.3 | 1.8 | N | 1988 |  |  | Y | Industrial CHP | 7 | T | NG
Natural Gas Fired Combustion Turbine.NG | natural gas peaker | FALSE | 54713 | Chevron USA Inc | 50751 | Southeast Kern River Cogen | CA | Kern | GTG1 | Natural Gas Fired Combustion Turbine | GT |  | S | 20.8 | 21.7 | 12 | N | 1989 |  |  | Y | Industrial CHP | 7 | T | NG
Natural Gas Fired Combustion Turbine.NG | natural gas peaker | FALSE | 54713 | Chevron USA Inc | 50751 | Southeast Kern River Cogen | CA | Kern | GTG2 | Natural Gas Fired Combustion Turbine | GT |  | S | 3 | 3.2 | 1.5 | N | 1989 |  |  | Y | Industrial CHP | 7 | T | NG
Natural Gas Fired Combustion Turbine.NG | natural gas peaker | FALSE | 54713 | Chevron USA Inc | 50751 | Southeast Kern River Cogen | CA | Kern | GTG3 | Natural Gas Fired Combustion Turbine | GT |  | S | 3 | 3.2 | 1.5 | N | 1989 |  |  | Y | Industrial CHP | 7 | T | NG
Natural Gas Fired Combustion Turbine.NG | natural gas peaker | FALSE | 164 | AERA Energy LLC | 50752 | South Belridge Cogeneration Facility | CA | Kern | GEN1 | Natural Gas Fired Combustion Turbine | GT |  | S | 19 | 21 | 10 | N | 1985 |  |  | Y | Industrial CHP | 7 | T | NG
Natural Gas Fired Combustion Turbine.NG | natural gas peaker | FALSE | 164 | AERA Energy LLC | 50752 | South Belridge Cogeneration Facility | CA | Kern | GEN2 | Natural Gas Fired Combustion Turbine | GT |  | S | 19 | 21 | 10 | N | 1985 |  |  | Y | Industrial CHP | 7 | T | NG
Natural Gas Fired Combustion Turbine.NG | natural gas peaker | FALSE | 164 | AERA Energy LLC | 50752 | South Belridge Cogeneration Facility | CA | Kern | GEN3 | Natural Gas Fired Combustion Turbine | GT |  | S | 19 | 21 | 10 | N | 1986 |  |  | Y | Industrial CHP | 7 | T | NG
Onshore Wind Turbine.WND | onshore wind | TRUE | 2770 | Terra-Gen Operating Co-Wind | 50754 | Oak Creek Energy Systems I | CA | Kern | GEN1 | Onshore Wind Turbine | WT |  | S | 3.5 | 3.5 | 0 | N | 1982 |  |  | N | IPP Non-CHP | 2 | X | WND
Onshore Wind Turbine.WND | onshore wind | TRUE | 2770 | Terra-Gen Operating Co-Wind | 50754 | Oak Creek Energy Systems I | CA | Kern | GEN2 | Onshore Wind Turbine | WT |  | S | 4.2 | 4.2 | 0 | N | 1993 |  |  | N | IPP Non-CHP | 2 | X | WND
Onshore Wind Turbine.WND | onshore wind | TRUE | 2770 | Terra-Gen Operating Co-Wind | 50754 | Oak Creek Energy Systems I | CA | Kern | GEN3 | Onshore Wind Turbine | WT |  | S | 23.1 | 23.1 | 0 | N | 1999 |  |  | N | IPP Non-CHP | 2 | X | WND
Onshore Wind Turbine.WND | onshore wind | TRUE | 2770 | Terra-Gen Operating Co-Wind | 50754 | Oak Creek Energy Systems I | CA | Kern | GEN4 | Onshore Wind Turbine | WT |  | S | 3.7 | 3.7 | 0 | N | 1999 |  |  | N | IPP Non-CHP | 2 | X | WND
Conventional Hydroelectric.WAT | hydro | TRUE | 12745 | Modesto Irrigation District | 50755 | New Hogan Power Plant | CA | Calaveras | GEN1 | Conventional Hydroelectric | HY |  | W | 1.9 | 1.9 | 0.2 | N | 1989 |  |  | N | Electric Utility | 1 | X | WAT
Conventional Hydroelectric.WAT | hydro | TRUE | 12745 | Modesto Irrigation District | 50755 | New Hogan Power Plant | CA | Calaveras | GEN2 | Conventional Hydroelectric | HY |  | W | 0.9 | 0.9 | 0.1 | N | 1989 |  |  | N | Electric Utility | 1 | X | WAT
Conventional Hydroelectric.WAT | hydro | TRUE | 19013 | Topsham Hydro Partners | 50758 | Pejepscot Hydroelectric Project | ME | Sagadahoc | GEN1 | Conventional Hydroelectric | HY |  | S | 11.7 | 11.3 | 1.5 | N | 1987 |  |  | N | IPP Non-CHP | 2 | X | WAT
Conventional Hydroelectric.WAT | hydro | TRUE | 19013 | Topsham Hydro Partners | 50758 | Pejepscot Hydroelectric Project | ME | Sagadahoc | GEN2 | Conventional Hydroelectric | HY |  | S | 0.4 | 0.4 | 0.1 | N | 1987 |  |  | N | IPP Non-CHP | 2 | X | WAT
Conventional Hydroelectric.WAT | hydro | TRUE | 19013 | Topsham Hydro Partners | 50758 | Pejepscot Hydroelectric Project | ME | Sagadahoc | GEN3 | Conventional Hydroelectric | HY |  | S | 0.3 | 0.3 | 0.1 | N | 1987 |  |  | N | IPP Non-CHP | 2 | X | WAT
Conventional Hydroelectric.WAT | hydro | TRUE | 19013 | Topsham Hydro Partners | 50758 | Pejepscot Hydroelectric Project | ME | Sagadahoc | GEN4 | Conventional Hydroelectric | HY |  | S | 0.5 | 0.5 | 0.1 | N | 1987 |  |  | N | IPP Non-CHP | 2 | X | WAT
Conventional Hydroelectric.WAT | hydro | TRUE | 66098 | Elevate Power Management LLC | 50759 | West End Dam Hydroelectric Project | NY | Jefferson | GEN1 | Conventional Hydroelectric | HY |  | S | 2.1 | 2 | 0.3 | N | 1985 |  |  | N | IPP Non-CHP | 2 | X | WAT
Conventional Hydroelectric.WAT | hydro | TRUE | 66098 | Elevate Power Management LLC | 50759 | West End Dam Hydroelectric Project | NY | Jefferson | GEN2 | Conventional Hydroelectric | HY |  | S | 2.1 | 2 | 0.3 | N | 1985 |  |  | N | IPP Non-CHP | 2 | X | WAT
Solar Photovoltaic.SUN | solar PV | TRUE | 50131 | Enel Stillwater LLC | 50765 | Stillwater Facility | NV | Churchill | 1 | Solar Photovoltaic | PV |  | W | 21.8 | 21.8 |  | N | 2012 |  |  | N | IPP Non-CHP | 2 | X | SUN
Geothermal.GEO | geothermal | TRUE | 50131 | Enel Stillwater LLC | 50765 | Stillwater Facility | NV | Churchill | 1-1 | Geothermal | BT |  | S | 10.1 | 14.3 | 0.1 | N | 2009 |  |  | N | IPP Non-CHP | 2 | X | GEO
Geothermal.GEO | geothermal | TRUE | 50131 | Enel Stillwater LLC | 50765 | Stillwater Facility | NV | Churchill | 1-2 | Geothermal | BT |  | S | 10.1 | 14.3 | 0.1 | N | 2009 |  |  | N | IPP Non-CHP | 2 | X | GEO
Geothermal.GEO | geothermal | TRUE | 50131 | Enel Stillwater LLC | 50765 | Stillwater Facility | NV | Churchill | 2-1 | Geothermal | BT |  | S | 10.1 | 14.3 | 0.1 | N | 2009 |  |  | N | IPP Non-CHP | 2 | X | GEO
Geothermal.GEO | geothermal | TRUE | 50131 | Enel Stillwater LLC | 50765 | Stillwater Facility | NV | Churchill | 2-2 | Geothermal | BT |  | S | 10.1 | 14.3 | 0.1 | N | 2009 |  |  | N | IPP Non-CHP | 2 | X | GEO
Geothermal.GEO | geothermal | TRUE | 34691 | Ormat Nevada Inc | 50766 | Ormesa I | CA | Imperial | ITLU1 | Geothermal | BT |  | S | 8 | 12 | 8 | N | 2003 |  |  | N | IPP Non-CHP | 2 | X | GEO
Geothermal.GEO | geothermal | TRUE | 34691 | Ormat Nevada Inc | 50766 | Ormesa I | CA | Imperial | ITLU2 | Geothermal | BT |  | S | 8 | 12 | 8 | N | 2003 |  |  | N | IPP Non-CHP | 2 | X | GEO
Geothermal.GEO | geothermal | TRUE | 34691 | Ormat Nevada Inc | 50766 | Ormesa I | CA | Imperial | OE31 | Geothermal | BT |  | S | 0.8 | 1.2 | 0.8 | N | 1986 |  |  | N | IPP Non-CHP | 2 | X | GEO
Geothermal.GEO | geothermal | TRUE | 34691 | Ormat Nevada Inc | 50766 | Ormesa I | CA | Imperial | OE32 | Geothermal | BT |  | S | 0.8 | 1.2 | 0.8 | N | 1986 |  |  | N | IPP Non-CHP | 2 | X | GEO
Conventional Hydroelectric.WAT | hydro | TRUE | 63840 | Clear Energy Capital, LLC | 50768 | Forestport | NY | Oneida | 1 | Conventional Hydroelectric | HY |  | S | 3.4 | 3.4 | 0.5 | N | 1987 |  |  | N | IPP Non-CHP | 2 | X | WAT
Wood/Wood Waste Biomass.WDS | biomass | TRUE | 19781 | National Salvage & Service Corporation | 50770 | National Energy of McBain | MI | Missaukee | GEN1 | Wood/Wood Waste Biomass | ST |  | W | 18 | 18 | 10 | N | 1988 |  |  | N | IPP Non-CHP | 2 | X | WDS | TDF | NG
Wood/Wood Waste Biomass.WDS | biomass | TRUE | 19781 | National Salvage & Service Corporation | 50772 | National Energy of Lincoln | MI | Alcona | GEN1 | Wood/Wood Waste Biomass | ST |  | W | 16.3 | 18 | 10 | N | 1989 |  |  | N | IPP Non-CHP | 2 | X | WDS | TDF | NG
Conventional Steam Coal.WC | hard coal | TRUE | 14432 | Panther Creek Power Operating, LLC | 50776 | Panther Creek Energy Facility | PA | Carbon | GEN1 | Conventional Steam Coal | ST |  | S | 80 | 80 | 35 | N | 1992 |  |  | N | IPP Non-CHP | 2 | X | WC
Natural Gas Fired Combined Cycle.NG | natural gas combined cycle | TRUE | 61536 | Consolidated Edison Energy, Inc. | 50799 | Parlin Power Plant | NJ | Middlesex | GEN1 | Natural Gas Fired Combined Cycle | CT | PEC | W | 35.9 | 42.2 | 30 | N | 1991 |  |  | N | IPP Non-CHP | 2 | X | NG | DFO
Natural Gas Fired Combined Cycle.NG | natural gas combined cycle | TRUE | 61536 | Consolidated Edison Energy, Inc. | 50799 | Parlin Power Plant | NJ | Middlesex | GEN2 | Natural Gas Fired Combined Cycle | CT | PEC | W | 37.5 | 43.7 | 30 | N | 1991 |  |  | N | IPP Non-CHP | 2 | X | NG | DFO
Natural Gas Fired Combined Cycle.NG | natural gas combined cycle | TRUE | 61536 | Consolidated Edison Energy, Inc. | 50799 | Parlin Power Plant | NJ | Middlesex | GEN3 | Natural Gas Fired Combined Cycle | CA | PEC | W | 20.6 | 20.6 | 5 | N | 1991 |  |  | N | IPP Non-CHP | 2 | X | NG
Natural Gas Fired Combined Cycle.NG | natural gas combined cycle | TRUE | 61536 | Consolidated Edison Energy, Inc. | 50799 | Parlin Power Plant | NJ | Middlesex | GEN4 | Natural Gas Fired Combined Cycle | CA | PEC | W | 20.6 | 20.6 | 5 | N | 1991 |  |  | N | IPP Non-CHP | 2 | X | NG
Natural Gas Steam Turbine.NG | natural gas steam turbine | FALSE | 27718 | WestRock Seminole | 50803 | Seminole Mill | FL | Duval | GEN3 | Natural Gas Steam Turbine | ST |  | S | 20 | 18 | 4 | N | 1957 |  |  | Y | Industrial CHP | 7 | T | NG
Wood/Wood Waste Biomass.BLQ | biomass | FALSE | 20505 | International Paper Port Wentworth Mill | 50804 | Port Wentworth Mill | GA | Chatham | GEN4 | Wood/Wood Waste Biomass | ST |  | S | 47.3 | 47.3 | 1 | N | 1991 |  |  | Y | Industrial CHP | 7 | B | BLQ | WDS | OBG | OBL | SLW
Wood/Wood Waste Biomass.BLQ | biomass | FALSE | 20505 | International Paper Port Wentworth Mill | 50804 | Port Wentworth Mill | GA | Chatham | GEN5 | Wood/Wood Waste Biomass | ST |  | S | 25 | 25 | 1 | N | 2004 |  |  | N | Industrial CHP | 7 | X | BLQ | WDS | OBG | OBL | SLW
Wood/Wood Waste Biomass.BLQ | biomass | FALSE | 18162 | WestRock-Florence | 50806 | Florence Mill | SC | Florence | GEN1 | Wood/Wood Waste Biomass | ST |  | S | 12.3 | 12.3 | 5 | N | 1963 |  |  | Y | Industrial CHP | 7 | T | BLQ | WDS | RFO | NG
Wood/Wood Waste Biomass.BLQ | biomass | FALSE | 18162 | WestRock-Florence | 50806 | Florence Mill | SC | Florence | GEN2 | Wood/Wood Waste Biomass | ST |  | S | 12.5 | 12.5 | 6 | N | 1974 |  |  | Y | Industrial CHP | 7 | T | BLQ | WDS | RFO | NG
Wood/Wood Waste Biomass.WDS | biomass | FALSE | 18162 | WestRock-Florence | 50806 | Florence Mill | SC | Florence | GEN3 | Wood/Wood Waste Biomass | ST |  | S | 74 | 74 | 5 | N | 1987 |  |  | Y | Industrial CHP | 7 | T | WDS | BIT | RFO | NG
Wood/Wood Waste Biomass.BLQ | biomass | FALSE | 18155 | Westrock (LA) | 50810 | Westrock Hodge (LA) | LA | Jackson | NO 7 | Wood/Wood Waste Biomass | ST |  | S | 15.6 | 15.6 | 1 | N | 1957 |  |  | Y | Industrial CHP | 7 | T | BLQ | NG | WDS
Wood/Wood Waste Biomass.BLQ | biomass | FALSE | 18155 | Westrock (LA) | 50810 | Westrock Hodge (LA) | LA | Jackson | NO 8 | Wood/Wood Waste Biomass | ST |  | S | 27.5 | 27.5 | 1 | N | 1972 |  |  | Y | Industrial CHP | 7 | T | BLQ | NG | WDS
Wood/Wood Waste Biomass.BLQ | biomass | FALSE | 18155 | Westrock (LA) | 50810 | Westrock Hodge (LA) | LA | Jackson | NO 9 | Wood/Wood Waste Biomass | ST |  | S | 23.3 | 23.3 | 1 | N | 1972 |  |  | Y | Industrial CHP | 7 | T | BLQ | NG | WDS
Wood/Wood Waste Biomass.BLQ | biomass | FALSE | 18147 | RockTenn-Hopewell | 50813 | Hopewell Mill | VA | Hopewell City | GEN1 | Wood/Wood Waste Biomass | ST |  | S | 40.7 | 40.7 | 8 | N | 1980 |  |  | Y | Industrial CHP | 7 | B | BLQ | WDS | NG | BIT | RFO
Natural Gas Fired Combined Cycle.NG | natural gas combined cycle | TRUE | 55879 | Odyssey Operating Services | 50815 | Odyssey Energy Altura Cogen, LLC | TX | Harris | GEN1 | Natural Gas Fired Combined Cycle | CT | CC1 | W | 64.4 | 61.2 | 40 | N | 1985 |  |  | Y | IPP CHP | 3 | T | NG
Natural Gas Fired Combined Cycle.NG | natural gas combined cycle | TRUE | 55879 | Odyssey Operating Services | 50815 | Odyssey Energy Altura Cogen, LLC | TX | Harris | GEN2 | Natural Gas Fired Combined Cycle | CT | CC1 | W | 66.6 | 63.7 | 40 | N | 1985 |  |  | Y | IPP CHP | 3 | T | NG
Natural Gas Fired Combined Cycle.NG | natural gas combined cycle | TRUE | 55879 | Odyssey Operating Services | 50815 | Odyssey Energy Altura Cogen, LLC | TX | Harris | GEN3 | Natural Gas Fired Combined Cycle | CT | CC1 | W | 66.2 | 64.8 | 40 | N | 1985 |  |  | Y | IPP CHP | 3 | T | NG
Natural Gas Fired Combined Cycle.NG | natural gas combined cycle | TRUE | 55879 | Odyssey Operating Services | 50815 | Odyssey Energy Altura Cogen, LLC | TX | Harris | GEN4 | Natural Gas Fired Combined Cycle | CT | CC1 | W | 68.2 | 63.7 | 40 | N | 1986 |  |  | Y | IPP CHP | 3 | T | NG
Natural Gas Fired Combined Cycle.NG | natural gas combined cycle | TRUE | 55879 | Odyssey Operating Services | 50815 | Odyssey Energy Altura Cogen, LLC | TX | Harris | GEN5 | Natural Gas Fired Combined Cycle | CT | CC1 | W | 65.9 | 62.1 | 40 | N | 1986 |  |  | Y | IPP CHP | 3 | T | NG
Natural Gas Fired Combined Cycle.NG | natural gas combined cycle | TRUE | 55879 | Odyssey Operating Services | 50815 | Odyssey Energy Altura Cogen, LLC | TX | Harris | GEN6 | Natural Gas Fired Combined Cycle | CA | CC1 | W | 85.5 | 65.8 | 34 | N | 1986 |  |  | Y | IPP CHP | 3 | T | NG
Natural Gas Fired Combined Cycle.NG | natural gas combined cycle | TRUE | 55879 | Odyssey Operating Services | 50815 | Odyssey Energy Altura Cogen, LLC | TX | Harris | GEN7 | Natural Gas Fired Combined Cycle | CT | CC1 | W | 65.1 | 62.9 | 40 | N | 1995 |  |  | Y | IPP CHP | 3 | T | NG
Onshore Wind Turbine.WND | onshore wind | TRUE | 2770 | Terra-Gen Operating Co-Wind | 50820 | East Winds Project | CA | Riverside | GEN1 | Onshore Wind Turbine | WT |  | S | 3 | 3 | 0 | N | 1985 |  |  | N | IPP Non-CHP | 2 | X | WND
Onshore Wind Turbine.WND | onshore wind | TRUE | 2770 | Terra-Gen Operating Co-Wind | 50821 | Mojave 16/17/18 | CA | Kern | GEN1 | Onshore Wind Turbine | WT |  | S | 88.5 | 88.5 | 5.2 | N | 1989 |  |  | N | IPP Non-CHP | 2 | X | WND
Conventional Hydroelectric.WAT | hydro | TRUE | 64078 | Central Rivers Power US, LLC | 50827 | Twin Falls Hydro | WA | King | UNI1 | Conventional Hydroelectric | HY |  | J | 11.4 | 11 | 0.1 | N | 1989 |  |  | N | IPP Non-CHP | 2 | X | WAT
Conventional Hydroelectric.WAT | hydro | TRUE | 64078 | Central Rivers Power US, LLC | 50827 | Twin Falls Hydro | WA | King | UNI2 | Conventional Hydroelectric | HY |  | J | 11.4 | 11 | 0.1 | N | 1989 |  |  | N | IPP Non-CHP | 2 | X | WAT
Landfill Gas.LFG | natural gas peaker | TRUE | 13876 | Nove Investments I LLC | 50831 | Nove Power Plant | CA | Contra Costa | GEN1 | Landfill Gas | IC |  | S | 1 | 1 | 0.5 | N | 1985 |  |  | N | IPP Non-CHP | 2 | X | LFG
Landfill Gas.LFG | natural gas peaker | TRUE | 13876 | Nove Investments I LLC | 50831 | Nove Power Plant | CA | Contra Costa | GEN2 | Landfill Gas | IC |  | S | 1 | 1 | 0.5 | N | 1987 |  |  | N | IPP Non-CHP | 2 | X | LFG
Landfill Gas.LFG | natural gas peaker | TRUE | 13876 | Nove Investments I LLC | 50831 | Nove Power Plant | CA | Contra Costa | GEN3 | Landfill Gas | IC |  | S | 1 | 1 | 0.5 | N | 1985 |  |  | N | IPP Non-CHP | 2 | X | LFG
Conventional Hydroelectric.WAT | hydro | TRUE | 3477 | City of Chicopee - (MA) | 50832 | Chicopee Hydroelectric Station | MA | Hampden | 1 | Conventional Hydroelectric | HY |  | S | 1.2 | 1.2 | 0 | N | 1985 | 1 | 2024 | N | Electric Utility | 1 | X | WAT
Conventional Hydroelectric.WAT | hydro | TRUE | 3477 | City of Chicopee - (MA) | 50832 | Chicopee Hydroelectric Station | MA | Hampden | 2 | Conventional Hydroelectric | HY |  | S | 1.2 | 1.2 | 0 | N | 1985 | 1 | 2024 | N | Electric Utility | 1 | X | WAT
Conventional Steam Coal.BIT | hard coal | TRUE | 18414 | TES Filer City Station LP | 50835 | TES Filer City Station | MI | Manistee | GEN1 | Conventional Steam Coal | ST |  | J | 60 | 60 | 7 | N | 1990 |  |  | Y | IPP CHP | 3 | T | BIT | NG | WDS | TDF
Municipal Solid Waste.MSW | municipal solid waste | TRUE | 16899 | SERRF Joint Powers Authority | 50837 | Southeast Resource Recovery | CA | Los Angeles | GEN1 | Municipal Solid Waste | ST |  | J | 28 | 26 | 2 | N | 1988 | 4 | 2024 | Y | IPP CHP | 3 | T | MSW
Natural Gas Fired Combustion Turbine.NG | natural gas peaker | FALSE | 56097 | Gramercy Holdings I LLC | 50846 | Gramercy Holdings LLC | LA | St James | GT3 | Natural Gas Fired Combustion Turbine | GT |  | S | 15 | 17 | 1 | N | 1969 |  |  | Y | Industrial CHP | 7 | T | NG
Natural Gas Fired Combustion Turbine.NG | natural gas peaker | FALSE | 56097 | Gramercy Holdings I LLC | 50846 | Gramercy Holdings LLC | LA | St James | GT4 | Natural Gas Fired Combustion Turbine | GT |  | S | 21 | 24 | 1 | N | 1974 |  |  | Y | Industrial CHP | 7 | T | NG
Natural Gas Steam Turbine.NG | natural gas steam turbine | FALSE | 56097 | Gramercy Holdings I LLC | 50846 | Gramercy Holdings LLC | LA | St James | ST1 | Natural Gas Steam Turbine | ST |  | S | 17 | 17 | 2 | N | 1958 |  |  | Y | Industrial CHP | 7 | T | NG
Natural Gas Steam Turbine.NG | natural gas steam turbine | FALSE | 56097 | Gramercy Holdings I LLC | 50846 | Gramercy Holdings LLC | LA | St James | ST2 | Natural Gas Steam Turbine | ST |  | S | 17 | 17 | 2 | N | 1958 |  |  | Y | Industrial CHP | 7 | T | NG
Natural Gas Steam Turbine.NG | natural gas steam turbine | FALSE | 56097 | Gramercy Holdings I LLC | 50846 | Gramercy Holdings LLC | LA | St James | ST3 | Natural Gas Steam Turbine | ST |  | S | 6 | 6 | 3 | N | 1969 |  |  | Y | Industrial CHP | 7 | T | NG
Natural Gas Fired Combined Cycle.NG | natural gas combined cycle | FALSE | 61261 | Berkeley Cogeneration Facility | 50849 | PE Berkeley | CA | Alameda | GEN1 | Natural Gas Fired Combined Cycle | CT | CC1 | W | 22 | 23 | 18 | N | 1987 |  |  | Y | Commercial CHP | 5 | T | NG
Natural Gas Fired Combined Cycle.NG | natural gas combined cycle | FALSE | 61261 | Berkeley Cogeneration Facility | 50849 | PE Berkeley | CA | Alameda | GEN2 | Natural Gas Fired Combined Cycle | CA | CC1 | W | 2 | 4 | 1 | N | 1987 |  |  | Y | Commercial CHP | 5 | B | NG
Natural Gas Fired Combined Cycle.NG | natural gas combined cycle | TRUE | 14265 | OLS Energy-Chino | 50850 | OLS Energy Chino | CA | San Bernardino | GEN1 | Natural Gas Fired Combined Cycle | CT | CC1 | S | 22.5 | 22.5 | 15 | N | 1987 |  |  | Y | IPP CHP | 3 | T | NG
Natural Gas Fired Combined Cycle.NG | natural gas combined cycle | TRUE | 14265 | OLS Energy-Chino | 50850 | OLS Energy Chino | CA | San Bernardino | GEN2 | Natural Gas Fired Combined Cycle | CA | CC1 | S | 6.5 | 6 | 2 | N | 1987 |  |  | Y | IPP CHP | 3 | B | NG
Natural Gas Fired Combined Cycle.NG | natural gas combined cycle | TRUE | 56835 | CSUCI Site Authority | 50851 | CSUCI Site Authority | CA | Ventura | GEN1 | Natural Gas Fired Combined Cycle | CT | CC1 | S | 21.5 | 22.1 | 21.5 | N | 1988 |  |  | Y | IPP CHP | 3 | T | NG
Natural Gas Fired Combined Cycle.NG | natural gas combined cycle | TRUE | 56835 | CSUCI Site Authority | 50851 | CSUCI Site Authority | CA | Ventura | GEN2 | Natural Gas Fired Combined Cycle | CA | CC1 | S | 6.8 | 6.9 | 6.5 | N | 1988 |  |  | Y | IPP CHP | 3 | B | NG
Municipal Solid Waste.MSW | municipal solid waste | FALSE | 8633 | Hillsborough County | 50858 | Hillsborough County Resource Recovery | FL | Hillsborough | GEN1 | Municipal Solid Waste | ST |  | S | 26 | 26 | 5 | N | 1987 |  |  | N | Commercial Non-CHP | 4 | X | MSW
Municipal Solid Waste.MSW | municipal solid waste | FALSE | 8633 | Hillsborough County | 50858 | Hillsborough County Resource Recovery | FL | Hillsborough | GEN2 | Municipal Solid Waste | ST |  | S | 16 | 16 | 3 | N | 2009 |  |  | N | Commercial Non-CHP | 4 | X | MSW
Municipal Solid Waste.MSW | municipal solid waste | FALSE | 4447 | Covanta Lancaster Inc | 50859 | Lancaster County Resource Recovery | PA | Lancaster | GEN1 | Municipal Solid Waste | ST |  | W | 32.4 | 32.4 | 1 | N | 1990 |  |  | N | Commercial Non-CHP | 4 | X | MSW
Municipal Solid Waste.MSW | municipal solid waste | FALSE | 10162 | Kent County | 50860 | Kent County Waste to Energy Facility | MI | Kent | GEN1 | Municipal Solid Waste | ST |  | S | 15.7 | 15.7 | 1 | N | 1989 |  |  | N | Commercial Non-CHP | 4 | X | MSW
Natural Gas Fired Combustion Turbine.NG | natural gas peaker | TRUE | 16636 | Sargent Canyon Cogeneration Co | 50864 | Sargent Canyon Cogeneration | CA | Monterey | K100 | Natural Gas Fired Combustion Turbine | GT |  | S | 30 | 34 | 30 | N | 1991 |  |  | Y | IPP CHP | 3 | T | NG
Natural Gas Fired Combustion Turbine.NG | natural gas peaker | TRUE | 16506 | Salinas River Cogeneration Co | 50865 | Salinas River Cogeneration | CA | Monterey | K100 | Natural Gas Fired Combustion Turbine | GT |  | S | 33 | 35 | 30 | N | 1991 |  |  | Y | IPP CHP | 3 | T | NG
Municipal Solid Waste.MSW | municipal solid waste | TRUE | 20541 | Wheelabrator Environmental Systems | 50873 | Wheelabrator Concord Facility | NH | Merrimack | GEN1 | Municipal Solid Waste | ST |  | S | 12 | 12 | 4 | N | 1989 |  |  | N | IPP Non-CHP | 2 | X | MSW
Municipal Solid Waste.MSW | municipal solid waste | TRUE | 63619 | City of Tampa | 50875 | McKay Bay Facility | FL | Hillsborough | GEN1 | Municipal Solid Waste | ST |  | W | 18 | 18 | 9 | N | 1985 |  |  | N | IPP Non-CHP | 2 | X | MSW
Municipal Solid Waste.MSW | municipal solid waste | TRUE | 20541 | Wheelabrator Environmental Systems | 50877 | Wheelabrator North Andover | MA | Essex | GEN1 | Municipal Solid Waste | ST |  | S | 30 | 30 | 8 | N | 1985 |  |  | N | IPP Non-CHP | 2 | X | MSW
Municipal Solid Waste.MSW | municipal solid waste | TRUE | 20541 | Wheelabrator Environmental Systems | 50878 | Wheelabrator Millbury Facility | MA | Worcester | GEN1 | Municipal Solid Waste | ST |  | S | 40 | 40 | 14 | N | 1987 |  |  | N | IPP Non-CHP | 2 | X | MSW
Municipal Solid Waste.MSW | municipal solid waste | TRUE | 20541 | Wheelabrator Environmental Systems | 50880 | Wheelabrator Saugus | MA | Essex | GEN1 | Municipal Solid Waste | ST |  | S | 32.8 | 32.8 | 7 | N | 1985 |  |  | N | IPP Non-CHP | 2 | X | MSW
Wood/Wood Waste Biomass.WDS | biomass | TRUE | 64579 | Shasta Sustainable Resource Management, Inc. | 50881 | Wheelabrator Shasta | CA | Shasta | GEN1 | Wood/Wood Waste Biomass | ST |  | S | 18.8 | 18.8 | 2 | N | 1987 |  |  | N | IPP Non-CHP | 2 | X | WDS | AB
Wood/Wood Waste Biomass.WDS | biomass | TRUE | 64579 | Shasta Sustainable Resource Management, Inc. | 50881 | Wheelabrator Shasta | CA | Shasta | GEN2 | Wood/Wood Waste Biomass | ST |  | S | 18.8 | 18.8 | 2 | N | 1987 |  |  | N | IPP Non-CHP | 2 | X | WDS | AB
Wood/Wood Waste Biomass.WDS | biomass | TRUE | 64579 | Shasta Sustainable Resource Management, Inc. | 50881 | Wheelabrator Shasta | CA | Shasta | GEN3 | Wood/Wood Waste Biomass | ST |  | S | 18.8 | 18.8 | 2 | N | 1987 |  |  | N | IPP Non-CHP | 2 | X | WDS | AB
Municipal Solid Waste.MSW | municipal solid waste | TRUE | 20541 | Wheelabrator Environmental Systems | 50882 | Wheelabrator Westchester | NY | Westchester | GEN1 | Municipal Solid Waste | ST |  | S | 51 | 53.7 | 7 | N | 1984 |  |  | Y | IPP CHP | 3 | B | MSW
Municipal Solid Waste.MSW | municipal solid waste | TRUE | 20541 | Wheelabrator Environmental Systems | 50883 | Wheelabrator Bridgeport | CT | Fairfield | GEN1 | Municipal Solid Waste | ST |  | S | 58 | 59 | 10 | N | 1988 |  |  | N | IPP Non-CHP | 2 | X | MSW
Municipal Solid Waste.MSW | municipal solid waste | FALSE | 55871 | Covanta Projects, LLC | 50884 | Pinellas County Resource Recovery | FL | Pinellas | GEN1 | Municipal Solid Waste | ST |  | W | 41.1 | 41.1 | 7 | N | 1983 |  |  | N | Commercial Non-CHP | 4 | X | MSW
Municipal Solid Waste.MSW | municipal solid waste | FALSE | 55871 | Covanta Projects, LLC | 50884 | Pinellas County Resource Recovery | FL | Pinellas | GEN2 | Municipal Solid Waste | ST |  | W | 17 | 17 | 4 | N | 1986 |  |  | N | Commercial Non-CHP | 4 | X | MSW
Municipal Solid Waste.MSW | municipal solid waste | TRUE | 20541 | Wheelabrator Environmental Systems | 50885 | Wheelabrator Gloucester LP | NJ | Gloucester | GEN1 | Municipal Solid Waste | ST |  | S | 12 | 12 | 4 | N | 1990 |  |  | N | IPP Non-CHP | 2 | X | MSW
Municipal Solid Waste.MSW | municipal solid waste | TRUE | 42892 | City of Spokane | 50886 | Spokane Waste to Energy | WA | Spokane | GEN1 | Municipal Solid Waste | ST |  | S | 22.7 | 22.7 | 4 | N | 1991 |  |  | N | IPP Non-CHP | 2 | X | MSW
Municipal Solid Waste.MSW | municipal solid waste | TRUE | 20541 | Wheelabrator Environmental Systems | 50887 | Wheelabrator South Broward | FL | Broward | GEN1 | Municipal Solid Waste | ST |  | S | 54 | 54 | 10 | N | 1991 |  |  | N | IPP Non-CHP | 2 | X | MSW
Conventional Steam Coal.WC | hard coal | TRUE | 23013 | EIF Northampton GP, LLC | 50888 | Northampton Generating Company LP | PA | Northampton | GEN1 | Conventional Steam Coal | ST |  | S | 112 | 112 | 65 | N | 1995 |  |  | N | IPP Non-CHP | 2 | X | WC | TDF | WDS | PC | WO
Conventional Hydroelectric.WAT | hydro | TRUE | 11468 | Madison Hydro Partners | 50890 | Ivy River Hydro | NC | Madison | GEN1 | Conventional Hydroelectric | HY |  | S | 0.2 | 0.2 | 0 | N | 1985 |  |  | N | IPP Non-CHP | 2 | X | WAT
Conventional Hydroelectric.WAT | hydro | TRUE | 11468 | Madison Hydro Partners | 50890 | Ivy River Hydro | NC | Madison | GEN2 | Conventional Hydroelectric | HY |  | S | 0.2 | 0.2 | 0 | N | 1985 |  |  | N | IPP Non-CHP | 2 | X | WAT
Conventional Hydroelectric.WAT | hydro | TRUE | 11468 | Madison Hydro Partners | 50890 | Ivy River Hydro | NC | Madison | GEN3 | Conventional Hydroelectric | HY |  | S | 0.2 | 0.2 | 0 | N | 1985 |  |  | N | IPP Non-CHP | 2 | X | WAT
Conventional Hydroelectric.WAT | hydro | TRUE | 11468 | Madison Hydro Partners | 50890 | Ivy River Hydro | NC | Madison | GEN4 | Conventional Hydroelectric | HY |  | S | 0.2 | 0.2 | 0 | N | 1985 |  |  | N | IPP Non-CHP | 2 | X | WAT
Conventional Hydroelectric.WAT | hydro | TRUE | 11468 | Madison Hydro Partners | 50890 | Ivy River Hydro | NC | Madison | GEN5 | Conventional Hydroelectric | HY |  | S | 0.2 | 0.2 | 0 | N | 1985 |  |  | N | IPP Non-CHP | 2 | X | WAT
Conventional Hydroelectric.WAT | hydro | TRUE | 11468 | Madison Hydro Partners | 50890 | Ivy River Hydro | NC | Madison | GEN6 | Conventional Hydroelectric | HY |  | S | 0.2 | 0.2 | 0 | N | 1985 |  |  | N | IPP Non-CHP | 2 | X | WAT
Conventional Hydroelectric.WAT | hydro | TRUE | 63985 | Hydroland Omega LLC | 50891 | El Dorado Hydro Elk Creek | ID | Idaho | GEN1 | Conventional Hydroelectric | HY |  | S | 2.3 | 2.3 | 0.1 | N | 1986 |  |  | N | IPP Non-CHP | 2 | X | WAT
Conventional Hydroelectric.WAT | hydro | TRUE | 63985 | Hydroland Omega LLC | 50892 | Rock Creek LP | CA | El Dorado | GEN1 | Conventional Hydroelectric | HY |  | S | 1.5 | 1.5 | 0.1 | N | 1986 |  |  | N | IPP Non-CHP | 2 | X | WAT
Conventional Hydroelectric.WAT | hydro | TRUE | 63985 | Hydroland Omega LLC | 50892 | Rock Creek LP | CA | El Dorado | GEN2 | Conventional Hydroelectric | HY |  | S | 1.5 | 1.5 | 0.1 | N | 1986 |  |  | N | IPP Non-CHP | 2 | X | WAT
Conventional Hydroelectric.WAT | hydro | TRUE | 57280 | Eagle Creek Renewable Energy, LLC | 50893 | Allegheny No. 5 Hydro Station | PA | Armstrong | GEN1 | Conventional Hydroelectric | HY |  | W | 3 | 5 | 2 | N | 1988 |  |  | N | IPP Non-CHP | 2 | X | WAT
Conventional Hydroelectric.WAT | hydro | TRUE | 57280 | Eagle Creek Renewable Energy, LLC | 50893 | Allegheny No. 5 Hydro Station | PA | Armstrong | GEN2 | Conventional Hydroelectric | HY |  | W | 3 | 5 | 2 | N | 1988 |  |  | N | IPP Non-CHP | 2 | X | WAT
Conventional Hydroelectric.WAT | hydro | TRUE | 57280 | Eagle Creek Renewable Energy, LLC | 50894 | Allegheny No 6 Hydro Station | PA | Armstrong | GEN1 | Conventional Hydroelectric | HY |  | W | 4 | 6 | 2 | N | 1988 |  |  | N | IPP Non-CHP | 2 | X | WAT
Conventional Hydroelectric.WAT | hydro | TRUE | 57280 | Eagle Creek Renewable Energy, LLC | 50894 | Allegheny No 6 Hydro Station | PA | Armstrong | GEN2 | Conventional Hydroelectric | HY |  | W | 4 | 6 | 2 | N | 1988 |  |  | N | IPP Non-CHP | 2 | X | WAT
Conventional Hydroelectric.WAT | hydro | TRUE | 60851 | North Side Energy Company | 50895 | Bypass | ID | Jerome | GEN1 | Conventional Hydroelectric | HY |  | S | 3.3 | 3.3 | 0.1 | N | 1987 |  |  | N | IPP Non-CHP | 2 | X | WAT
Conventional Hydroelectric.WAT | hydro | TRUE | 60851 | North Side Energy Company | 50895 | Bypass | ID | Jerome | GEN2 | Conventional Hydroelectric | HY |  | S | 3.3 | 3.3 | 0.1 | N | 1987 |  |  | N | IPP Non-CHP | 2 | X | WAT
Conventional Hydroelectric.WAT | hydro | TRUE | 60851 | North Side Energy Company | 50895 | Bypass | ID | Jerome | GEN3 | Conventional Hydroelectric | HY |  | S | 3.3 | 3.3 | 0.1 | N | 1987 |  |  | N | IPP Non-CHP | 2 | X | WAT
Conventional Hydroelectric.WAT | hydro | TRUE | 60851 | North Side Energy Company | 50896 | S E Hazelton A | ID | Jerome | GEN1 | Conventional Hydroelectric | HY |  | S | 2.9 | 2.9 | 0.1 | N | 1990 |  |  | N | IPP Non-CHP | 2 | X | WAT |  |  |  |  | DFO
Conventional Hydroelectric.WAT | hydro | TRUE | 60851 | North Side Energy Company | 50896 | S E Hazelton A | ID | Jerome | GEN2 | Conventional Hydroelectric | HY |  | S | 2.9 | 2.9 | 0.1 | N | 1990 |  |  | N | IPP Non-CHP | 2 | X | WAT |  |  |  |  | DFO
Conventional Hydroelectric.WAT | hydro | TRUE | 60851 | North Side Energy Company | 50896 | S E Hazelton A | ID | Jerome | GEN3 | Conventional Hydroelectric | HY |  | S | 2.9 | 2.9 | 0.1 | N | 1990 |  |  | N | IPP Non-CHP | 2 | X | WAT
Conventional Hydroelectric.WAT | hydro | TRUE | 56813 | Allegheny Hydro LP | 50897 | Allegheny Hydro No 8 | PA | Armstrong | GEN1 | Conventional Hydroelectric | HY |  | S | 6.8 | 6.8 | 1 | N | 1990 |  |  | N | IPP Non-CHP | 2 | X | WAT
Conventional Hydroelectric.WAT | hydro | TRUE | 56813 | Allegheny Hydro LP | 50897 | Allegheny Hydro No 8 | PA | Armstrong | GEN2 | Conventional Hydroelectric | HY |  | S | 6.8 | 6.8 | 1 | N | 1990 |  |  | N | IPP Non-CHP | 2 | X | WAT
Conventional Hydroelectric.WAT | hydro | TRUE | 56813 | Allegheny Hydro LP | 50898 | Allegheny Hydro No 9 | PA | Armstrong | GEN1 | Conventional Hydroelectric | HY |  | S | 8.9 | 8.9 | 1 | N | 1990 |  |  | N | IPP Non-CHP | 2 | X | WAT
Conventional Hydroelectric.WAT | hydro | TRUE | 56813 | Allegheny Hydro LP | 50898 | Allegheny Hydro No 9 | PA | Armstrong | GEN2 | Conventional Hydroelectric | HY |  | S | 8.9 | 8.9 | 1 | N | 1990 |  |  | N | IPP Non-CHP | 2 | X | WAT
Conventional Steam Coal.BIT | hard coal | FALSE | 20508 | WestRock Corp | 50900 | Covington Facility | VA | Alleghany | GEN3 | Conventional Steam Coal | ST |  | S | 10.5 | 10.5 | 5 | N | 1951 |  |  | Y | Industrial CHP | 7 | T | BIT | NG | WDS | RFO | DFO
Wood/Wood Waste Biomass.BLQ | biomass | FALSE | 20508 | WestRock Corp | 50900 | Covington Facility | VA | Alleghany | GEN4 | Wood/Wood Waste Biomass | ST |  | S | 32.5 | 32.5 | 3 | N | 1980 |  |  | Y | Industrial CHP | 7 | T | BLQ | BIT | WDS | RFO | NG
Conventional Steam Coal.BIT | hard coal | FALSE | 20508 | WestRock Corp | 50900 | Covington Facility | VA | Alleghany | GEN5 | Conventional Steam Coal | ST |  | S | 32.5 | 32.5 | 3 | N | 1989 |  |  | Y | Industrial CHP | 7 | T | BIT | WDS | RFO | NG | DFO
Wood/Wood Waste Biomass.WDS | biomass | FALSE | 20508 | WestRock Corp | 50900 | Covington Facility | VA | Alleghany | GEN7 | Wood/Wood Waste Biomass | ST |  | S | 81 | 82.4 | 7 | N | 2013 |  |  | Y | Industrial CHP | 7 | T | WDS | BLQ | NG | RFO
Natural Gas Steam Turbine.NG | natural gas steam turbine | FALSE | 8 | Tate & Lyle Ingredients Americas Inc | 50903 | Sagamore Plant Cogeneration | IN | Tippecanoe | GEN1 | Natural Gas Steam Turbine | ST |  | S | 7.4 | 7.4 | 1.5 | N | 1984 |  |  | Y | Industrial CHP | 7 | B | NG
Natural Gas Fired Combustion Turbine.NG | natural gas peaker | FALSE | 21964 | University of New Mexico | 50906 | Ford Utilities Center | NM | Bernalillo | 3 | Natural Gas Fired Combustion Turbine | GT |  | S | 6 | 6.3 | 0.1 | N | 2005 |  |  | Y | Commercial CHP | 5 | T | NG
All Other.WH | other | FALSE | 21964 | University of New Mexico | 50906 | Ford Utilities Center | NM | Bernalillo | 4 | All Other | ST |  | S | 0.7 | 0.7 | 0.2 | N | 2011 |  |  | N | Commercial CHP | 5 | X | WH
Natural Gas Fired Combustion Turbine.NG | natural gas peaker | FALSE | 21964 | University of New Mexico | 50906 | Ford Utilities Center | NM | Bernalillo | 5 | Natural Gas Fired Combustion Turbine | GT |  | S | 6.2 | 7 | 0.1 | N | 2014 |  |  | Y | Commercial CHP | 5 | T | NG
Municipal Solid Waste.MSW | municipal solid waste | FALSE | 14222 | Oswego County | 50907 | Oswego County Energy Recovery | NY | Oswego | UNT1 | Municipal Solid Waste | ST |  | S | 1.7 | 1.7 | 0.4 | N | 1986 |  |  | Y | Commercial CHP | 5 | B | MSW
Municipal Solid Waste.MSW | municipal solid waste | FALSE | 14222 | Oswego County | 50907 | Oswego County Energy Recovery | NY | Oswego | UNT2 | Municipal Solid Waste | ST |  | S | 1.7 | 1.7 | 0.4 | N | 1986 |  |  | Y | Commercial CHP | 5 | B | MSW
Conventional Hydroelectric.WAT | hydro | TRUE | 12502 | Middle Fork Irrigation Dist | 50917 | Middle Fork Irrigation District | OR | Hood River | GEN1 | Conventional Hydroelectric | HY |  | S | 2 | 2 | 0.2 | N | 1986 |  |  | N | IPP Non-CHP | 2 | X | WAT
Conventional Hydroelectric.WAT | hydro | TRUE | 12502 | Middle Fork Irrigation Dist | 50917 | Middle Fork Irrigation District | OR | Hood River | GEN2 | Conventional Hydroelectric | HY |  | S | 0.5 | 0.5 | 0.1 | N | 1986 |  |  | N | IPP Non-CHP | 2 | X | WAT
Conventional Hydroelectric.WAT | hydro | TRUE | 12502 | Middle Fork Irrigation Dist | 50917 | Middle Fork Irrigation District | OR | Hood River | GEN3 | Conventional Hydroelectric | HY |  | S | 0.8 | 0.8 | 0.1 | N | 1986 |  |  | N | IPP Non-CHP | 2 | X | WAT
Wood/Wood Waste Biomass.WDS | biomass | TRUE | 3770 | Co-Generation Co | 50921 | Co-Gen LLC | OR | Grant | GEN1 | Wood/Wood Waste Biomass | ST |  | S | 7.5 | 7.5 | 4 | N | 1986 |  |  | Y | IPP CHP | 3 | T | WDS
Petroleum Coke.PC | petroleum | TRUE | 21773 | Yellowstone Energy LP | 50931 | Yellowstone Energy LP | MT | Yellowstone | GEN1 | Petroleum Coke | ST |  | S | 52 | 55 | 22 | N | 1995 |  |  | Y | IPP CHP | 3 | T | PC | OG
Other Waste Biomass.OBG | biomass | FALSE | 5089 | Des Moines Metro WRF | 50932 | Des Moines Wastewater Reclamation Fac | IA | Polk | 72-04 | Other Waste Biomass | IC |  | S | 1.4 | 1.4 | 0.7 | N | 2015 |  |  | Y | Commercial CHP | 5 | T | OBG | NG
Other Waste Biomass.OBG | biomass | FALSE | 5089 | Des Moines Metro WRF | 50932 | Des Moines Wastewater Reclamation Fac | IA | Polk | 72-05 | Other Waste Biomass | IC |  | S | 1.4 | 1.4 | 0.7 | N | 2015 |  |  | Y | Commercial CHP | 5 | T | OBG | NG
Natural Gas Steam Turbine.NG | natural gas steam turbine | FALSE | 61707 | Ahlstrom-Munksjo | 50933 | Rhinelander Mill | WI | Oneida | GEN5 | Natural Gas Steam Turbine | ST |  | S | 4 | 7 | 3 | N | 1951 |  |  | Y | Industrial CHP | 7 | B | NG | DFO
Conventional Steam Coal.BIT | hard coal | FALSE | 61707 | Ahlstrom-Munksjo | 50933 | Rhinelander Mill | WI | Oneida | GEN6 | Conventional Steam Coal | ST |  | S | 6.3 | 8.5 | 3.8 | N | 1958 |  |  | Y | Industrial CHP | 7 | B | BIT
Conventional Hydroelectric.WAT | hydro | FALSE | 61707 | Ahlstrom-Munksjo | 50933 | Rhinelander Mill | WI | Oneida | HYD1 | Conventional Hydroelectric | HY |  | S | 0.5 | 0.5 | 0.3 | N | 1917 |  |  | N | Industrial CHP | 7 | X | WAT
Conventional Hydroelectric.WAT | hydro | FALSE | 61707 | Ahlstrom-Munksjo | 50933 | Rhinelander Mill | WI | Oneida | HYD2 | Conventional Hydroelectric | HY |  | S | 0.5 | 0.5 | 0.3 | N | 1917 |  |  | N | Industrial CHP | 7 | X | WAT
Conventional Hydroelectric.WAT | hydro | FALSE | 61707 | Ahlstrom-Munksjo | 50933 | Rhinelander Mill | WI | Oneida | HYD3 | Conventional Hydroelectric | HY |  | S | 1 | 1 | 0.6 | N | 1926 |  |  | N | Industrial CHP | 7 | X | WAT
Petroleum Liquids.DFO | petroleum | FALSE | 3179 | Caterpillar Inc | 50935 | Caterpillar | IN | Tippecanoe | 3512 | Petroleum Liquids | IC |  | S | 0.8 | 0.8 | 0.2 | N | 1983 |  |  | N | Industrial Non-CHP | 6 | X | DFO
Petroleum Liquids.DFO | petroleum | FALSE | 3179 | Caterpillar Inc | 50935 | Caterpillar | IN | Tippecanoe | 3516 | Petroleum Liquids | IC |  | S | 0.8 | 0.8 | 0.3 | N | 1987 |  |  | N | Industrial Non-CHP | 6 | X | DFO
Petroleum Liquids.DFO | petroleum | FALSE | 3179 | Caterpillar Inc | 50935 | Caterpillar | IN | Tippecanoe | 516A | Petroleum Liquids | IC |  | S | 1.8 | 1.8 | 0.5 | N | 1996 |  |  | N | Industrial Non-CHP | 6 | X | DFO
Natural Gas Internal Combustion Engine.NG | natural gas peaker | FALSE | 3179 | Caterpillar Inc | 50935 | Caterpillar | IN | Tippecanoe | ET1-1 | Natural Gas Internal Combustion Engine | IC |  | S | 3 | 3 | 0.5 | N | 2022 |  |  | N | Industrial Non-CHP | 6 | X | NG
Natural Gas Internal Combustion Engine.NG | natural gas peaker | FALSE | 3179 | Caterpillar Inc | 50935 | Caterpillar | IN | Tippecanoe | ET2 | Natural Gas Internal Combustion Engine | IC |  | S | 2 | 2 | 0.5 | N | 2011 |  |  | N | Industrial Non-CHP | 6 | X | NG
Natural Gas Internal Combustion Engine.NG | natural gas peaker | FALSE | 3179 | Caterpillar Inc | 50935 | Caterpillar | IN | Tippecanoe | ET4 | Natural Gas Internal Combustion Engine | IC |  | S | 2.5 | 2.5 | 0.6 | N | 2013 |  |  | N | Industrial Non-CHP | 6 | X | NG
Petroleum Liquids.DFO | petroleum | FALSE | 3179 | Caterpillar Inc | 50935 | Caterpillar | IN | Tippecanoe | R12 | Petroleum Liquids | IC |  | S | 0.3 | 0.3 | 0.1 | N | 2001 |  |  | N | Industrial Non-CHP | 6 | X | DFO
Landfill Gas.LFG | natural gas peaker | TRUE | 20854 | Winnebago County | 50936 | Winnebago County Landfill Gas | WI | Winnebago | EG2R | Landfill Gas | IC |  | S | 0.6 | 0.6 | 0.4 | N | 2020 |  |  | N | IPP CHP | 3 | X | LFG
Landfill Gas.LFG | natural gas peaker | TRUE | 20854 | Winnebago County | 50936 | Winnebago County Landfill Gas | WI | Winnebago | EG3 | Landfill Gas | IC |  | S | 0.9 | 0.9 | 0.7 | N | 2000 |  |  | N | IPP CHP | 3 | X | LFG | NG
Landfill Gas.LFG | natural gas peaker | TRUE | 20854 | Winnebago County | 50936 | Winnebago County Landfill Gas | WI | Winnebago | EG4 | Landfill Gas | IC |  | S | 1 | 1 | 0.7 | N | 2007 |  |  | Y | IPP CHP | 3 | T | LFG
Conventional Hydroelectric.WAT | hydro | TRUE | 5187 | Douglas County | 50938 | Galesville Project | OR | Douglas | GV1 | Conventional Hydroelectric | HY |  | S | 0.8 | 1 | 0.1 | N | 1987 |  |  | N | IPP Non-CHP | 2 | X | WAT
Conventional Hydroelectric.WAT | hydro | TRUE | 5187 | Douglas County | 50938 | Galesville Project | OR | Douglas | GV2 | Conventional Hydroelectric | HY |  | S | 0.8 | 1 | 0.1 | N | 1987 |  |  | N | IPP Non-CHP | 2 | X | WAT
Natural Gas Fired Combined Cycle.NG | natural gas combined cycle | TRUE | 49893 | Invenergy Services LLC | 50949 | Hardee Power Station | FL | Hardee | GEN1 | Natural Gas Fired Combined Cycle | CT | CC01 | W | 70 | 85 | 20 | N | 1993 |  |  | N | IPP Non-CHP | 2 | X | NG | DFO
Natural Gas Fired Combined Cycle.NG | natural gas combined cycle | TRUE | 49893 | Invenergy Services LLC | 50949 | Hardee Power Station | FL | Hardee | GEN2 | Natural Gas Fired Combined Cycle | CT | CC01 | W | 70 | 85 | 20 | N | 1993 |  |  | N | IPP Non-CHP | 2 | X | NG | DFO
Natural Gas Fired Combined Cycle.NG | natural gas combined cycle | TRUE | 49893 | Invenergy Services LLC | 50949 | Hardee Power Station | FL | Hardee | GEN3 | Natural Gas Fired Combined Cycle | CA | CC01 | W | 78 | 85 | 25 | N | 1993 |  |  | N | IPP Non-CHP | 2 | X | NG | DFO
Natural Gas Fired Combustion Turbine.NG | natural gas peaker | TRUE | 49893 | Invenergy Services LLC | 50949 | Hardee Power Station | FL | Hardee | GEN4 | Natural Gas Fired Combustion Turbine | GT |  | W | 70 | 84 | 20 | N | 1993 |  |  | N | IPP Non-CHP | 2 | X | NG | DFO
Natural Gas Fired Combustion Turbine.NG | natural gas peaker | TRUE | 49893 | Invenergy Services LLC | 50949 | Hardee Power Station | FL | Hardee | GEN5 | Natural Gas Fired Combustion Turbine | GT |  | W | 85 | 85 | 55 | N | 2000 |  |  | N | IPP Non-CHP | 2 | X | NG | DFO
Conventional Steam Coal.WC | hard coal | TRUE | 21734 | Sunnyside Cogeneration Assoc | 50951 | Sunnyside Cogen Associates | UT | Carbon | GEN1 | Conventional Steam Coal | ST |  | J | 51 | 51 | 35 | N | 1993 |  |  | N | IPP Non-CHP | 2 | X | WC
Wood/Wood Waste Biomass.BLQ | biomass | FALSE | 23931 | Resolute Forest Products | 50956 | Bowater Newsprint Calhoun Operation | TN | McMinn | GEN1 | Wood/Wood Waste Biomass | ST |  | S | 17 | 17 | 2 | N | 1954 |  |  | Y | Industrial CHP | 7 | B | BLQ | NG | WDS | TDF | SLW
Wood/Wood Waste Biomass.BLQ | biomass | FALSE | 23931 | Resolute Forest Products | 50956 | Bowater Newsprint Calhoun Operation | TN | McMinn | GEN2 | Wood/Wood Waste Biomass | ST |  | S | 19 | 19 | 2 | N | 1954 |  |  | Y | Industrial CHP | 7 | B | BLQ | NG | WDS | TDF | SLW
Wood/Wood Waste Biomass.BLQ | biomass | FALSE | 23931 | Resolute Forest Products | 50956 | Bowater Newsprint Calhoun Operation | TN | McMinn | GEN3 | Wood/Wood Waste Biomass | ST |  | S | 27 | 27 | 2 | N | 1957 |  |  | Y | Industrial CHP | 7 | B | BLQ | NG | WDS | TDF | SLW
Municipal Solid Waste.MSW | municipal solid waste | FALSE | 4440 | Covanta Union Operations LLC | 50960 | Union County Resource Recovery | NJ | Union | GEN1 | Municipal Solid Waste | ST |  | W | 37.5 | 38.5 | 18 | N | 1994 |  |  | N | Commercial Non-CHP | 4 | X | MSW
Conventional Hydroelectric.WAT | hydro | TRUE | 64078 | Central Rivers Power US, LLC | 50961 | Slate Creek | CA | Shasta | GEN1 | Conventional Hydroelectric | HY |  | S | 4 | 3.9 | 0.1 | N | 1990 |  |  | N | IPP Non-CHP | 2 | X | WAT
Natural Gas Fired Combustion Turbine.NG | natural gas peaker | FALSE | 2844 | Department of the Navy | 50963 | Naval Hospital Medical Center | CA | San Diego | 4TG | Natural Gas Fired Combustion Turbine | GT |  | S | 4.4 | 4.4 | 2.7 | N | 2003 |  |  | Y | Commercial CHP | 5 | T | NG
Geothermal.GEO | geothermal | TRUE | 472 | Amedee Gethrm Venture I LP | 50964 | Amedee Geothermal Venture I | CA | Lassen | IND | Geothermal | ST |  | S | 1.1 | 0.7 | 0.1 | N | 1988 |  |  | N | IPP Non-CHP | 2 | X | GEO
Geothermal.GEO | geothermal | TRUE | 472 | Amedee Gethrm Venture I LP | 50964 | Amedee Geothermal Venture I | CA | Lassen | SYN | Geothermal | ST |  | S | 1.1 | 0.7 | 0.1 | N | 1988 |  |  | N | IPP Non-CHP | 2 | X | GEO
Petroleum Coke.PC | petroleum | FALSE | 18323 | Toledo Refining Company | 50965 | Toledo Ref Power Recovery Train | OH | Lucas | GEN1 | Petroleum Coke | OT |  | S | 6 | 6 | 0 | N | 1986 |  |  | Y | Industrial CHP | 7 | B | PC | OG | NG
Natural Gas Steam Turbine.NG | natural gas steam turbine | FALSE | 34359 | Curators of the University of Missouri | 50969 | MU Combined Heat and Power Plant | MO | Boone | 6025 | Natural Gas Steam Turbine | ST |  | S | 0.3 | 0.3 | 0.1 | N | 2017 |  |  | Y | Commercial CHP | 5 | B | NG | WDS | DFO | BIT
Petroleum Liquids.DFO | petroleum | FALSE | 34359 | Curators of the University of Missouri | 50969 | MU Combined Heat and Power Plant | MO | Boone | DGT1 | Petroleum Liquids | IC |  | S | 2 | 2 | 1 | N | 2002 |  |  | N | Commercial CHP | 5 | X | DFO
Natural Gas Steam Turbine.NG | natural gas steam turbine | FALSE | 34359 | Curators of the University of Missouri | 50969 | MU Combined Heat and Power Plant | MO | Boone | GEN2 | Natural Gas Steam Turbine | ST |  | S | 12.2 | 12.3 | 3 | N | 1974 |  |  | Y | Commercial CHP | 5 | T | NG | DFO | BIT
Natural Gas Steam Turbine.NG | natural gas steam turbine | FALSE | 34359 | Curators of the University of Missouri | 50969 | MU Combined Heat and Power Plant | MO | Boone | GEN3 | Natural Gas Steam Turbine | ST |  | S | 19.2 | 19.4 | 3 | N | 1986 |  |  | Y | Commercial CHP | 5 | T | NG | DFO | BIT
Natural Gas Steam Turbine.NG | natural gas steam turbine | FALSE | 34359 | Curators of the University of Missouri | 50969 | MU Combined Heat and Power Plant | MO | Boone | GEN4 | Natural Gas Steam Turbine | ST |  | S | 13.3 | 13.4 | 3 | N | 1988 |  |  | Y | Commercial CHP | 5 | T | NG | DFO | BIT
Petroleum Liquids.DFO | petroleum | FALSE | 34359 | Curators of the University of Missouri | 50969 | MU Combined Heat and Power Plant | MO | Boone | GEN7 | Petroleum Liquids | IC |  | S | 1 | 1 | 0.5 | N | 1997 |  |  | N | Commercial CHP | 5 | X | DFO
Natural Gas Fired Combustion Turbine.NG | natural gas peaker | FALSE | 34359 | Curators of the University of Missouri | 50969 | MU Combined Heat and Power Plant | MO | Boone | NTG1 | Natural Gas Fired Combustion Turbine | GT |  | S | 11.4 | 14.5 | 2 | N | 2002 |  |  | Y | Commercial CHP | 5 | T | NG | DFO
Natural Gas Fired Combustion Turbine.NG | natural gas peaker | FALSE | 34359 | Curators of the University of Missouri | 50969 | MU Combined Heat and Power Plant | MO | Boone | NTG2 | Natural Gas Fired Combustion Turbine | GT |  | S | 11.4 | 14.5 | 2 | N | 2002 |  |  | Y | Commercial CHP | 5 | T | NG | DFO
Natural Gas Fired Combustion Turbine.NG | natural gas peaker | FALSE | 19216 | Tropicana Products Inc | 50971 | Tropicana Products Bradent | FL | Manatee | GEN1 | Natural Gas Fired Combustion Turbine | GT |  | S | 31 | 35 | 10 | N | 1990 |  |  | Y | Industrial CHP | 7 | T | NG
Conventional Hydroelectric.WAT | hydro | TRUE | 11716 | Marsh Valley Development Inc | 50972 | Marsh Valley Development | ID | Bannock | 1 | Conventional Hydroelectric | HY |  | S | 1.5 | 1.5 | 0.1 | N | 1993 |  |  | N | IPP Non-CHP | 2 | X | WAT
Other Gases.OG | other | FALSE | 12981 | Motiva Enterprises LLC | 50973 | Motiva Enterprises Port Arthur Refinery | TX | Jefferson | GN31 | Other Gases | CA | BLK1 | S | 8.4 | 8.6 | 3 | N | 1962 |  |  | Y | Industrial CHP | 7 | T | OG
Other Gases.OG | other | FALSE | 12981 | Motiva Enterprises LLC | 50973 | Motiva Enterprises Port Arthur Refinery | TX | Jefferson | GN32 | Other Gases | CA | BLK1 | S | 10.5 | 10.7 | 3 | N | 1957 |  |  | Y | Industrial CHP | 7 | T | OG
Other Gases.OG | other | FALSE | 12981 | Motiva Enterprises LLC | 50973 | Motiva Enterprises Port Arthur Refinery | TX | Jefferson | GN33 | Other Gases | CA | BLK1 | S | 21.5 | 22 | 3 | N | 1978 |  |  | Y | Industrial CHP | 7 | T | OG
Natural Gas Fired Combustion Turbine.NG | natural gas peaker | FALSE | 12981 | Motiva Enterprises LLC | 50973 | Motiva Enterprises Port Arthur Refinery | TX | Jefferson | GN34 | Natural Gas Fired Combustion Turbine | GT |  | S | 15.6 | 16 | 3 | N | 1970 |  |  | Y | Industrial CHP | 7 | T | NG
Natural Gas Fired Combined Cycle.NG | natural gas combined cycle | FALSE | 12981 | Motiva Enterprises LLC | 50973 | Motiva Enterprises Port Arthur Refinery | TX | Jefferson | GN35 | Natural Gas Fired Combined Cycle | CT | BLK1 | S | 39 | 38 | 3 | N | 1983 |  |  | Y | Industrial CHP | 7 | T | NG
Natural Gas Fired Combined Cycle.NG | natural gas combined cycle | FALSE | 12981 | Motiva Enterprises LLC | 50973 | Motiva Enterprises Port Arthur Refinery | TX | Jefferson | GN41 | Natural Gas Fired Combined Cycle | CT | BLK1 | S | 36.1 | 46.4 | 3 | N | 2011 |  |  | Y | Industrial CHP | 7 | T | NG
Natural Gas Fired Combined Cycle.NG | natural gas combined cycle | FALSE | 12981 | Motiva Enterprises LLC | 50973 | Motiva Enterprises Port Arthur Refinery | TX | Jefferson | GN42 | Natural Gas Fired Combined Cycle | CT | BLK1 | S | 36.1 | 46.4 | 3 | N | 2011 |  |  | Y | Industrial CHP | 7 | T | NG
Natural Gas Fired Combined Cycle.NG | natural gas combined cycle | FALSE | 12981 | Motiva Enterprises LLC | 50973 | Motiva Enterprises Port Arthur Refinery | TX | Jefferson | GN43 | Natural Gas Fired Combined Cycle | CT | BLK1 | S | 36.1 | 46.4 | 3 | N | 2011 |  |  | Y | Industrial CHP | 7 | T | NG
Natural Gas Fired Combined Cycle.NG | natural gas combined cycle | FALSE | 12981 | Motiva Enterprises LLC | 50973 | Motiva Enterprises Port Arthur Refinery | TX | Jefferson | GN44 | Natural Gas Fired Combined Cycle | CT | BLK1 | S | 36.1 | 46.4 | 3 | N | 2011 |  |  | Y | Industrial CHP | 7 | T | NG
Conventional Steam Coal.WC | hard coal | TRUE | 16814 | Scrubgrass Reclamation CO. LP. | 50974 | Scrubgrass Reclamation CO. LP. | PA | Venango | GEN1 | Conventional Steam Coal | ST |  | S | 82.5 | 85.2 | 0 | N | 1993 |  |  | N | IPP Non-CHP | 2 | X | WC | BIT | SUB | WDS
Natural Gas Fired Combined Cycle.NG | natural gas combined cycle | TRUE | 24202 | Carr Street Generating Sta LP | 50978 | Carr Street Generating Station | NY | Onondaga | GEN1 | Natural Gas Fired Combined Cycle | CT | CC1 | W | 35 | 40 | 16 | N | 1993 |  |  | N | IPP Non-CHP | 2 | X | NG | DFO
Natural Gas Fired Combined Cycle.NG | natural gas combined cycle | TRUE | 24202 | Carr Street Generating Sta LP | 50978 | Carr Street Generating Station | NY | Onondaga | GEN2 | Natural Gas Fired Combined Cycle | CT | CC1 | W | 35 | 40 | 16 | N | 1993 |  |  | N | IPP Non-CHP | 2 | X | NG | DFO
Natural Gas Fired Combined Cycle.NG | natural gas combined cycle | TRUE | 24202 | Carr Street Generating Sta LP | 50978 | Carr Street Generating Station | NY | Onondaga | GEN3 | Natural Gas Fired Combined Cycle | CA | CC1 | W | 23 | 25 | 10 | N | 1993 |  |  | N | IPP Non-CHP | 2 | X | NG | DFO
Conventional Hydroelectric.WAT | hydro | TRUE | 3220 | Central Oregon Irrigation Dist | 50980 | Siphon Power Project | OR | Deschutes | GEN1 | Conventional Hydroelectric | HY |  | S | 2.7 | 2.7 | 0.8 | N | 1989 |  |  | N | IPP Non-CHP | 2 | X | WAT
Conventional Hydroelectric.WAT | hydro | TRUE | 3220 | Central Oregon Irrigation Dist | 50980 | Siphon Power Project | OR | Deschutes | GEN2 | Conventional Hydroelectric | HY |  | S | 2.7 | 2.7 | 0.8 | N | 1989 |  |  | N | IPP Non-CHP | 2 | X | WAT
Natural Gas Internal Combustion Engine.NG | natural gas peaker | FALSE | 17711 | Solano County | 50985 | Solano County Cogen Plant | CA | Solano | 3163 | Natural Gas Internal Combustion Engine | IC |  | S | 1 | 1 | 0.5 | N | 1989 |  |  | Y | Commercial CHP | 5 | T | NG
Natural Gas Internal Combustion Engine.NG | natural gas peaker | FALSE | 17711 | Solano County | 50985 | Solano County Cogen Plant | CA | Solano | 3164 | Natural Gas Internal Combustion Engine | IC |  | S | 0.4 | 0.4 | 0.2 | N | 1989 |  |  | Y | Commercial CHP | 5 | T | NG
Natural Gas Internal Combustion Engine.NG | natural gas peaker | FALSE | 17711 | Solano County | 50985 | Solano County Cogen Plant | CA | Solano | 3165 | Natural Gas Internal Combustion Engine | IC |  | S | 1.4 | 1 | 0.7 | N | 2004 |  |  | Y | Commercial CHP | 5 | T | NG
Conventional Hydroelectric.WAT | hydro | TRUE | 17150 | Shorock Hydro Inc | 50987 | Rock Creek I | ID | Twin Falls | GEN1 | Conventional Hydroelectric | HY |  | S | 2 | 1 | 0.2 | N | 1983 |  |  | N | IPP Non-CHP | 2 | X | WAT
Wood/Wood Waste Biomass.WDS | biomass | TRUE | 3930 | Co-Gen II | 50993 | Co-Gen II LLC | OR | Douglas | GEN1 | Wood/Wood Waste Biomass | ST |  | S | 7.8 | 7.3 | 4 | N | 1987 |  |  | Y | IPP CHP | 3 | T | WDS | NG
Conventional Hydroelectric.WAT | hydro | TRUE | 39006 | Brookfield White Pine Hydro LLC | 50999 | Aziscohos Hydroelectric Project | ME | Oxford | GEN1 | Conventional Hydroelectric | HY |  | W | 6.8 | 6.8 | 0.1 | N | 1988 |  |  | N | IPP Non-CHP | 2 | X | WAT |  |  |  |  | BLQ
Other Waste Biomass.AB | biomass | FALSE | 11415 | M.A. Patout & Son Limited, LLC | 51008 | Enterprise Sugar Factory | LA | Iberia | 1000 | Other Waste Biomass | ST |  | S | 1 | 1 | 0 | N | 1981 |  |  | Y | Industrial CHP | 7 | T | AB | NG |  |  |  | DFO
Other Waste Biomass.AB | biomass | FALSE | 11415 | M.A. Patout & Son Limited, LLC | 51008 | Enterprise Sugar Factory | LA | Iberia | 2000 | Other Waste Biomass | ST |  | S | 2 | 2 | 0 | N | 1981 |  |  | Y | Industrial CHP | 7 | T | AB | NG |  |  |  | BLQ
Wood/Wood Waste Biomass.WDS | biomass | TRUE | 54824 | Ryegate Associates, LLC | 51026 | Ryegate Associates, LLC | VT | Caledonia | GEN1 | Wood/Wood Waste Biomass | ST |  | S | 20 | 20 | 13.2 | N | 1992 |  |  | N | IPP Non-CHP | 2 | X | WDS
Natural Gas Fired Combined Cycle.NG | natural gas combined cycle | TRUE | 27769 | Ocean State Power Co | 51030 | Ocean State Power | RI | Providence | GEN1 | Natural Gas Fired Combined Cycle | CT | OSP1 | S | 71.2 | 77.8 | 45 | N | 1990 |  |  | N | IPP Non-CHP | 2 | X | NG | DFO
Natural Gas Fired Combined Cycle.NG | natural gas combined cycle | TRUE | 27769 | Ocean State Power Co | 51030 | Ocean State Power | RI | Providence | GEN2 | Natural Gas Fired Combined Cycle | CT | OSP1 | S | 71.2 | 77.8 | 45 | N | 1990 |  |  | N | IPP Non-CHP | 2 | X | NG | DFO
Natural Gas Fired Combined Cycle.NG | natural gas combined cycle | TRUE | 27769 | Ocean State Power Co | 51030 | Ocean State Power | RI | Providence | GEN3 | Natural Gas Fired Combined Cycle | CA | OSP1 | S | 76.2 | 83.3 | 38 | N | 1990 |  |  | N | IPP Non-CHP | 2 | X | NG
Conventional Hydroelectric.WAT | hydro | TRUE | 5914 | Erie Boulevard Hydropower LP | 51033 | West Delaware Tunnel Plant | NY | Sullivan | GEN1 | Conventional Hydroelectric | HY |  | S | 7 | 7.6 | 5 | N | 1988 |  |  | N | IPP Non-CHP | 2 | X | WAT
Conventional Hydroelectric.WAT | hydro | TRUE | 57280 | Eagle Creek Renewable Energy, LLC | 51034 | Little Falls Hydro | NY | Herkimer | GEN1 | Conventional Hydroelectric | HY |  | W | 6.5 | 6.5 | 0.8 | N | 1987 |  |  | N | IPP Non-CHP | 2 | X | WAT
Conventional Hydroelectric.WAT | hydro | TRUE | 57280 | Eagle Creek Renewable Energy, LLC | 51034 | Little Falls Hydro | NY | Herkimer | GEN2 | Conventional Hydroelectric | HY |  | W | 6.5 | 6.5 | 0.8 | N | 1987 |  |  | N | IPP Non-CHP | 2 | X | WAT
Municipal Solid Waste.MSW | municipal solid waste | FALSE | 56601 | Covanta MacArthur Renewable Energy | 51038 | MacArthur Waste to Energy Facility | NY | Suffolk | GEN1 | Municipal Solid Waste | ST |  | W | 11 | 11 | 1 | N | 1990 |  |  | N | Commercial Non-CHP | 4 | X | MSW
Natural Gas Fired Combined Cycle.NG | natural gas combined cycle | FALSE | 5347 | Dow Chemical Co | 52006 | LaO Energy Systems | LA | Iberville | GEN1 | Natural Gas Fired Combined Cycle | CA | CC1 | S | 57 | 57 | 8 | N | 1958 | 4 | 2024 | Y | Industrial CHP | 7 | T | NG | OG | OTH
Natural Gas Fired Combined Cycle.NG | natural gas combined cycle | FALSE | 5347 | Dow Chemical Co | 52006 | LaO Energy Systems | LA | Iberville | GEN2 | Natural Gas Fired Combined Cycle | CA | CC1 | S | 80 | 80 | 22 | N | 1962 | 11 | 2024 | Y | Industrial CHP | 7 | T | NG | OG | OTH
Natural Gas Fired Combined Cycle.NG | natural gas combined cycle | FALSE | 5347 | Dow Chemical Co | 52006 | LaO Energy Systems | LA | Iberville | GEN3 | Natural Gas Fired Combined Cycle | CA | CC1 | S | 94 | 94 | 13 | N | 1966 | 11 | 2024 | Y | Industrial CHP | 7 | T | NG | OG | OTH
Natural Gas Fired Combined Cycle.NG | natural gas combined cycle | FALSE | 5347 | Dow Chemical Co | 52006 | LaO Energy Systems | LA | Iberville | GEN4 | Natural Gas Fired Combined Cycle | CA | CC1 | S | 49 | 49 | 3 | N | 1969 | 10 | 2024 | Y | Industrial CHP | 7 | T | NG | OG | OTH
Natural Gas Fired Combined Cycle.NG | natural gas combined cycle | FALSE | 5347 | Dow Chemical Co | 52006 | LaO Energy Systems | LA | Iberville | GEN5 | Natural Gas Fired Combined Cycle | CT | CC1 | S | 52 | 65 | 45 | N | 1978 | 4 | 2024 | Y | Industrial CHP | 7 | T | NG
Natural Gas Fired Combined Cycle.NG | natural gas combined cycle | FALSE | 5347 | Dow Chemical Co | 52006 | LaO Energy Systems | LA | Iberville | GEN6 | Natural Gas Fired Combined Cycle | CT | CC1 | S | 52 | 65 | 45 | N | 1979 | 1 | 2025 | Y | Industrial CHP | 7 | T | NG
Municipal Solid Waste.MSW | municipal solid waste | TRUE | 10875 | Lee County Board-Commissioners | 52010 | Lee County Solid Waste Energy | FL | Lee | GEN1 | Municipal Solid Waste | ST |  | S | 39 | 39 | 19 | N | 1994 | 9 | 2029 | N | IPP Non-CHP | 2 | X | MSW
Municipal Solid Waste.MSW | municipal solid waste | TRUE | 10875 | Lee County Board-Commissioners | 52010 | Lee County Solid Waste Energy | FL | Lee | GEN2 | Municipal Solid Waste | ST |  | S | 16 | 16 | 10 | N | 2007 | 8 | 2072 | N | IPP Non-CHP | 2 | X | MSW
Geothermal.GEO | geothermal | TRUE | 34691 | Ormat Nevada Inc | 52015 | Dixie Valley | NV | Churchill | GEN1 | Geothermal | ST |  | S | 56 | 57 | 5 | N | 1988 |  |  | N | IPP Non-CHP | 2 | X | GEO
Geothermal.GEO | geothermal | TRUE | 34691 | Ormat Nevada Inc | 52015 | Dixie Valley | NV | Churchill | GEN2 | Geothermal | BT |  | S | 2.5 | 5.1 | 1 | N | 2012 |  |  | N | IPP Non-CHP | 2 | X | GEO
Natural Gas Fired Combined Cycle.NG | natural gas combined cycle | TRUE | 5310 | Doswell Ltd Partnership | 52019 | Doswell Energy Center | VA | Hanover | GEN1 | Natural Gas Fired Combined Cycle | CT | UNT5 | S | 112.5 | 122 | 73.3 | N | 1991 |  |  | N | IPP Non-CHP | 2 | X | NG | DFO
Natural Gas Fired Combined Cycle.NG | natural gas combined cycle | TRUE | 5310 | Doswell Ltd Partnership | 52019 | Doswell Energy Center | VA | Hanover | GEN2 | Natural Gas Fired Combined Cycle | CT | UNT5 | S | 112.5 | 122 | 73.3 | N | 1991 |  |  | N | IPP Non-CHP | 2 | X | NG | DFO
Natural Gas Fired Combined Cycle.NG | natural gas combined cycle | TRUE | 5310 | Doswell Ltd Partnership | 52019 | Doswell Energy Center | VA | Hanover | GEN3 | Natural Gas Fired Combined Cycle | CA | UNT5 | S | 123 | 132 | 28.7 | N | 1991 |  |  | N | IPP Non-CHP | 2 | X | NG
Natural Gas Fired Combined Cycle.NG | natural gas combined cycle | TRUE | 5310 | Doswell Ltd Partnership | 52019 | Doswell Energy Center | VA | Hanover | GEN4 | Natural Gas Fired Combined Cycle | CT | UNT6 | S | 112.5 | 122 | 73.3 | N | 1992 |  |  | N | IPP Non-CHP | 2 | X | NG | DFO
Natural Gas Fired Combined Cycle.NG | natural gas combined cycle | TRUE | 5310 | Doswell Ltd Partnership | 52019 | Doswell Energy Center | VA | Hanover | GEN5 | Natural Gas Fired Combined Cycle | CT | UNT6 | S | 112.5 | 122 | 73.3 | N | 1992 |  |  | N | IPP Non-CHP | 2 | X | NG | DFO
Natural Gas Fired Combined Cycle.NG | natural gas combined cycle | TRUE | 5310 | Doswell Ltd Partnership | 52019 | Doswell Energy Center | VA | Hanover | GEN6 | Natural Gas Fired Combined Cycle | CA | UNT6 | S | 123 | 132 | 28.7 | N | 1992 |  |  | N | IPP Non-CHP | 2 | X | NG
Natural Gas Fired Combustion Turbine.NG | natural gas peaker | TRUE | 5310 | Doswell Ltd Partnership | 52019 | Doswell Energy Center | VA | Hanover | GEN7 | Natural Gas Fired Combustion Turbine | GT |  | S | 170 | 188 | 74.5 | N | 2001 |  |  | N | IPP Non-CHP | 2 | X | NG | DFO
Natural Gas Fired Combustion Turbine.NG | natural gas peaker | TRUE | 5310 | Doswell Ltd Partnership | 52019 | Doswell Energy Center | VA | Hanover | GEN8 | Natural Gas Fired Combustion Turbine | GT |  | S | 161.5 | 188 | 90 | N | 2018 |  |  | N | IPP Non-CHP | 2 | X | NG
Natural Gas Fired Combustion Turbine.NG | natural gas peaker | TRUE | 5310 | Doswell Ltd Partnership | 52019 | Doswell Energy Center | VA | Hanover | GEN9 | Natural Gas Fired Combustion Turbine | GT |  | S | 161.5 | 188 | 90 | N | 2018 |  |  | N | IPP Non-CHP | 2 | X | NG
Natural Gas Fired Combustion Turbine.NG | natural gas peaker | FALSE | 65792 | IIT Energy Tech Partners, LLC | 52021 | ITT Cogen Facility | IL | Cook | GEN1 | Natural Gas Fired Combustion Turbine | GT |  | S | 3.5 | 3.7 | 0.1 | N | 1991 | 4 | 2025 | Y | Commercial CHP | 5 | T | NG | DFO
Natural Gas Fired Combustion Turbine.NG | natural gas peaker | FALSE | 65792 | IIT Energy Tech Partners, LLC | 52021 | ITT Cogen Facility | IL | Cook | GEN2 | Natural Gas Fired Combustion Turbine | GT |  | S | 3.5 | 3.7 | 0.1 | N | 1991 | 4 | 2025 | Y | Commercial CHP | 5 | T | NG | DFO
Natural Gas Steam Turbine.NG | natural gas steam turbine | FALSE | 16001 | Rhode Island Hospital | 52024 | Rhode Island Hospital | RI | Providence | GEN2 | Natural Gas Steam Turbine | ST |  | S | 1.7 | 1.7 | 0.3 | N | 1974 |  |  | Y | Commercial CHP | 5 | T | NG | RFO
Natural Gas Steam Turbine.NG | natural gas steam turbine | FALSE | 16001 | Rhode Island Hospital | 52024 | Rhode Island Hospital | RI | Providence | GEN4 | Natural Gas Steam Turbine | ST |  | S | 1.7 | 1.7 | 0.3 | N | 1974 |  |  | Y | Commercial CHP | 5 | T | NG | RFO
Natural Gas Steam Turbine.NG | natural gas steam turbine | FALSE | 16001 | Rhode Island Hospital | 52024 | Rhode Island Hospital | RI | Providence | NEW1 | Natural Gas Steam Turbine | ST |  | S | 3.5 | 3.5 | 0.3 | N | 1993 |  |  | Y | Commercial CHP | 5 | T | NG | RFO
Natural Gas Steam Turbine.NG | natural gas steam turbine | FALSE | 16001 | Rhode Island Hospital | 52024 | Rhode Island Hospital | RI | Providence | NEW3 | Natural Gas Steam Turbine | ST |  | S | 3.5 | 3.5 | 0.3 | N | 1993 |  |  | Y | Commercial CHP | 5 | T | NG | RFO
Natural Gas Fired Combined Cycle.NG | natural gas combined cycle | TRUE | 56516 | Morris Energy Operations Company, LLC | 52026 | Dartmouth Power Associates LP | MA | Bristol | GEN1 | Natural Gas Fired Combined Cycle | CT | CC1 | W | 62.1 | 67.7 | 24 | N | 1992 |  |  | N | IPP Non-CHP | 2 | X | NG | DFO
Natural Gas Fired Combined Cycle.NG | natural gas combined cycle | TRUE | 56516 | Morris Energy Operations Company, LLC | 52026 | Dartmouth Power Associates LP | MA | Bristol | GEN2 | Natural Gas Fired Combined Cycle | CA | CC1 | W |  |  | 12 | N | 1992 |  |  | N | IPP Non-CHP | 2 | X | NG | DFO
Natural Gas Fired Combustion Turbine.NG | natural gas peaker | TRUE | 56516 | Morris Energy Operations Company, LLC | 52026 | Dartmouth Power Associates LP | MA | Bristol | GEN3 | Natural Gas Fired Combustion Turbine | GT |  | W | 19.6 | 21.8 | 19 | N | 2009 |  |  | N | IPP Non-CHP | 2 | X | NG | DFO
Geothermal.GEO | geothermal | TRUE | 3608 | Puna Geothermal Venture | 52028 | Puna Geothermal Venture I | HI | Hawaii | OEC11 | Geothermal | ST |  | S | 3.1 | 3.1 | 0.5 | N | 1992 |  |  | N | IPP Non-CHP | 2 | X | GEO
Geothermal.GEO | geothermal | TRUE | 3608 | Puna Geothermal Venture | 52028 | Puna Geothermal Venture I | HI | Hawaii | OEC12 | Geothermal | ST |  | S | 3.1 | 3.1 | 0.5 | N | 1992 |  |  | N | IPP Non-CHP | 2 | X | GEO
Geothermal.GEO | geothermal | TRUE | 3608 | Puna Geothermal Venture | 52028 | Puna Geothermal Venture I | HI | Hawaii | OEC13 | Geothermal | ST |  | S | 3.1 | 3.1 | 0.5 | N | 1992 |  |  | N | IPP Non-CHP | 2 | X | GEO
Geothermal.GEO | geothermal | TRUE | 3608 | Puna Geothermal Venture | 52028 | Puna Geothermal Venture I | HI | Hawaii | OEC14 | Geothermal | ST |  | S | 3.1 | 3.1 | 0.5 | N | 1992 |  |  | N | IPP Non-CHP | 2 | X | GEO
Geothermal.GEO | geothermal | TRUE | 3608 | Puna Geothermal Venture | 52028 | Puna Geothermal Venture I | HI | Hawaii | OEC15 | Geothermal | ST |  | S | 3.1 | 3.1 | 0.5 | N | 1992 |  |  | N | IPP Non-CHP | 2 | X | GEO
Geothermal.GEO | geothermal | TRUE | 3608 | Puna Geothermal Venture | 52028 | Puna Geothermal Venture I | HI | Hawaii | OEC21 | Geothermal | ST |  | S | 3.1 | 3.1 | 0.5 | N | 1992 |  |  | N | IPP Non-CHP | 2 | X | GEO
Geothermal.GEO | geothermal | TRUE | 3608 | Puna Geothermal Venture | 52028 | Puna Geothermal Venture I | HI | Hawaii | OEC22 | Geothermal | ST |  | S | 3.1 | 3.1 | 0.5 | N | 1992 |  |  | N | IPP Non-CHP | 2 | X | GEO
Geothermal.GEO | geothermal | TRUE | 3608 | Puna Geothermal Venture | 52028 | Puna Geothermal Venture I | HI | Hawaii | OEC23 | Geothermal | ST |  | S | 3.1 | 3.1 | 0.5 | N | 1992 |  |  | N | IPP Non-CHP | 2 | X | GEO
Geothermal.GEO | geothermal | TRUE | 3608 | Puna Geothermal Venture | 52028 | Puna Geothermal Venture I | HI | Hawaii | OEC24 | Geothermal | ST |  | S | 3.1 | 3.1 | 0.5 | N | 1992 |  |  | N | IPP Non-CHP | 2 | X | GEO
Geothermal.GEO | geothermal | TRUE | 3608 | Puna Geothermal Venture | 52028 | Puna Geothermal Venture I | HI | Hawaii | OEC25 | Geothermal | ST |  | S | 3.1 | 3.1 | 0.5 | N | 1992 |  |  | N | IPP Non-CHP | 2 | X | GEO
Geothermal.GEO | geothermal | TRUE | 3608 | Puna Geothermal Venture | 52028 | Puna Geothermal Venture I | HI | Hawaii | OEC31 | Geothermal | BT |  | S | 6 | 6 | 0.5 | N | 2012 |  |  | N | IPP Non-CHP | 2 | X | GEO
Geothermal.GEO | geothermal | TRUE | 3608 | Puna Geothermal Venture | 52028 | Puna Geothermal Venture I | HI | Hawaii | OEC32 | Geothermal | BT |  | S | 6 | 6 | 0.5 | N | 2012 |  |  | N | IPP Non-CHP | 2 | X | GEO
Conventional Hydroelectric.WAT | hydro | TRUE | 59092 | Moretown Hydroelectric LLC | 52033 | Moretown Generating Station | VT | Washington | 1 | Conventional Hydroelectric | HY |  | S | 1.2 | 1.2 | 0.1 | N | 1989 |  |  | N | IPP Non-CHP | 2 | X | WAT
Conventional Hydroelectric.WAT | hydro | TRUE | 4713 | D/R Hydro Co | 52036 | Yough Hydro Power | PA | Somerset | GEN1 | Conventional Hydroelectric | HY |  | S | 6.1 | 5 | 1 | N | 1989 |  |  | N | IPP Non-CHP | 2 | X | WAT
Conventional Hydroelectric.WAT | hydro | TRUE | 4713 | D/R Hydro Co | 52036 | Yough Hydro Power | PA | Somerset | GEN2 | Conventional Hydroelectric | HY |  | S | 6.1 | 5 | 1 | N | 1989 |  |  | N | IPP Non-CHP | 2 | X | WAT
Conventional Hydroelectric.WAT | hydro | TRUE | 31613 | Washington Cnty Wtr Consv Dist | 52039 | Quail Creek Hydro Plant #1 | UT | Washington | 1 | Conventional Hydroelectric | HY |  | S | 2.3 | 2.3 | 0.5 | N | 1985 |  |  | N | IPP Non-CHP | 2 | X | WAT
Natural Gas Fired Combustion Turbine.NG | natural gas peaker | FALSE | 19724 | Vanderbilt University | 52048 | Vanderbilt University Power Plant | TN | Davidson | GT1B | Natural Gas Fired Combustion Turbine | GT |  | S | 5.8 | 6.5 | 1 | N | 2017 |  |  | Y | Commercial CHP | 5 | T | NG
Natural Gas Fired Combustion Turbine.NG | natural gas peaker | FALSE | 19724 | Vanderbilt University | 52048 | Vanderbilt University Power Plant | TN | Davidson | GT2 | Natural Gas Fired Combustion Turbine | GT |  | S | 4 | 5 | 1 | N | 2002 |  |  | Y | Commercial CHP | 5 | T | NG
Natural Gas Fired Combustion Turbine.NG | natural gas peaker | FALSE | 19724 | Vanderbilt University | 52048 | Vanderbilt University Power Plant | TN | Davidson | GT3 | Natural Gas Fired Combustion Turbine | GT |  | S | 7.8 | 8.7 | 1 | N | 2015 |  |  | Y | Commercial CHP | 5 | T | NG
Conventional Hydroelectric.WAT | hydro | TRUE | 4277 | Converse Energy Inc | 52049 | Clifton Dam 3 Power Station | SC | Spartanburg | 1H | Conventional Hydroelectric | HY |  | S | 0.7 | 0.7 | 0.1 | N | 1987 |  |  | N | IPP Non-CHP | 2 | X | WAT
Conventional Hydroelectric.WAT | hydro | TRUE | 4277 | Converse Energy Inc | 52049 | Clifton Dam 3 Power Station | SC | Spartanburg | 2V | Conventional Hydroelectric | HY |  | S | 0.5 | 0.5 | 0.1 | N | 1985 |  |  | N | IPP Non-CHP | 2 | X | WAT
Conventional Hydroelectric.WAT | hydro | TRUE | 57280 | Eagle Creek Renewable Energy, LLC | 52054 | Rapidan Hydro Facility | MN | Blue Earth | GEN1 | Conventional Hydroelectric | HY |  | W | 3.2 | 3.1 | 1 | N | 1984 |  |  | N | IPP Non-CHP | 2 | X | WAT
Conventional Hydroelectric.WAT | hydro | TRUE | 57280 | Eagle Creek Renewable Energy, LLC | 52054 | Rapidan Hydro Facility | MN | Blue Earth | GEN2 | Conventional Hydroelectric | HY |  | W | 3.2 | 3.1 | 1 | N | 1984 |  |  | N | IPP Non-CHP | 2 | X | WAT
Conventional Hydroelectric.WAT | hydro | TRUE | 60082 | ECOsponsible LLC | 52057 | Herkimer | NY | Herkimer | 01 | Conventional Hydroelectric | HY |  | S | 0.4 | 0.4 | 0.1 | N | 1987 |  |  | N | IPP Non-CHP | 2 | X | WAT
Conventional Hydroelectric.WAT | hydro | TRUE | 60082 | ECOsponsible LLC | 52057 | Herkimer | NY | Herkimer | 02 | Conventional Hydroelectric | HY |  | S | 0.4 | 0.4 | 0.1 | N | 1987 |  |  | N | IPP Non-CHP | 2 | X | WAT
Conventional Hydroelectric.WAT | hydro | TRUE | 60082 | ECOsponsible LLC | 52057 | Herkimer | NY | Herkimer | 03 | Conventional Hydroelectric | HY |  | S | 0.4 | 0.4 | 0.1 | N | 1987 |  |  | N | IPP Non-CHP | 2 | X | WAT
Conventional Hydroelectric.WAT | hydro | TRUE | 60082 | ECOsponsible LLC | 52057 | Herkimer | NY | Herkimer | 04 | Conventional Hydroelectric | HY |  | S | 0.1 | 0.1 | 0.1 | N | 1987 |  |  | N | IPP Non-CHP | 2 | X | WAT
Conventional Hydroelectric.WAT | hydro | TRUE | 57184 | Ampersand Ogdensburg Hydro, LLC | 52058 | Ogdensburg | NY | St Lawrence | 01 | Conventional Hydroelectric | HY |  | S | 0.2 | 0.2 | 0.1 | N | 1987 |  |  | N | IPP Non-CHP | 2 | X | WAT
Conventional Hydroelectric.WAT | hydro | TRUE | 57184 | Ampersand Ogdensburg Hydro, LLC | 52058 | Ogdensburg | NY | St Lawrence | 02 | Conventional Hydroelectric | HY |  | S | 0.2 | 0.1 | 0.1 | N | 1987 |  |  | N | IPP Non-CHP | 2 | X | WAT
Conventional Hydroelectric.WAT | hydro | TRUE | 57184 | Ampersand Ogdensburg Hydro, LLC | 52058 | Ogdensburg | NY | St Lawrence | 03 | Conventional Hydroelectric | HY |  | S | 0.2 | 0.1 | 0.1 | N | 1987 |  |  | N | IPP Non-CHP | 2 | X | WAT
Conventional Hydroelectric.WAT | hydro | TRUE | 57184 | Ampersand Ogdensburg Hydro, LLC | 52058 | Ogdensburg | NY | St Lawrence | 04 | Conventional Hydroelectric | HY |  | S | 0.2 | 0.1 | 0.1 | N | 1987 |  |  | N | IPP Non-CHP | 2 | X | WAT
Conventional Hydroelectric.WAT | hydro | TRUE | 57184 | Ampersand Ogdensburg Hydro, LLC | 52058 | Ogdensburg | NY | St Lawrence | 05 | Conventional Hydroelectric | HY |  | S | 0.2 | 0.1 | 0.1 | N | 1987 |  |  | N | IPP Non-CHP | 2 | X | WAT
Natural Gas Fired Combined Cycle.NG | natural gas combined cycle | FALSE | 65384 | Cartier Energy, LLC | 52061 | Hartford Hospital Cogeneration | CT | Hartford | GEN2 | Natural Gas Fired Combined Cycle | CA | CC1 | S | 2.4 | 2.4 | 0.3 | N | 1988 | 12 | 2025 | Y | Commercial CHP | 5 | T | NG
Natural Gas Fired Combined Cycle.NG | natural gas combined cycle | FALSE | 65384 | Cartier Energy, LLC | 52061 | Hartford Hospital Cogeneration | CT | Hartford | GEN3 | Natural Gas Fired Combined Cycle | CT | CC1 | S | 6.2 | 6.2 | 3 | N | 1988 | 12 | 2025 | Y | Commercial CHP | 5 | T | NG | DFO
Other Natural Gas.NG | natural gas peaker | FALSE | 65384 | Cartier Energy, LLC | 52061 | Hartford Hospital Cogeneration | CT | Hartford | GEN4 | Other Natural Gas | FC |  | S | 1.4 | 1.4 | 0 | N | 2014 | 6 | 2029 | N | Commercial CHP | 5 | X | NG
All Other.WH | other | FALSE | 59409 | Eco Services Corp. | 52063 | Martinez Sulfuric Acid Regeneration Plt | CA | Contra Costa | GEN1 | All Other | ST |  | S | 4 | 4 | 0.3 | N | 1978 |  |  | Y | Industrial CHP | 7 | B | WH | NG
All Other.WH | other | FALSE | 59409 | Eco Services Corp. | 52064 | Dominguez Plant | CA | Los Angeles | GEN1 | All Other | ST |  | S | 3.5 | 3.5 | 1 | N | 1976 |  |  | Y | Industrial CHP | 7 | B | WH | NG
All Other.WH | other | FALSE | 59409 | Eco Services Corp. | 52065 | Houston Plant | TX | Harris | GEN1 | All Other | ST |  | S | 5.5 | 6.1 | 5 | N | 1977 |  |  | Y | Industrial CHP | 7 | B | WH
All Other.WH | other | FALSE | 59409 | Eco Services Corp. | 52065 | Houston Plant | TX | Harris | GEN2 | All Other | ST |  | S | 1.5 | 1.5 | 1.2 | N | 1970 |  |  | Y | Industrial CHP | 7 | B | WH
Conventional Hydroelectric.WAT | hydro | TRUE | 57280 | Eagle Creek Renewable Energy, LLC | 52068 | Great Falls Hydro Project | NJ | Passaic | GEN1 | Conventional Hydroelectric | HY |  | W | 3.3 | 3.3 | 0.3 | N | 1985 |  |  | N | IPP Non-CHP | 2 | X | WAT
Conventional Hydroelectric.WAT | hydro | TRUE | 57280 | Eagle Creek Renewable Energy, LLC | 52068 | Great Falls Hydro Project | NJ | Passaic | GEN2 | Conventional Hydroelectric | HY |  | W | 3.3 | 3.3 | 0.3 | N | 1985 |  |  | N | IPP Non-CHP | 2 | X | WAT
Conventional Hydroelectric.WAT | hydro | TRUE | 57280 | Eagle Creek Renewable Energy, LLC | 52068 | Great Falls Hydro Project | NJ | Passaic | GEN3 | Conventional Hydroelectric | HY |  | W | 3.3 | 3.3 | 0.3 | N | 1985 |  |  | N | IPP Non-CHP | 2 | X | WAT
Natural Gas Steam Turbine.NG | natural gas steam turbine | FALSE | 22218 | U.S. Army - Radford | 52072 | Radford Army Ammunition Plant | VA | Montgomery | GEN1 | Natural Gas Steam Turbine | ST |  | S | 5.6 | 5.6 | 2 | N | 1990 |  |  | Y | Industrial CHP | 7 | T | NG | DFO
Natural Gas Steam Turbine.NG | natural gas steam turbine | FALSE | 22218 | U.S. Army - Radford | 52072 | Radford Army Ammunition Plant | VA | Montgomery | GEN2 | Natural Gas Steam Turbine | ST |  | S | 5.6 | 5.6 | 2 | N | 1990 |  |  | Y | Industrial CHP | 7 | T | NG | DFO
Natural Gas Steam Turbine.NG | natural gas steam turbine | FALSE | 22218 | U.S. Army - Radford | 52072 | Radford Army Ammunition Plant | VA | Montgomery | GEN3 | Natural Gas Steam Turbine | ST |  | S | 5.6 | 5.6 | 2 | N | 1990 |  |  | Y | Industrial CHP | 7 | T | NG | DFO
Natural Gas Fired Combined Cycle.NG | natural gas combined cycle | FALSE | 19524 | University of California-LA | 52073 | UCLA So Campus Cogen Project | CA | Los Angeles | GEN1 | Natural Gas Fired Combined Cycle | CT | CC1 | S | 12.5 | 13.5 | 5 | N | 1993 |  |  | Y | Commercial CHP | 5 | T | NG | DFO
Natural Gas Fired Combined Cycle.NG | natural gas combined cycle | FALSE | 19524 | University of California-LA | 52073 | UCLA So Campus Cogen Project | CA | Los Angeles | GEN2 | Natural Gas Fired Combined Cycle | CT | CC1 | S | 12.5 | 13.5 | 5 | N | 1993 |  |  | Y | Commercial CHP | 5 | T | NG | DFO
Natural Gas Fired Combined Cycle.NG | natural gas combined cycle | FALSE | 19524 | University of California-LA | 52073 | UCLA So Campus Cogen Project | CA | Los Angeles | GEN3 | Natural Gas Fired Combined Cycle | CA | CC1 | S | 11 | 12 | 1 | N | 1993 |  |  | Y | Commercial CHP | 5 | T | NG
Natural Gas Fired Combustion Turbine.NG | natural gas peaker | FALSE | 54713 | Chevron USA Inc | 52076 | McKittrick Cogen | CA | Kern | UNIT1 | Natural Gas Fired Combustion Turbine | GT |  | S | 4.8 | 5.5 | 1.5 | N | 2012 |  |  | Y | Industrial CHP | 7 | T | NG
Natural Gas Fired Combustion Turbine.NG | natural gas peaker | FALSE | 54713 | Chevron USA Inc | 52076 | McKittrick Cogen | CA | Kern | UNIT2 | Natural Gas Fired Combustion Turbine | GT |  | S | 4.8 | 5.5 | 1.5 | N | 2012 |  |  | Y | Industrial CHP | 7 | T | NG
Natural Gas Fired Combustion Turbine.NG | natural gas peaker | FALSE | 164 | AERA Energy LLC | 52077 | Lost Hills Cogeneration Plant | CA | Kern | GEN5 | Natural Gas Fired Combustion Turbine | GT |  | S | 2.7 | 3 | 2.5 | N | 1985 |  |  | Y | Industrial CHP | 7 | T | NG
Natural Gas Fired Combustion Turbine.NG | natural gas peaker | FALSE | 164 | AERA Energy LLC | 52077 | Lost Hills Cogeneration Plant | CA | Kern | GEN6 | Natural Gas Fired Combustion Turbine | GT |  | S | 2.7 | 3 | 2.5 | N | 1985 |  |  | Y | Industrial CHP | 7 | T | NG
Natural Gas Fired Combustion Turbine.NG | natural gas peaker | FALSE | 54713 | Chevron USA Inc | 52078 | North Midway Cogen | CA | Kern | GEN7 | Natural Gas Fired Combustion Turbine | GT |  | S | 3 | 3.2 | 1.5 | N | 1986 |  |  | Y | Industrial CHP | 7 | T | NG
Natural Gas Fired Combustion Turbine.NG | natural gas peaker | FALSE | 54713 | Chevron USA Inc | 52078 | North Midway Cogen | CA | Kern | GEN8 | Natural Gas Fired Combustion Turbine | GT |  | S | 3 | 3.2 | 1.5 | N | 1986 |  |  | Y | Industrial CHP | 7 | T | NG
Natural Gas Fired Combustion Turbine.NG | natural gas peaker | FALSE | 54713 | Chevron USA Inc | 52078 | North Midway Cogen | CA | Kern | GEN9 | Natural Gas Fired Combustion Turbine | GT |  | S | 3 | 3.2 | 1.5 | N | 1986 |  |  | Y | Industrial CHP | 7 | T | NG
Natural Gas Fired Combustion Turbine.NG | natural gas peaker | FALSE | 54713 | Chevron USA Inc | 52081 | Cymric 31X Cogen | CA | Kern | TG1 | Natural Gas Fired Combustion Turbine | GT |  | S | 2.7 | 2.9 | 1.5 | N | 1988 |  |  | Y | Industrial CHP | 7 | T | NG
Natural Gas Fired Combustion Turbine.NG | natural gas peaker | FALSE | 54713 | Chevron USA Inc | 52081 | Cymric 31X Cogen | CA | Kern | TG2 | Natural Gas Fired Combustion Turbine | GT |  | S | 2.7 | 2.9 | 1.5 | N | 1988 |  |  | Y | Industrial CHP | 7 | T | NG
Natural Gas Fired Combustion Turbine.NG | natural gas peaker | FALSE | 54713 | Chevron USA Inc | 52082 | Cymric 6Z Cogen | CA | Kern | TG1 | Natural Gas Fired Combustion Turbine | GT |  | S | 2.7 | 2.9 | 1.5 | N | 1986 |  |  | Y | Industrial CHP | 7 | T | NG
Natural Gas Fired Combustion Turbine.NG | natural gas peaker | FALSE | 54713 | Chevron USA Inc | 52082 | Cymric 6Z Cogen | CA | Kern | TG2 | Natural Gas Fired Combustion Turbine | GT |  | S | 2.7 | 2.9 | 1.5 | N | 1986 |  |  | Y | Industrial CHP | 7 | T | NG
Natural Gas Fired Combustion Turbine.NG | natural gas peaker | FALSE | 54713 | Chevron USA Inc | 52083 | Coalinga 6C Cogen | CA | Fresno | TG1 | Natural Gas Fired Combustion Turbine | GT |  | S | 2.7 | 2.9 | 1.5 | N | 1989 |  |  | Y | Industrial CHP | 7 | T | NG
Natural Gas Fired Combustion Turbine.NG | natural gas peaker | FALSE | 54713 | Chevron USA Inc | 52083 | Coalinga 6C Cogen | CA | Fresno | TG2 | Natural Gas Fired Combustion Turbine | GT |  | S | 2.7 | 2.9 | 1.5 | N | 1989 |  |  | Y | Industrial CHP | 7 | T | NG
Natural Gas Fired Combustion Turbine.NG | natural gas peaker | FALSE | 54713 | Chevron USA Inc | 52085 | Taft 26C Cogen | CA | Kern | TG1 | Natural Gas Fired Combustion Turbine | GT |  | S | 2.7 | 2.9 | 1.5 | N | 1982 |  |  | Y | Industrial CHP | 7 | T | NG
Natural Gas Fired Combustion Turbine.NG | natural gas peaker | FALSE | 54713 | Chevron USA Inc | 52085 | Taft 26C Cogen | CA | Kern | TG2 | Natural Gas Fired Combustion Turbine | GT |  | S | 2.7 | 2.9 | 1.5 | N | 1982 |  |  | Y | Industrial CHP | 7 | T | NG
Natural Gas Fired Combustion Turbine.NG | natural gas peaker | FALSE | 54713 | Chevron USA Inc | 52085 | Taft 26C Cogen | CA | Kern | TG3 | Natural Gas Fired Combustion Turbine | GT |  | S | 2.7 | 2.9 | 1.5 | N | 1982 |  |  | Y | Industrial CHP | 7 | T | NG
Natural Gas Fired Combustion Turbine.NG | natural gas peaker | FALSE | 54713 | Chevron USA Inc | 52085 | Taft 26C Cogen | CA | Kern | TG4 | Natural Gas Fired Combustion Turbine | GT |  | S | 2.7 | 2.9 | 1.5 | N | 1982 |  |  | Y | Industrial CHP | 7 | T | NG
Natural Gas Fired Combustion Turbine.NG | natural gas peaker | FALSE | 54713 | Chevron USA Inc | 52086 | Coalinga 25D Cogen | CA | Fresno | TG1 | Natural Gas Fired Combustion Turbine | GT |  | S | 2.7 | 2.9 | 1.5 | N | 1986 |  |  | Y | Industrial CHP | 7 | T | NG
Natural Gas Fired Combustion Turbine.NG | natural gas peaker | FALSE | 54713 | Chevron USA Inc | 52086 | Coalinga 25D Cogen | CA | Fresno | TG2 | Natural Gas Fired Combustion Turbine | GT |  | S | 2.7 | 2.9 | 1.5 | N | 1986 |  |  | Y | Industrial CHP | 7 | T | NG
Natural Gas Fired Combustion Turbine.NG | natural gas peaker | FALSE | 54713 | Chevron USA Inc | 52086 | Coalinga 25D Cogen | CA | Fresno | TG3 | Natural Gas Fired Combustion Turbine | GT |  | S | 2.7 | 2.9 | 1.5 | N | 1987 |  |  | Y | Industrial CHP | 7 | T | NG
Natural Gas Fired Combustion Turbine.NG | natural gas peaker | FALSE | 54713 | Chevron USA Inc | 52086 | Coalinga 25D Cogen | CA | Fresno | TG4 | Natural Gas Fired Combustion Turbine | GT |  | S | 2.7 | 2.9 | 1.5 | N | 1987 |  |  | Y | Industrial CHP | 7 | T | NG
Natural Gas Fired Combustion Turbine.NG | natural gas peaker | TRUE | 19876 | Virginia Electric & Power Co | 52087 | Elizabeth River Power Station | VA | Chesapeake City | GEN1 | Natural Gas Fired Combustion Turbine | GT |  | S | 109 | 125 | 78 | N | 1992 |  |  | N | Electric Utility | 1 | X | NG | DFO
Natural Gas Fired Combustion Turbine.NG | natural gas peaker | TRUE | 19876 | Virginia Electric & Power Co | 52087 | Elizabeth River Power Station | VA | Chesapeake City | GEN2 | Natural Gas Fired Combustion Turbine | GT |  | S | 107 | 125 | 78 | N | 1992 |  |  | N | Electric Utility | 1 | X | NG | DFO
Natural Gas Fired Combustion Turbine.NG | natural gas peaker | TRUE | 19876 | Virginia Electric & Power Co | 52087 | Elizabeth River Power Station | VA | Chesapeake City | GEN3 | Natural Gas Fired Combustion Turbine | GT |  | S | 109 | 125 | 78 | N | 1992 |  |  | N | Electric Utility | 1 | X | NG | DFO
Natural Gas Fired Combined Cycle.NG | natural gas combined cycle | TRUE | 22652 | Texas City Cogeneration LLC | 52088 | Texas City Power Plant | TX | Galveston | GEN1 | Natural Gas Fired Combined Cycle | CA | CC1 | S | 142 | 141 | 5 | N | 1987 |  |  | Y | IPP CHP | 3 | T | NG
Natural Gas Fired Combined Cycle.NG | natural gas combined cycle | TRUE | 22652 | Texas City Cogeneration LLC | 52088 | Texas City Power Plant | TX | Galveston | GEN2 | Natural Gas Fired Combined Cycle | CT | CC1 | S | 92 | 98 | 65 | N | 1987 |  |  | Y | IPP CHP | 3 | T | NG
Natural Gas Fired Combined Cycle.NG | natural gas combined cycle | TRUE | 22652 | Texas City Cogeneration LLC | 52088 | Texas City Power Plant | TX | Galveston | GEN3 | Natural Gas Fired Combined Cycle | CT | CC1 | S | 92 | 98 | 65 | N | 1987 |  |  | Y | IPP CHP | 3 | T | NG
Natural Gas Fired Combined Cycle.NG | natural gas combined cycle | TRUE | 22652 | Texas City Cogeneration LLC | 52088 | Texas City Power Plant | TX | Galveston | GEN4 | Natural Gas Fired Combined Cycle | CT | CC1 | S | 92 | 98 | 65 | N | 1987 |  |  | Y | IPP CHP | 3 | T | NG
Natural Gas Steam Turbine.NG | natural gas steam turbine | FALSE | 57151 | Celanese Acetate LLC | 52089 | Celanese Acetate LLC | VA | Giles | GEN1 | Natural Gas Steam Turbine | ST |  | S | 6 | 6 | 2 | N | 1942 |  |  | Y | Industrial CHP | 7 | T | NG | DFO
Natural Gas Steam Turbine.NG | natural gas steam turbine | FALSE | 57151 | Celanese Acetate LLC | 52089 | Celanese Acetate LLC | VA | Giles | GEN2 | Natural Gas Steam Turbine | ST |  | S | 6 | 6 | 2 | N | 1942 |  |  | Y | Industrial CHP | 7 | T | NG | DFO
Natural Gas Steam Turbine.NG | natural gas steam turbine | FALSE | 57151 | Celanese Acetate LLC | 52089 | Celanese Acetate LLC | VA | Giles | GEN3 | Natural Gas Steam Turbine | ST |  | S | 6 | 6 | 2 | N | 1944 |  |  | Y | Industrial CHP | 7 | T | NG | DFO
Natural Gas Steam Turbine.NG | natural gas steam turbine | FALSE | 57151 | Celanese Acetate LLC | 52089 | Celanese Acetate LLC | VA | Giles | GEN4 | Natural Gas Steam Turbine | ST |  | S | 9.2 | 9.2 | 2 | N | 1966 |  |  | Y | Industrial CHP | 7 | T | NG | DFO
Petroleum Liquids.DFO | petroleum | FALSE | 13484 | NewYork-Presbyterian Brooklyn Methodist Hospital | 52091 | NewYork-Presbyterian Brooklyn Methodist Hospital | NY | Kings | 01-8N | Petroleum Liquids | IC |  | S | 0.8 | 0.8 | 0.1 | N | 2006 |  |  | N | Commercial Non-CHP | 4 | X | DFO
Petroleum Liquids.DFO | petroleum | FALSE | 13484 | NewYork-Presbyterian Brooklyn Methodist Hospital | 52091 | NewYork-Presbyterian Brooklyn Methodist Hospital | NY | Kings | 02-8P | Petroleum Liquids | IC |  | S | 1 | 1 | 0.1 | N | 2006 |  |  | N | Commercial Non-CHP | 4 | X | DFO
Petroleum Liquids.DFO | petroleum | FALSE | 13484 | NewYork-Presbyterian Brooklyn Methodist Hospital | 52091 | NewYork-Presbyterian Brooklyn Methodist Hospital | NY | Kings | 03-8L | Petroleum Liquids | IC |  | S | 1 | 1 | 0.1 | N | 2008 |  |  | N | Commercial Non-CHP | 4 | X | DFO
Petroleum Liquids.DFO | petroleum | FALSE | 13484 | NewYork-Presbyterian Brooklyn Methodist Hospital | 52091 | NewYork-Presbyterian Brooklyn Methodist Hospital | NY | Kings | 04-6Z | Petroleum Liquids | IC |  | S | 0.8 | 0.8 | 0.1 | N | 2006 |  |  | N | Commercial Non-CHP | 4 | X | DFO
Petroleum Liquids.DFO | petroleum | FALSE | 13484 | NewYork-Presbyterian Brooklyn Methodist Hospital | 52091 | NewYork-Presbyterian Brooklyn Methodist Hospital | NY | Kings | 05-6Z | Petroleum Liquids | IC |  | S | 0.8 | 0.8 | 0.1 | N | 2006 |  |  | N | Commercial Non-CHP | 4 | X | DFO
Petroleum Liquids.DFO | petroleum | FALSE | 13484 | NewYork-Presbyterian Brooklyn Methodist Hospital | 52091 | NewYork-Presbyterian Brooklyn Methodist Hospital | NY | Kings | CCHEG | Petroleum Liquids | IC |  | S | 1.5 | 1.5 | 0.4 | N | 2020 |  |  | N | Commercial Non-CHP | 4 | X | DFO
Natural Gas Fired Combustion Turbine.NG | natural gas peaker | FALSE | 65145 | Shadow Wolf Energy | 52096 | Berry Placerita Cogen | CA | Los Angeles | GEN1 | Natural Gas Fired Combustion Turbine | GT |  | S | 20 | 20.7 | 5 | N | 1990 |  |  | Y | Industrial CHP | 7 | T | NG
Natural Gas Fired Combustion Turbine.NG | natural gas peaker | FALSE | 65145 | Shadow Wolf Energy | 52096 | Berry Placerita Cogen | CA | Los Angeles | GEN2 | Natural Gas Fired Combustion Turbine | GT |  | S | 20 | 20.7 | 5 | N | 1990 |  |  | Y | Industrial CHP | 7 | T | NG
Other Waste Biomass.OBG | biomass | FALSE | 14155 | Orange County Sanitation Dist | 52099 | Plant No 2 Orange County | CA | Orange | GEN1 | Other Waste Biomass | IC |  | S | 2.7 | 2.7 | 2.2 | N | 1993 |  |  | Y | Commercial CHP | 5 | T | OBG | NG
Other Waste Biomass.OBG | biomass | FALSE | 14155 | Orange County Sanitation Dist | 52099 | Plant No 2 Orange County | CA | Orange | GEN2 | Other Waste Biomass | IC |  | S | 2.7 | 2.7 | 2.2 | N | 1993 |  |  | Y | Commercial CHP | 5 | T | OBG | NG
Other Waste Biomass.OBG | biomass | FALSE | 14155 | Orange County Sanitation Dist | 52099 | Plant No 2 Orange County | CA | Orange | GEN3 | Other Waste Biomass | IC |  | S | 2.7 | 2.7 | 2.2 | N | 1993 |  |  | Y | Commercial CHP | 5 | T | OBG | NG
Other Waste Biomass.OBG | biomass | FALSE | 14155 | Orange County Sanitation Dist | 52099 | Plant No 2 Orange County | CA | Orange | GEN4 | Other Waste Biomass | IC |  | S | 2.7 | 2.7 | 2.2 | N | 1993 |  |  | Y | Commercial CHP | 5 | T | OBG | NG
Other Waste Biomass.OBG | biomass | FALSE | 14155 | Orange County Sanitation Dist | 52099 | Plant No 2 Orange County | CA | Orange | GEN5 | Other Waste Biomass | IC |  | S | 2.7 | 2.7 | 2.2 | N | 1993 |  |  | Y | Commercial CHP | 5 | T | OBG | NG
All Other.OTH | other | FALSE | 14155 | Orange County Sanitation Dist | 52099 | Plant No 2 Orange County | CA | Orange | GEN6 | All Other | ST |  | S | 0.9 | 0.9 | 0.1 | N | 1993 |  |  | Y | Commercial CHP | 5 | B | OTH
Natural Gas Fired Combustion Turbine.NG | natural gas peaker | FALSE | 54713 | Chevron USA Inc | 52104 | Cymric 36W Cogen | CA | Kern | GEN1 | Natural Gas Fired Combustion Turbine | GT |  | S | 2.7 | 2.9 | 1.5 | N | 1982 |  |  | Y | Industrial CHP | 7 | T | NG
Natural Gas Fired Combustion Turbine.NG | natural gas peaker | FALSE | 54713 | Chevron USA Inc | 52104 | Cymric 36W Cogen | CA | Kern | GEN2 | Natural Gas Fired Combustion Turbine | GT |  | S | 2.7 | 2.9 | 1.5 | N | 1982 |  |  | Y | Industrial CHP | 7 | T | NG
Natural Gas Fired Combustion Turbine.NG | natural gas peaker | FALSE | 54713 | Chevron USA Inc | 52104 | Cymric 36W Cogen | CA | Kern | GEN3 | Natural Gas Fired Combustion Turbine | GT |  | S | 2.7 | 2.9 | 1.5 | N | 1982 |  |  | Y | Industrial CHP | 7 | T | NG
Natural Gas Fired Combustion Turbine.NG | natural gas peaker | FALSE | 54713 | Chevron USA Inc | 52104 | Cymric 36W Cogen | CA | Kern | GEN4 | Natural Gas Fired Combustion Turbine | GT |  | S | 2.7 | 2.9 | 1.5 | N | 1982 |  |  | Y | Industrial CHP | 7 | T | NG
Natural Gas Fired Combustion Turbine.NG | natural gas peaker | FALSE | 54713 | Chevron USA Inc | 52107 | Kern River Eastridge Cogen | CA | Kern | 101A | Natural Gas Fired Combustion Turbine | GT |  | S | 20.8 | 21.7 | 12 | N | 1988 |  |  | Y | Industrial CHP | 7 | T | NG
Natural Gas Fired Combustion Turbine.NG | natural gas peaker | FALSE | 54713 | Chevron USA Inc | 52107 | Kern River Eastridge Cogen | CA | Kern | 101B | Natural Gas Fired Combustion Turbine | GT |  | S | 20.8 | 21.7 | 12 | N | 1988 |  |  | Y | Industrial CHP | 7 | T | NG
Natural Gas Fired Combined Cycle.NG | natural gas combined cycle | FALSE | 49732 | Chevron Products Company-Richmond | 52109 | Richmond Cogen | CA | Contra Costa | GEN1 | Natural Gas Fired Combined Cycle | CT | CC1 | S | 50 | 52 | 25 | N | 1992 |  |  | Y | Industrial CHP | 7 | T | NG | OG
Natural Gas Fired Combined Cycle.NG | natural gas combined cycle | FALSE | 49732 | Chevron Products Company-Richmond | 52109 | Richmond Cogen | CA | Contra Costa | GEN2 | Natural Gas Fired Combined Cycle | CT | CC1 | S | 50 | 52 | 25 | N | 1992 |  |  | Y | Industrial CHP | 7 | T | NG | OG
Natural Gas Fired Combined Cycle.NG | natural gas combined cycle | FALSE | 49732 | Chevron Products Company-Richmond | 52109 | Richmond Cogen | CA | Contra Costa | GEN5 | Natural Gas Fired Combined Cycle | CA | CC1 | S | 30.4 | 30.4 | 1.5 | N | 2006 |  |  | N | Industrial CHP | 7 | X | NG | OG
All Other.WH | other | FALSE | 49732 | Chevron Products Company-Richmond | 52109 | Richmond Cogen | CA | Contra Costa | GEN6 | All Other | ST |  | S | 17.9 | 17.9 | 1 | N | 2019 |  |  | N | Industrial CHP | 7 | X | WH
Natural Gas Fired Combined Cycle.NG | natural gas combined cycle | FALSE | 59875 | Olin Blue Cube Operations | 52120 | Freeport Energy | TX | Brazoria | G-61 | Natural Gas Fired Combined Cycle | CT | PLTB | S | 68.3 | 76.1 | 50 | N | 1982 |  |  | Y | Industrial CHP | 7 | T | NG
Natural Gas Fired Combined Cycle.NG | natural gas combined cycle | FALSE | 59875 | Olin Blue Cube Operations | 52120 | Freeport Energy | TX | Brazoria | G-63 | Natural Gas Fired Combined Cycle | CT | PLTB | S | 68.3 | 80 | 50 | N | 1982 |  |  | Y | Industrial CHP | 7 | T | NG
Natural Gas Fired Combined Cycle.NG | natural gas combined cycle | FALSE | 59875 | Olin Blue Cube Operations | 52120 | Freeport Energy | TX | Brazoria | G-64 | Natural Gas Fired Combined Cycle | CA | PLTB | S | 35 | 35 | 9 | N | 1982 |  |  | Y | Industrial CHP | 7 | T | NG
Natural Gas Fired Combined Cycle.NG | natural gas combined cycle | FALSE | 59875 | Olin Blue Cube Operations | 52120 | Freeport Energy | TX | Brazoria | G-65 | Natural Gas Fired Combined Cycle | CA | PLTB | S | 95.2 | 95.2 | 30 | N | 1984 |  |  | Y | Industrial CHP | 7 | T | NG
Natural Gas Fired Combined Cycle.NG | natural gas combined cycle | FALSE | 59875 | Olin Blue Cube Operations | 52120 | Freeport Energy | TX | Brazoria | G-66 | Natural Gas Fired Combined Cycle | CT | PLTB | S | 95.6 | 106.5 | 45 | N | 1983 |  |  | Y | Industrial CHP | 7 | T | NG
Natural Gas Fired Combined Cycle.NG | natural gas combined cycle | FALSE | 59875 | Olin Blue Cube Operations | 52120 | Freeport Energy | TX | Brazoria | G-67 | Natural Gas Fired Combined Cycle | CT | PLTB | S | 95.6 | 106.5 | 45 | N | 1984 |  |  | Y | Industrial CHP | 7 | T | NG
Natural Gas Fired Combustion Turbine.NG | natural gas peaker | FALSE | 429 | Occidental Permian Ltd | 52122 | Wasson CO2 Removal Plant | TX | Yoakum | GEN1 | Natural Gas Fired Combustion Turbine | GT |  | S | 17 | 17.4 | 10 | N | 1988 |  |  | Y | Industrial CHP | 7 | T | NG
Other Gases.OG | other | FALSE | 64954 | Contango Oil and Gas | 52127 | Elk Basin Gasoline Plant | WY | Park | GEN1 | Other Gases | ST |  | J | 0.8 | 0.8 | 0.2 | N | 1948 |  |  | Y | Industrial CHP | 7 | T | OG
Other Gases.OG | other | FALSE | 64954 | Contango Oil and Gas | 52127 | Elk Basin Gasoline Plant | WY | Park | GEN2 | Other Gases | ST |  | J | 0.8 | 0.8 | 0.2 | N | 1948 |  |  | Y | Industrial CHP | 7 | T | OG
Other Gases.OG | other | FALSE | 44466 | BP PLC | 52130 | Whiting Refinery | IN | Lake | 31TG | Other Gases | ST |  | S | 11.2 | 11.2 | 5 | N | 1948 |  |  | Y | Industrial CHP | 7 | T | OG | NG | PUR
Other Gases.OG | other | FALSE | 44466 | BP PLC | 52130 | Whiting Refinery | IN | Lake | 32TG | Other Gases | ST |  | S | 11.2 | 11.2 | 5 | N | 1948 |  |  | Y | Industrial CHP | 7 | T | OG | NG | PUR
Other Gases.OG | other | FALSE | 44466 | BP PLC | 52130 | Whiting Refinery | IN | Lake | 33TG | Other Gases | ST |  | S | 16.4 | 16.4 | 5 | N | 1955 |  |  | Y | Industrial CHP | 7 | T | OG | NG | PUR
Other Gases.OG | other | FALSE | 44466 | BP PLC | 52130 | Whiting Refinery | IN | Lake | 34TG | Other Gases | ST |  | S | 11.8 | 11.8 | 5 | N | 1955 |  |  | Y | Industrial CHP | 7 | T | OG | NG | PUR
Other Gases.OG | other | FALSE | 44466 | BP PLC | 52130 | Whiting Refinery | IN | Lake | 35TG | Other Gases | ST |  | S | 38 | 38 | 5 | N | 1980 |  |  | Y | Industrial CHP | 7 | T | OG | NG | PUR
Natural Gas Fired Combined Cycle.NG | natural gas combined cycle | FALSE | 17566 | South Houston Green Power LLC | 52132 | Power Station 4 | TX | Galveston | GEN1 | Natural Gas Fired Combined Cycle | CT | CC1 | W | 69 | 78 | 50 | N | 1986 |  |  | Y | Industrial CHP | 7 | T | NG
Natural Gas Fired Combined Cycle.NG | natural gas combined cycle | FALSE | 17566 | South Houston Green Power LLC | 52132 | Power Station 4 | TX | Galveston | GEN2 | Natural Gas Fired Combined Cycle | CT | CC1 | W | 69 | 78 | 50 | N | 1986 |  |  | Y | Industrial CHP | 7 | T | NG
Natural Gas Fired Combined Cycle.NG | natural gas combined cycle | FALSE | 17566 | South Houston Green Power LLC | 52132 | Power Station 4 | TX | Galveston | GEN3 | Natural Gas Fired Combined Cycle | CA | CC1 | W | 34 | 34 | 34 | N | 1986 |  |  | Y | Industrial CHP | 7 | T | NG
Other Gases.OG | other | FALSE | 18668 | Tesoro Refining and Marketing Co LLC | 52133 | Tesoro Mandan Cogeneration Plant | ND | Morton | GEN1 | Other Gases | ST |  | S | 2.8 | 2.8 | 0.3 | N | 1954 |  |  | Y | Industrial CHP | 7 | T | OG | NG | WO
Other Gases.OG | other | FALSE | 18668 | Tesoro Refining and Marketing Co LLC | 52133 | Tesoro Mandan Cogeneration Plant | ND | Morton | GEN2 | Other Gases | ST |  | S | 2.8 | 2.8 | 0.3 | N | 1954 |  |  | Y | Industrial CHP | 7 | T | OG | NG | WO
Other Gases.OG | other | FALSE | 18668 | Tesoro Refining and Marketing Co LLC | 52133 | Tesoro Mandan Cogeneration Plant | ND | Morton | GEN3 | Other Gases | ST |  | S | 2.8 | 2.8 | 0.3 | N | 1958 |  |  | Y | Industrial CHP | 7 | T | OG | NG | WO | RFO
Wood/Wood Waste Biomass.BLQ | biomass | FALSE | 8009 | International Paper Co | 52140 | International Paper Prattville Mill | AL | Autauga | GEN1 | Wood/Wood Waste Biomass | ST |  | S | 37 | 38 | 8 | N | 1967 |  |  | Y | Industrial CHP | 7 | T | BLQ | NG | WDS | WO | OBG
Wood/Wood Waste Biomass.BLQ | biomass | FALSE | 8009 | International Paper Co | 52140 | International Paper Prattville Mill | AL | Autauga | GEN2 | Wood/Wood Waste Biomass | ST |  | S | 48 | 48 | 10 | N | 1980 |  |  | Y | Industrial CHP | 7 | T | BLQ | NG | WDS | WO | OBG
Onshore Wind Turbine.WND | onshore wind | TRUE | 2770 | Terra-Gen Operating Co-Wind | 52142 | Mojave 3/4/5 | CA | Kern | GEN1 | Onshore Wind Turbine | WT |  | S | 67 | 67 | 5.2 | N | 1990 |  |  | N | IPP Non-CHP | 2 | X | WND
Natural Gas Fired Combustion Turbine.NG | natural gas peaker | FALSE | 3221 | CP Kelco US Inc. | 52147 | CP Kelco San Diego Plant | CA | San Diego | GEN1 | Natural Gas Fired Combustion Turbine | GT |  | S | 9.2 | 9.2 | 7 | N | 1983 |  |  | Y | Industrial CHP | 7 | T | NG
Natural Gas Fired Combustion Turbine.NG | natural gas peaker | FALSE | 3221 | CP Kelco US Inc. | 52147 | CP Kelco San Diego Plant | CA | San Diego | GEN2 | Natural Gas Fired Combustion Turbine | GT |  | S | 9.3 | 9.3 | 7 | N | 1983 |  |  | Y | Industrial CHP | 7 | T | NG
Natural Gas Fired Combustion Turbine.NG | natural gas peaker | FALSE | 3221 | CP Kelco US Inc. | 52147 | CP Kelco San Diego Plant | CA | San Diego | GEN3 | Natural Gas Fired Combustion Turbine | GT |  | S | 9.3 | 9.3 | 7 | N | 1983 |  |  | Y | Industrial CHP | 7 | T | NG
Natural Gas Steam Turbine.NG | natural gas steam turbine | FALSE | 12320 | Merck & Co Inc | 52148 | Elkton | VA | Rockingham | GEN1 | Natural Gas Steam Turbine | ST |  | S | 6 | 6 | 0.5 | N | 1982 |  |  | Y | Industrial CHP | 7 | T | NG | DFO
Natural Gas Steam Turbine.NG | natural gas steam turbine | FALSE | 12320 | Merck & Co Inc | 52148 | Elkton | VA | Rockingham | GEN5 | Natural Gas Steam Turbine | ST |  | S | 0.4 | 0.4 | 0.1 | N | 1982 |  |  | Y | Industrial CHP | 7 | T | NG | DFO
Natural Gas Steam Turbine.NG | natural gas steam turbine | FALSE | 12320 | Merck & Co Inc | 52148 | Elkton | VA | Rockingham | GEN6 | Natural Gas Steam Turbine | ST |  | S | 1.2 | 1.2 | 0.1 | N | 2021 |  |  | N | Industrial CHP | 7 | X | NG | DFO
Natural Gas Steam Turbine.NG | natural gas steam turbine | FALSE | 12320 | Merck & Co Inc | 52148 | Elkton | VA | Rockingham | GEN7 | Natural Gas Steam Turbine | ST |  | S | 1.2 | 1.2 | 1 | N | 2021 |  |  | N | Industrial CHP | 7 | X | NG | DFO
Natural Gas Fired Combustion Turbine.NG | natural gas peaker | FALSE | 12303 | Merck & Co Inc-West Point | 52149 | West Point (PA) | PA | Montgomery | COG3 | Natural Gas Fired Combustion Turbine | GT |  | S | 38.5 | 40 | 20 | N | 2001 |  |  | Y | Industrial CHP | 7 | T | NG
Natural Gas Internal Combustion Engine.NG | natural gas peaker | FALSE | 12303 | Merck & Co Inc-West Point | 52149 | West Point (PA) | PA | Montgomery | GEN14 | Natural Gas Internal Combustion Engine | IC |  | S | 1.5 | 1.5 | 0.8 | N | 2016 |  |  | N | Industrial CHP | 7 | X | NG
Natural Gas Internal Combustion Engine.NG | natural gas peaker | FALSE | 12303 | Merck & Co Inc-West Point | 52149 | West Point (PA) | PA | Montgomery | GEN15 | Natural Gas Internal Combustion Engine | IC |  | S | 1.1 | 1.3 | 0.8 | N | 2017 |  |  | N | Industrial CHP | 7 | X | NG
Natural Gas Internal Combustion Engine.NG | natural gas peaker | FALSE | 12303 | Merck & Co Inc-West Point | 52149 | West Point (PA) | PA | Montgomery | GEN16 | Natural Gas Internal Combustion Engine | IC |  | S | 1.1 | 1.3 | 0.8 | N | 2020 |  |  | N | Industrial CHP | 7 | X | NG
Natural Gas Internal Combustion Engine.NG | natural gas peaker | FALSE | 12303 | Merck & Co Inc-West Point | 52149 | West Point (PA) | PA | Montgomery | GEN17 | Natural Gas Internal Combustion Engine | IC |  | S | 2 | 2 | 0 | N | 2022 |  |  | N | Industrial CHP | 7 | X | NG
Natural Gas Fired Combustion Turbine.NG | natural gas peaker | FALSE | 12303 | Merck & Co Inc-West Point | 52149 | West Point (PA) | PA | Montgomery | GEN2 | Natural Gas Fired Combustion Turbine | GT |  | S | 24.5 | 26 | 15 | N | 1989 |  |  | Y | Industrial CHP | 7 | T | NG
Petroleum Liquids.DFO | petroleum | FALSE | 12303 | Merck & Co Inc-West Point | 52149 | West Point (PA) | PA | Montgomery | GEN3 | Petroleum Liquids | IC |  | S | 2.4 | 2.5 | 1.8 | N | 1972 |  |  | N | Industrial CHP | 7 | X | DFO
Petroleum Liquids.DFO | petroleum | FALSE | 12303 | Merck & Co Inc-West Point | 52149 | West Point (PA) | PA | Montgomery | GEN5 | Petroleum Liquids | IC |  | S | 1.2 | 1.2 | 0.8 | N | 1994 |  |  | N | Industrial CHP | 7 | X | DFO
Natural Gas Internal Combustion Engine.NG | natural gas peaker | FALSE | 12303 | Merck & Co Inc-West Point | 52149 | West Point (PA) | PA | Montgomery | GEN8 | Natural Gas Internal Combustion Engine | IC |  | S | 1 | 1 | 0.8 | N | 1999 |  |  | N | Industrial CHP | 7 | X | NG
Natural Gas Internal Combustion Engine.NG | natural gas peaker | FALSE | 12303 | Merck & Co Inc-West Point | 52149 | West Point (PA) | PA | Montgomery | GEN9 | Natural Gas Internal Combustion Engine | IC |  | S | 0.9 | 0.9 | 0.8 | N | 2004 |  |  | N | Industrial CHP | 7 | X | NG
Natural Gas Internal Combustion Engine.NG | natural gas peaker | FALSE | 12303 | Merck & Co Inc-West Point | 52149 | West Point (PA) | PA | Montgomery | GN10 | Natural Gas Internal Combustion Engine | IC |  | S | 0.9 | 0.9 | 0.8 | N | 2004 |  |  | N | Industrial CHP | 7 | X | NG
Petroleum Liquids.DFO | petroleum | FALSE | 12303 | Merck & Co Inc-West Point | 52149 | West Point (PA) | PA | Montgomery | GN11 | Petroleum Liquids | IC |  | S | 0.9 | 0.9 | 0.8 | N | 2010 |  |  | N | Industrial CHP | 7 | X | DFO
Wood/Wood Waste Biomass.BLQ | biomass | FALSE | 9424 | Sylvamo Corporation - Eastover | 52151 | Sylvamo Corporation Eastover Facility | SC | Richland | GEN1 | Wood/Wood Waste Biomass | ST |  | S | 46 | 46 | 30 | N | 1984 |  |  | Y | Industrial CHP | 7 | T | BLQ | WDS | NG | WO
Wood/Wood Waste Biomass.BLQ | biomass | FALSE | 9424 | Sylvamo Corporation - Eastover | 52151 | Sylvamo Corporation Eastover Facility | SC | Richland | GEN2 | Wood/Wood Waste Biomass | ST |  | S | 57 | 57 | 30 | N | 1991 |  |  | Y | Industrial CHP | 7 | T | BLQ | WDS | NG | WO
Natural Gas Fired Combustion Turbine.NG | natural gas peaker | FALSE | 9348 | International Paper | 52152 | International Paper Franklin Mill | VA | Isle of Wight | GE10 | Natural Gas Fired Combustion Turbine | GT |  | S | 38 | 59.5 | 25 | N | 1997 |  |  | Y | Industrial CHP | 7 | T | NG
Wood/Wood Waste Biomass.BLQ | biomass | FALSE | 9348 | International Paper | 52152 | International Paper Franklin Mill | VA | Isle of Wight | GEN9 | Wood/Wood Waste Biomass | ST |  | S | 36.1 | 36.1 | 5 | N | 1977 |  |  | Y | Industrial CHP | 7 | T | BLQ | NG
Conventional Hydroelectric.WAT | hydro | TRUE | 11290 | Lacomb Irrigation Dist | 52155 | Lacomb Irrigation District | OR | Linn | GEN1 | Conventional Hydroelectric | HY |  | S | 1 | 1 | 0.2 | N | 1986 |  |  | N | IPP Non-CHP | 2 | X | WAT
Geothermal.GEO | geothermal | TRUE | 7160 | Geysers Power Co LLC | 52158 | Aidlin Geothermal Power Plant | CA | Sonoma | GEN1 | Geothermal | ST |  | S | 9 | 10 | 8 | N | 1989 |  |  | N | IPP Non-CHP | 2 | X | GEO
Geothermal.GEO | geothermal | TRUE | 7160 | Geysers Power Co LLC | 52158 | Aidlin Geothermal Power Plant | CA | Sonoma | GEN2 | Geothermal | ST |  | S | 9 | 10 | 8 | N | 1989 |  |  | N | IPP Non-CHP | 2 | X | GEO
Onshore Wind Turbine.WND | onshore wind | TRUE | 64311 | Wind Wall 1 LLC | 52162 | 85 A | CA | Kern | MON1 | Onshore Wind Turbine | WT |  | S | 21.3 | 21.3 | 2 | N | 2021 |  |  | N | IPP Non-CHP | 2 | X | WND
Onshore Wind Turbine.WND | onshore wind | TRUE | 64311 | Wind Wall 1 LLC | 52163 | 85 B | CA | Kern | MON2 | Onshore Wind Turbine | WT |  | S | 25.2 | 25.2 | 2 | N | 2021 |  |  | N | IPP Non-CHP | 2 | X | WND
Conventional Hydroelectric.WAT | hydro | TRUE | 66098 | Elevate Power Management LLC | 52166 | Collins Facility | MA | Hampden | 1 | Conventional Hydroelectric | HY |  | S | 0.8 | 0.8 | 0.2 | N | 1985 |  |  | N | IPP Non-CHP | 2 | X | WAT
Conventional Hydroelectric.WAT | hydro | TRUE | 66098 | Elevate Power Management LLC | 52166 | Collins Facility | MA | Hampden | 2 | Conventional Hydroelectric | HY |  | S | 0.8 | 0.8 | 0.2 | N | 1985 |  |  | N | IPP Non-CHP | 2 | X | WAT
Natural Gas Fired Combined Cycle.NG | natural gas combined cycle | FALSE | 24210 | Riverbay Corp | 52168 | Riverbay | NY | Bronx | GEN2 | Natural Gas Fired Combined Cycle | CA | COG1 | S | 16 | 16 | 3 | N | 2011 |  |  | Y | Commercial CHP | 5 | B | NG | DFO
Natural Gas Fired Combined Cycle.NG | natural gas combined cycle | FALSE | 24210 | Riverbay Corp | 52168 | Riverbay | NY | Bronx | GEN3 | Natural Gas Fired Combined Cycle | CT | COG1 | S | 12.3 | 12.6 | 10.3 | N | 2011 |  |  | Y | Commercial CHP | 5 | T | NG | DFO
Natural Gas Fired Combined Cycle.NG | natural gas combined cycle | FALSE | 24210 | Riverbay Corp | 52168 | Riverbay | NY | Bronx | GEN4 | Natural Gas Fired Combined Cycle | CT | COG1 | S | 12.3 | 12.6 | 10.3 | N | 2011 |  |  | Y | Commercial CHP | 5 | T | NG | DFO
Petroleum Liquids.DFO | petroleum | FALSE | 24210 | Riverbay Corp | 52168 | Riverbay | NY | Bronx | U0007 | Petroleum Liquids | IC |  | S | 1.5 | 1.5 | 0.3 | N | 2011 |  |  | N | Commercial CHP | 5 | X | DFO
Natural Gas Fired Combustion Turbine.NG | natural gas peaker | TRUE | 12687 | Midway-Sunset Cogeneration Co | 52169 | Midway Sunset Cogen | CA | Kern | A | Natural Gas Fired Combustion Turbine | GT |  | J | 73 | 83 | 50 | N | 1989 |  |  | Y | IPP CHP | 3 | T | NG
Natural Gas Fired Combustion Turbine.NG | natural gas peaker | TRUE | 12687 | Midway-Sunset Cogeneration Co | 52169 | Midway Sunset Cogen | CA | Kern | B | Natural Gas Fired Combustion Turbine | GT |  | J | 73 | 83 | 50 | N | 1989 |  |  | Y | IPP CHP | 3 | T | NG
Natural Gas Fired Combustion Turbine.NG | natural gas peaker | TRUE | 12687 | Midway-Sunset Cogeneration Co | 52169 | Midway Sunset Cogen | CA | Kern | C | Natural Gas Fired Combustion Turbine | GT |  | J | 73 | 83 | 50 | N | 1989 |  |  | Y | IPP CHP | 3 | T | NG
Conventional Hydroelectric.WAT | hydro | TRUE | 56838 | KEI (Maine) Power Management (III) LLC | 52171 | Upper Barker | ME | Androscoggin | GEN1 | Conventional Hydroelectric | HY |  | S | 1 | 1 | 0.2 | N | 1987 |  |  | N | IPP Non-CHP | 2 | X | WAT
Conventional Hydroelectric.WAT | hydro | TRUE | 42659 | Pennsylvania Renewable Resources | 52173 | Conemaugh Hydro Plant | PA | Westmoreland | GEN1 | Conventional Hydroelectric | HY |  | J | 2 | 4 | 1.1 | N | 1989 |  |  | N | IPP Non-CHP | 2 | X | WAT
Conventional Hydroelectric.WAT | hydro | TRUE | 42659 | Pennsylvania Renewable Resources | 52173 | Conemaugh Hydro Plant | PA | Westmoreland | GEN2 | Conventional Hydroelectric | HY |  | J | 2 | 4 | 1.1 | N | 1989 |  |  | N | IPP Non-CHP | 2 | X | WAT
Other Gases.OG | other | FALSE | 7168 | CITGO Petroleum Corp | 52175 | CITGO Refinery Powerhouse | LA | Calcasieu | GEN1 | Other Gases | ST |  | S | 5.6 | 5.5 | 0 | N | 1942 |  |  | Y | Industrial CHP | 7 | T | OG | NG
Other Gases.OG | other | FALSE | 7168 | CITGO Petroleum Corp | 52175 | CITGO Refinery Powerhouse | LA | Calcasieu | GEN2 | Other Gases | ST |  | S | 10 | 9 | 3.5 | N | 1942 |  |  | Y | Industrial CHP | 7 | T | OG | NG
Other Gases.OG | other | FALSE | 7168 | CITGO Petroleum Corp | 52175 | CITGO Refinery Powerhouse | LA | Calcasieu | GEN3 | Other Gases | ST |  | S | 24 | 21.9 | 3.5 | N | 1969 |  |  | Y | Industrial CHP | 7 | T | OG | NG
Natural Gas Fired Combined Cycle.NG | natural gas combined cycle | TRUE | 15300 | BHER Power Resources, Inc | 52176 | C R Wing Cogen Plant | TX | Howard | GEN1 | Natural Gas Fired Combined Cycle | CT | CC1 | S | 71 | 71 | 45 | N | 1987 |  |  | Y | IPP CHP | 3 | T | NG
Natural Gas Fired Combined Cycle.NG | natural gas combined cycle | TRUE | 15300 | BHER Power Resources, Inc | 52176 | C R Wing Cogen Plant | TX | Howard | GEN2 | Natural Gas Fired Combined Cycle | CT | CC1 | S | 71 | 71 | 45 | N | 1987 |  |  | Y | IPP CHP | 3 | T | NG
Natural Gas Fired Combined Cycle.NG | natural gas combined cycle | TRUE | 15300 | BHER Power Resources, Inc | 52176 | C R Wing Cogen Plant | TX | Howard | GEN3 | Natural Gas Fired Combined Cycle | CA | CC1 | S | 70 | 70 | 40 | N | 1988 |  |  | Y | IPP CHP | 3 | B | NG
Natural Gas Fired Combustion Turbine.NG | natural gas peaker | FALSE | 18617 | Tesoro Alaska Company LLC | 52184 | Tesoro Kenai Cogeneration Plant | AK | Kenai Peninsula | GEN1 | Natural Gas Fired Combustion Turbine | GT |  | S | 4.2 | 4.7 | 0.4 | N | 1988 |  |  | Y | Industrial CHP | 7 | T | NG | DFO
Natural Gas Fired Combustion Turbine.NG | natural gas peaker | FALSE | 18617 | Tesoro Alaska Company LLC | 52184 | Tesoro Kenai Cogeneration Plant | AK | Kenai Peninsula | GEN2 | Natural Gas Fired Combustion Turbine | GT |  | S | 4.2 | 4.7 | 0.4 | N | 1988 |  |  | Y | Industrial CHP | 7 | T | NG | DFO
Natural Gas Fired Combustion Turbine.NG | natural gas peaker | TRUE | 20323 | Wellhead Services, Inc | 52186 | Yuba City Cogen Partners | CA | Sutter | GEN1 | Natural Gas Fired Combustion Turbine | GT |  | S | 49.9 | 49.9 | 42 | N | 1990 |  |  | Y | IPP CHP | 3 | T | NG
Conventional Hydroelectric.WAT | hydro | TRUE | 57280 | Eagle Creek Renewable Energy, LLC | 52187 | Falls Creek | OR | Linn | GE-1 | Conventional Hydroelectric | HY |  | W | 3.9 | 4.8 | 0.2 | N | 1984 |  |  | N | IPP Non-CHP | 2 | X | WAT
Natural Gas Fired Combustion Turbine.NG | natural gas peaker | FALSE | 56605 | Delaware City Refining Company LLC | 52193 | Delaware City Plant | DE | New Castle | CT1 | Natural Gas Fired Combustion Turbine | GT |  | S | 65 | 72 | 45 | N | 2000 |  |  | Y | Industrial CHP | 7 | T | NG
Natural Gas Fired Combustion Turbine.NG | natural gas peaker | FALSE | 56605 | Delaware City Refining Company LLC | 52193 | Delaware City Plant | DE | New Castle | CT2 | Natural Gas Fired Combustion Turbine | GT |  | S | 65 | 72 | 45 | N | 2000 |  |  | Y | Industrial CHP | 7 | T | NG
Other Gases.OG | other | FALSE | 56605 | Delaware City Refining Company LLC | 52193 | Delaware City Plant | DE | New Castle | G1 | Other Gases | ST |  | S | 29.5 | 29.5 | 15 | N | 1956 |  |  | Y | Industrial CHP | 7 | T | OG | NG
Other Gases.OG | other | FALSE | 56605 | Delaware City Refining Company LLC | 52193 | Delaware City Plant | DE | New Castle | G2 | Other Gases | ST |  | S | 29.5 | 29.5 | 15 | N | 1956 |  |  | Y | Industrial CHP | 7 | T | OG | NG
Other Gases.OG | other | FALSE | 56605 | Delaware City Refining Company LLC | 52193 | Delaware City Plant | DE | New Castle | G3 | Other Gases | ST |  | S | 66 | 66 | 17 | N | 1961 |  |  | Y | Industrial CHP | 7 | T | OG | NG
Other Gases.OG | other | FALSE | 56605 | Delaware City Refining Company LLC | 52193 | Delaware City Plant | DE | New Castle | G4 | Other Gases | ST |  | S | 10 | 10 | 3 | N | 1982 |  |  | Y | Industrial CHP | 7 | T | OG | NG
Wood/Wood Waste Biomass.WDS | biomass | FALSE | 17610 | WestRock Southeast, LLC | 54004 | WestRock Southeast, LLC. | GA | Laurens | GEN1 | Wood/Wood Waste Biomass | ST |  | S | 44 | 44 | 3 | N | 1989 |  |  | Y | Industrial CHP | 7 | B | WDS | TDF | BIT | SLW | OBS
Natural Gas Fired Combustion Turbine.NG | natural gas peaker | FALSE | 17610 | WestRock Southeast, LLC | 54004 | WestRock Southeast, LLC. | GA | Laurens | GEN2 | Natural Gas Fired Combustion Turbine | GT |  | S | 40 | 42 | 3 | N | 1989 |  |  | Y | Industrial CHP | 7 | T | NG | DFO
Conventional Hydroelectric.WAT | hydro | TRUE | 12380 | Montana Dept-Natural Res&Consv | 54006 | Broadwater Power Project | MT | Broadwater | GEN1 | Conventional Hydroelectric | HY |  | S | 9.7 | 9.7 | 1.5 | N | 1989 |  |  | N | IPP Non-CHP | 2 | X | WAT
Landfill Gas.LFG | natural gas peaker | TRUE | 57224 | MM West Covina Energy LLC | 54015 | MM West Covina | CA | Los Angeles | GEN2 | Landfill Gas | ST |  | S | 5.4 | 5.4 | 5.2 | N | 1993 |  |  | N | IPP Non-CHP | 2 | X | LFG | NG
Conventional Hydroelectric.WAT | hydro | TRUE | 11295 | Los Angeles County-San Gabriel | 54017 | San Gabriel Hydro Project | CA | Los Angeles | U1 | Conventional Hydroelectric | HY |  | S | 3.7 | 3.6 | 0.8 | N | 1987 |  |  | N | IPP Non-CHP | 2 | X | WAT
Conventional Hydroelectric.WAT | hydro | TRUE | 11295 | Los Angeles County-San Gabriel | 54017 | San Gabriel Hydro Project | CA | Los Angeles | U2 | Conventional Hydroelectric | HY |  | S | 1.1 | 1 | 0.1 | N | 1987 |  |  | N | IPP Non-CHP | 2 | X | WAT
Natural Gas Fired Combined Cycle.NG | natural gas combined cycle | TRUE | 6838 | Rensselaer Generating LLC | 54034 | Rensselaer Cogen | NY | Rensselaer | GEN1 | Natural Gas Fired Combined Cycle | CT | G701 | S | 47 | 57 | 45 | N | 1994 |  |  | N | IPP Non-CHP | 2 | X | NG | DFO
Natural Gas Fired Combined Cycle.NG | natural gas combined cycle | TRUE | 6838 | Rensselaer Generating LLC | 54034 | Rensselaer Cogen | NY | Rensselaer | GEN2 | Natural Gas Fired Combined Cycle | CA | G701 | S | 32.4 | 27 | 15 | N | 1994 |  |  | N | IPP Non-CHP | 2 | X | NG | DFO
Geothermal.GEO | geothermal | TRUE | 34691 | Ormat Nevada Inc | 54038 | Geo East Mesa II | CA | Imperial | GEN1 | Geothermal | ST |  | S | 14.4 | 21.6 | 13.5 | N | 1989 |  |  | N | IPP Non-CHP | 2 | X | GEO
Natural Gas Fired Combined Cycle.NG | natural gas combined cycle | TRUE | 11127 | Lockport Energy Associates LP | 54041 | Lockport Energy Associates LP | NY | Niagara | GEN1 | Natural Gas Fired Combined Cycle | CT | LEA1 | S | 43.3 | 48.3 | 30 | N | 1992 |  |  | Y | IPP CHP | 3 | T | NG | DFO
Natural Gas Fired Combined Cycle.NG | natural gas combined cycle | TRUE | 11127 | Lockport Energy Associates LP | 54041 | Lockport Energy Associates LP | NY | Niagara | GEN2 | Natural Gas Fired Combined Cycle | CT | LEA1 | S | 43.3 | 48.3 | 30 | N | 1992 |  |  | Y | IPP CHP | 3 | T | NG | DFO
Natural Gas Fired Combined Cycle.NG | natural gas combined cycle | TRUE | 11127 | Lockport Energy Associates LP | 54041 | Lockport Energy Associates LP | NY | Niagara | GEN3 | Natural Gas Fired Combined Cycle | CT | LEA1 | S | 43.3 | 48.3 | 30 | N | 1992 |  |  | Y | IPP CHP | 3 | T | NG | DFO
Natural Gas Fired Combined Cycle.NG | natural gas combined cycle | TRUE | 11127 | Lockport Energy Associates LP | 54041 | Lockport Energy Associates LP | NY | Niagara | GEN4 | Natural Gas Fired Combined Cycle | CA | LEA1 | S | 78 | 80 | 14 | N | 1992 |  |  | Y | IPP CHP | 3 | T | NG | DFO
Natural Gas Fired Combustion Turbine.NG | natural gas peaker | FALSE | 19528 | University of Illinois | 54044 | University of Illinois Cogen Facility | IL | Cook | CT1 | Natural Gas Fired Combustion Turbine | GT |  | S | 6.4 | 7.8 | 0.5 | N | 2002 |  |  | Y | Commercial CHP | 5 | T | NG
Natural Gas Fired Combustion Turbine.NG | natural gas peaker | FALSE | 19528 | University of Illinois | 54044 | University of Illinois Cogen Facility | IL | Cook | CT2 | Natural Gas Fired Combustion Turbine | GT |  | S | 6.4 | 7.8 | 0.5 | N | 2002 |  |  | Y | Commercial CHP | 5 | T | NG
Natural Gas Fired Combustion Turbine.NG | natural gas peaker | FALSE | 19528 | University of Illinois | 54044 | University of Illinois Cogen Facility | IL | Cook | CT3 | Natural Gas Fired Combustion Turbine | GT |  | S | 6.4 | 7.8 | 0.5 | N | 2002 |  |  | Y | Commercial CHP | 5 | T | NG
Natural Gas Internal Combustion Engine.NG | natural gas peaker | FALSE | 19528 | University of Illinois | 54044 | University of Illinois Cogen Facility | IL | Cook | GEN1 | Natural Gas Internal Combustion Engine | IC |  | S | 6.3 | 6.3 | 3 | N | 1993 |  |  | Y | Commercial CHP | 5 | T | NG | DFO
Natural Gas Internal Combustion Engine.NG | natural gas peaker | FALSE | 19528 | University of Illinois | 54044 | University of Illinois Cogen Facility | IL | Cook | GEN2 | Natural Gas Internal Combustion Engine | IC |  | S | 6.3 | 6.3 | 3 | N | 1993 |  |  | Y | Commercial CHP | 5 | T | NG | DFO
Natural Gas Internal Combustion Engine.NG | natural gas peaker | FALSE | 19528 | University of Illinois | 54044 | University of Illinois Cogen Facility | IL | Cook | GEN3 | Natural Gas Internal Combustion Engine | IC |  | S | 3.7 | 3.7 | 1 | N | 2000 |  |  | Y | Commercial CHP | 5 | T | NG
Natural Gas Internal Combustion Engine.NG | natural gas peaker | FALSE | 19528 | University of Illinois | 54044 | University of Illinois Cogen Facility | IL | Cook | GEN4 | Natural Gas Internal Combustion Engine | IC |  | S | 3.7 | 3.7 | 1 | N | 2000 |  |  | Y | Commercial CHP | 5 | T | NG
Natural Gas Internal Combustion Engine.NG | natural gas peaker | FALSE | 19528 | University of Illinois | 54044 | University of Illinois Cogen Facility | IL | Cook | RE1 | Natural Gas Internal Combustion Engine | IC |  | S | 5.5 | 5.5 | 1 | N | 2002 |  |  | Y | Commercial CHP | 5 | T | NG
Natural Gas Internal Combustion Engine.NG | natural gas peaker | FALSE | 19528 | University of Illinois | 54044 | University of Illinois Cogen Facility | IL | Cook | RE2 | Natural Gas Internal Combustion Engine | IC |  | S | 5.5 | 5.5 | 1 | N | 2002 |  |  | Y | Commercial CHP | 5 | T | NG
Natural Gas Internal Combustion Engine.NG | natural gas peaker | FALSE | 19528 | University of Illinois | 54044 | University of Illinois Cogen Facility | IL | Cook | RE3 | Natural Gas Internal Combustion Engine | IC |  | S | 5.5 | 5.5 | 1 | N | 2002 |  |  | Y | Commercial CHP | 5 | T | NG
Landfill Gas.LFG | natural gas peaker | TRUE | 16073 | Riverview Energy Systems | 54057 | Riverview Energy Systems | MI | Wayne | GEN1 | Landfill Gas | GT |  | S | 2.8 | 3.2 | 1.1 | N | 1988 |  |  | N | IPP Non-CHP | 2 | X | LFG
Landfill Gas.LFG | natural gas peaker | TRUE | 16073 | Riverview Energy Systems | 54057 | Riverview Energy Systems | MI | Wayne | GEN2 | Landfill Gas | GT |  | S | 2.8 | 3.2 | 1.1 | N | 1988 |  |  | N | IPP Non-CHP | 2 | X | LFG
Natural Gas Fired Combined Cycle.NG | natural gas combined cycle | TRUE | 9261 | Indeck-Olean Ltd Partnership | 54076 | Indeck Olean Energy Center | NY | Cattaraugus | GEN1 | Natural Gas Fired Combined Cycle | CT | G721 | S | 34.1 | 43.2 | 29 | N | 1994 |  |  | Y | IPP CHP | 3 | T | NG | DFO
Natural Gas Fired Combined Cycle.NG | natural gas combined cycle | TRUE | 9261 | Indeck-Olean Ltd Partnership | 54076 | Indeck Olean Energy Center | NY | Cattaraugus | GEN2 | Natural Gas Fired Combined Cycle | CA | G721 | S | 44.6 | 44.6 | 34 | N | 1994 |  |  | Y | IPP CHP | 3 | T | NG | DFO
Natural Gas Steam Turbine.NG | natural gas steam turbine | TRUE | 61854 | Veolia Energy Operating Service | 54081 | Spruance Operating Services LLC | VA | Richmond City | GEN3 | Natural Gas Steam Turbine | ST |  | W | 42.5 | 42.5 | 5 | N | 1992 |  |  | Y | IPP CHP | 3 | T | NG
Natural Gas Steam Turbine.NG | natural gas steam turbine | TRUE | 61854 | Veolia Energy Operating Service | 54081 | Spruance Operating Services LLC | VA | Richmond City | GEN4 | Natural Gas Steam Turbine | ST |  | W | 12.5 | 12.5 | 5 | N | 1992 |  |  | Y | IPP CHP | 3 | T | NG
Wood/Wood Waste Biomass.BLQ | biomass | FALSE | 9390 | International Paper Co-GT Mill | 54087 | International Paper Georgetown Mill | SC | Georgetown | GEN1 | Wood/Wood Waste Biomass | ST |  | S | 25.3 | 25.6 | 10 | N | 1966 |  |  | Y | Industrial CHP | 7 | T | BLQ | RFO |  |  |  | BIT
Wood/Wood Waste Biomass.WDS | biomass | FALSE | 9390 | International Paper Co-GT Mill | 54087 | International Paper Georgetown Mill | SC | Georgetown | GEN2 | Wood/Wood Waste Biomass | ST |  | S | 27.4 | 27.7 | 10 | N | 1984 |  |  | Y | Industrial CHP | 7 | T | WDS | TDF | NG | RFO | BIT
Wood/Wood Waste Biomass.WDS | biomass | FALSE | 9390 | International Paper Co-GT Mill | 54087 | International Paper Georgetown Mill | SC | Georgetown | GEN3 | Wood/Wood Waste Biomass | ST |  | S | 37.7 | 38.1 | 10 | N | 1984 |  |  | Y | Industrial CHP | 7 | T | WDS | TDF | NG | RFO | BIT
Wood/Wood Waste Biomass.BLQ | biomass | FALSE | 9312 | IPC-Mansfield Mill | 54091 | Mansfield Mill | LA | DeSoto | GEN1 | Wood/Wood Waste Biomass | ST |  | S | 24.6 | 27.8 | 10 | N | 1981 |  |  | Y | Industrial CHP | 7 | T | BLQ | NG | WDS | TDF | WO
Wood/Wood Waste Biomass.BLQ | biomass | FALSE | 9312 | IPC-Mansfield Mill | 54091 | Mansfield Mill | LA | DeSoto | GEN2 | Wood/Wood Waste Biomass | ST |  | S | 25.6 | 27.7 | 10 | N | 1981 |  |  | Y | Industrial CHP | 7 | T | BLQ | NG | WDS | TDF | WO
Wood/Wood Waste Biomass.BLQ | biomass | FALSE | 9312 | IPC-Mansfield Mill | 54091 | Mansfield Mill | LA | DeSoto | GEN3 | Wood/Wood Waste Biomass | ST |  | S | 22.1 | 25 | 10 | N | 1981 |  |  | Y | Industrial CHP | 7 | T | BLQ | NG | WDS | TDF | WO
Natural Gas Fired Combustion Turbine.NG | natural gas peaker | FALSE | 9312 | IPC-Mansfield Mill | 54091 | Mansfield Mill | LA | DeSoto | GEN5 | Natural Gas Fired Combustion Turbine | GT |  | S | 45 | 48 | 10 | N | 2019 |  |  | N | Industrial CHP | 7 | X | NG
Natural Gas Steam Turbine.NG | natural gas steam turbine | FALSE | 9393 | International Paper Co-Riverdl | 54096 | International Paper Riverdale Mill | AL | Dallas | GEN1 | Natural Gas Steam Turbine | ST |  | S | 11.6 | 11.6 | 2 | N | 1967 |  |  | N | Industrial CHP | 7 | X | NG | BLQ | WDS | DFO
Wood/Wood Waste Biomass.BLQ | biomass | FALSE | 9393 | International Paper Co-Riverdl | 54096 | International Paper Riverdale Mill | AL | Dallas | GEN2 | Wood/Wood Waste Biomass | ST |  | S | 37.4 | 37.4 | 10 | N | 1985 |  |  | N | Industrial CHP | 7 | X | BLQ | NG | WDS | DFO
Natural Gas Fired Combined Cycle.NG | natural gas combined cycle | FALSE | 9393 | International Paper Co-Riverdl | 54096 | International Paper Riverdale Mill | AL | Dallas | GEN3 | Natural Gas Fired Combined Cycle | CA | CC01 | S | 17 | 17 | 2 | N | 1994 |  |  | N | Industrial CHP | 7 | X | NG | BFG | WDS | DFO
Natural Gas Fired Combined Cycle.NG | natural gas combined cycle | FALSE | 9393 | International Paper Co-Riverdl | 54096 | International Paper Riverdale Mill | AL | Dallas | GEN4 | Natural Gas Fired Combined Cycle | CT | CC01 | S | 38.2 | 38.2 | 17 | N | 1994 |  |  | Y | Industrial CHP | 7 | T | NG | DFO
Wood/Wood Waste Biomass.BLQ | biomass | FALSE | 61963 | Graphic Packaging International - Texarkana | 54097 | International Paper Texarkana Mill | TX | Cass | GEN1 | Wood/Wood Waste Biomass | ST |  | S | 25 | 25 | 5 | N | 1972 |  |  | Y | Industrial CHP | 7 | T | BLQ | NG
Wood/Wood Waste Biomass.BLQ | biomass | FALSE | 61963 | Graphic Packaging International - Texarkana | 54097 | International Paper Texarkana Mill | TX | Cass | GEN2 | Wood/Wood Waste Biomass | ST |  | S | 40 | 40 | 5 | N | 1977 |  |  | Y | Industrial CHP | 7 | T | BLQ | OBS | NG | WDS
Wood/Wood Waste Biomass.BLQ | biomass | FALSE | 54738 | Thilmany LLC | 54098 | Kaukauna Paper Mill | WI | Outagamie | GEN1 | Wood/Wood Waste Biomass | ST |  | S | 6 | 6 | 1 | N | 1951 |  |  | Y | Industrial CHP | 7 | T | BLQ | NG | RFO | WDS
Wood/Wood Waste Biomass.BLQ | biomass | FALSE | 54738 | Thilmany LLC | 54098 | Kaukauna Paper Mill | WI | Outagamie | GEN2 | Wood/Wood Waste Biomass | ST |  | S | 11 | 11 | 1 | N | 1977 |  |  | Y | Industrial CHP | 7 | T | BLQ | NG | RFO | WDS
Wood/Wood Waste Biomass.BLQ | biomass | FALSE | 54738 | Thilmany LLC | 54098 | Kaukauna Paper Mill | WI | Outagamie | GEN3 | Wood/Wood Waste Biomass | ST |  | S | 15.6 | 15.6 | 2 | N | 1962 |  |  | N | Industrial CHP | 7 | X | BLQ | NG | RFO | WDS
Natural Gas Steam Turbine.NG | natural gas steam turbine | FALSE | 54738 | Thilmany LLC | 54098 | Kaukauna Paper Mill | WI | Outagamie | GEN4 | Natural Gas Steam Turbine | ST |  | S | 12 | 12 | 1 | N | 1967 |  |  | Y | Industrial CHP | 7 | T | NG | BLQ | RFO
Natural Gas Steam Turbine.NG | natural gas steam turbine | FALSE | 9350 | Sylvamo North America LLC | 54099 | Ticonderoga Mill | NY | Essex | GEN1 | Natural Gas Steam Turbine | ST |  | S | 41 | 39 | 2 | N | 1970 |  |  | Y | Industrial CHP | 7 | B | NG | BLQ | WDS | RFO | OG
Wood/Wood Waste Biomass.BLQ | biomass | FALSE | 9382 | International Paper Co-Vicksbg | 54100 | International Paper Vicksburg Mill | MS | Warren | GEN1 | Wood/Wood Waste Biomass | ST |  | S | 1.5 | 1.5 | 0.5 | N | 1967 |  |  | Y | Industrial CHP | 7 | T | BLQ | NG | RFO | AB | TDF
Wood/Wood Waste Biomass.BLQ | biomass | FALSE | 9382 | International Paper Co-Vicksbg | 54100 | International Paper Vicksburg Mill | MS | Warren | GEN2 | Wood/Wood Waste Biomass | ST |  | S | 37 | 37 | 6 | N | 1967 |  |  | Y | Industrial CHP | 7 | T | BLQ | NG | RFO | AB | TDF
Wood/Wood Waste Biomass.BLQ | biomass | FALSE | 7172 | Georgia-Pacific Cedar Springs LLC | 54101 | Georgia-Pacific Cedar Springs | GA | Early | GEN1 | Wood/Wood Waste Biomass | ST |  | S | 45 | 50 | 5 | N | 1963 |  |  | Y | Industrial CHP | 7 | T | BLQ | WDS | BIT | RFO | DFO
Wood/Wood Waste Biomass.BLQ | biomass | FALSE | 7172 | Georgia-Pacific Cedar Springs LLC | 54101 | Georgia-Pacific Cedar Springs | GA | Early | GEN2 | Wood/Wood Waste Biomass | ST |  | S | 45 | 50 | 5 | N | 1965 |  |  | Y | Industrial CHP | 7 | T | BLQ | WDS | BIT | RFO | DFO
Conventional Hydroelectric.WAT | hydro | FALSE | 5033 | Domtar Industries Inc | 54103 | Port Edwards Mill | WI | Wood | HG1 | Conventional Hydroelectric | HY |  | S | 0.4 | 0.4 | 0.2 | N | 1913 |  |  | N | Industrial Non-CHP | 6 | X | WAT
Conventional Hydroelectric.WAT | hydro | FALSE | 5033 | Domtar Industries Inc | 54103 | Port Edwards Mill | WI | Wood | HG2 | Conventional Hydroelectric | HY |  | S | 0.4 | 0.4 | 0.2 | N | 1913 |  |  | N | Industrial Non-CHP | 6 | X | WAT
Conventional Hydroelectric.WAT | hydro | FALSE | 5033 | Domtar Industries Inc | 54103 | Port Edwards Mill | WI | Wood | HG3 | Conventional Hydroelectric | HY |  | S | 0.4 | 0.4 | 0.2 | N | 1913 |  |  | N | Industrial Non-CHP | 6 | X | WAT
Conventional Hydroelectric.WAT | hydro | FALSE | 5033 | Domtar Industries Inc | 54103 | Port Edwards Mill | WI | Wood | HG4 | Conventional Hydroelectric | HY |  | S | 0.4 | 0.4 | 0.2 | N | 1913 |  |  | N | Industrial Non-CHP | 6 | X | WAT
Conventional Hydroelectric.WAT | hydro | FALSE | 5033 | Domtar Industries Inc | 54103 | Port Edwards Mill | WI | Wood | HG5 | Conventional Hydroelectric | HY |  | S | 0.8 | 0.7 | 0.4 | N | 1926 |  |  | N | Industrial Non-CHP | 6 | X | WAT
Conventional Hydroelectric.WAT | hydro | FALSE | 5033 | Domtar Industries Inc | 54103 | Port Edwards Mill | WI | Wood | HG6 | Conventional Hydroelectric | HY |  | S | 0.8 | 0.7 | 0.4 | N | 1926 |  |  | N | Industrial Non-CHP | 6 | X | WAT
Conventional Hydroelectric.WAT | hydro | FALSE | 5033 | Domtar Industries Inc | 54103 | Port Edwards Mill | WI | Wood | JHG1 | Conventional Hydroelectric | HY |  | S | 1.2 | 1.2 | 0.6 | N | 1926 |  |  | N | Industrial Non-CHP | 6 | X | WAT
Conventional Hydroelectric.WAT | hydro | FALSE | 5033 | Domtar Industries Inc | 54103 | Port Edwards Mill | WI | Wood | JHG2 | Conventional Hydroelectric | HY |  | S | 0.6 | 0.6 | 0.3 | N | 1938 |  |  | N | Industrial Non-CHP | 6 | X | WAT
Conventional Hydroelectric.WAT | hydro | FALSE | 5033 | Domtar Industries Inc | 54103 | Port Edwards Mill | WI | Wood | JHG3 | Conventional Hydroelectric | HY |  | S | 0.6 | 0.6 | 0.3 | N | 1939 |  |  | N | Industrial Non-CHP | 6 | X | WAT
Conventional Hydroelectric.WAT | hydro | FALSE | 5033 | Domtar Industries Inc | 54103 | Port Edwards Mill | WI | Wood | JHG4 | Conventional Hydroelectric | HY |  | S | 0.4 | 0.4 | 0.2 | N | 1943 |  |  | N | Industrial Non-CHP | 6 | X | WAT
Conventional Hydroelectric.WAT | hydro | FALSE | 5033 | Domtar Industries Inc | 54103 | Port Edwards Mill | WI | Wood | JHG5 | Conventional Hydroelectric | HY |  | S | 0.6 | 0.6 | 0.3 | N | 1977 |  |  | N | Industrial Non-CHP | 6 | X | WAT
Wood/Wood Waste Biomass.BLQ | biomass | FALSE | 5262 | Domtar Industries Inc | 54104 | Ashdown | AR | Little River | GEN1 | Wood/Wood Waste Biomass | ST |  | S | 17 | 17 | 5 | N | 1968 |  |  | Y | Industrial CHP | 7 | T | BLQ | NG | WDS | BIT | RFO
Wood/Wood Waste Biomass.BLQ | biomass | FALSE | 5262 | Domtar Industries Inc | 54104 | Ashdown | AR | Little River | GEN2 | Wood/Wood Waste Biomass | ST |  | S | 40 | 40 | 5 | N | 1979 |  |  | Y | Industrial CHP | 7 | T | BLQ | NG | WDS | BIT | RFO
Wood/Wood Waste Biomass.BLQ | biomass | FALSE | 5262 | Domtar Industries Inc | 54104 | Ashdown | AR | Little River | GEN3 | Wood/Wood Waste Biomass | ST |  | S | 33 | 33 | 5 | N | 1991 |  |  | Y | Industrial CHP | 7 | T | BLQ | NG | WDS | BIT | RFO
Wood/Wood Waste Biomass.BLQ | biomass | FALSE | 5262 | Domtar Industries Inc | 54104 | Ashdown | AR | Little River | GEN4 | Wood/Wood Waste Biomass | ST |  | S | 38 | 38 | 5 | N | 1991 |  |  | Y | Industrial CHP | 7 | T | BLQ | NG | WDS | BIT | RFO
Geothermal.GEO | geothermal | TRUE | 49748 | ORCAL Geothermal, Inc | 54111 | Second Imperial Geothermal | CA | Imperial | GE13 | Geothermal | BT |  | W | 12 | 16 | 12 | N | 2006 |  |  | N | IPP Non-CHP | 2 | X | GEO
Geothermal.GEO | geothermal | TRUE | 49748 | ORCAL Geothermal, Inc | 54111 | Second Imperial Geothermal | CA | Imperial | GEN14 | Geothermal | BT |  | W | 12 | 16 | 12 | N | 2008 |  |  | N | IPP Non-CHP | 2 | X | GEO
Geothermal.GEO | geothermal | TRUE | 49748 | ORCAL Geothermal, Inc | 54111 | Second Imperial Geothermal | CA | Imperial | OEC1 | Geothermal | BT |  | W | 17.5 | 26.5 | 5 | N | 2022 |  |  | N | IPP Non-CHP | 2 | X | GEO
Geothermal.GEO | geothermal | TRUE | 49748 | ORCAL Geothermal, Inc | 54111 | Second Imperial Geothermal | CA | Imperial | OEC2 | Geothermal | BT |  | W | 10.6 | 16 | 5 | N | 2022 |  |  | N | IPP Non-CHP | 2 | X | GEO
Natural Gas Fired Combined Cycle.NG | natural gas combined cycle | TRUE | 10349 | KIAC Partners | 54114 | Kennedy International Airport Cogen | NY | Queens | GEN1 | Natural Gas Fired Combined Cycle | CT | CC1 | W | 49 | 51.1 | 30 | N | 1994 |  |  | Y | IPP CHP | 3 | T | NG | DFO
Natural Gas Fired Combined Cycle.NG | natural gas combined cycle | TRUE | 10349 | KIAC Partners | 54114 | Kennedy International Airport Cogen | NY | Queens | GEN2 | Natural Gas Fired Combined Cycle | CT | CC1 | W | 51.7 | 50 | 30 | N | 1994 |  |  | Y | IPP CHP | 3 | T | NG | DFO
Natural Gas Fired Combined Cycle.NG | natural gas combined cycle | TRUE | 10349 | KIAC Partners | 54114 | Kennedy International Airport Cogen | NY | Queens | GEN3 | Natural Gas Fired Combined Cycle | CA | CC1 | W | 26 | 24.9 | 6 | N | 1995 |  |  | Y | IPP CHP | 3 | T | NG | DFO
Conventional Hydroelectric.WAT | hydro | TRUE | 56839 | KEI (Maine) Power Management (IV) LLC | 54123 | Mechanic Falls | ME | Androscoggin | GEN1 | Conventional Hydroelectric | HY |  | S | 1 | 1 | 0.1 | N | 1986 |  |  | N | IPP Non-CHP | 2 | X | WAT
Conventional Hydroelectric.WAT | hydro | TRUE | 56839 | KEI (Maine) Power Management (IV) LLC | 54123 | Mechanic Falls | ME | Androscoggin | GEN2 | Conventional Hydroelectric | HY |  | S | 0.4 | 0.4 | 0.1 | N | 1986 |  |  | N | IPP Non-CHP | 2 | X | WAT
Conventional Hydroelectric.WAT | hydro | TRUE | 56837 | KEI (Maine) Power Management (II) LLC | 54124 | Pittsfield Hydro | ME | Somerset | GEN1 | Conventional Hydroelectric | HY |  | S | 0.4 | 0.4 | 0.1 | N | 1986 |  |  | N | IPP Non-CHP | 2 | X | WAT
Conventional Hydroelectric.WAT | hydro | TRUE | 56837 | KEI (Maine) Power Management (II) LLC | 54124 | Pittsfield Hydro | ME | Somerset | GEN2 | Conventional Hydroelectric | HY |  | S | 0.3 | 0.3 | 0.1 | N | 1986 |  |  | N | IPP Non-CHP | 2 | X | WAT
Conventional Hydroelectric.WAT | hydro | TRUE | 56837 | KEI (Maine) Power Management (II) LLC | 54124 | Pittsfield Hydro | ME | Somerset | GEN3 | Conventional Hydroelectric | HY |  | S | 0.4 | 0.4 | 0.1 | N | 1986 |  |  | N | IPP Non-CHP | 2 | X | WAT
Natural Gas Fired Combined Cycle.NG | natural gas combined cycle | TRUE | 50136 | North American Energy Services | 54131 | Fortistar North Tonawanda | NY | Niagara | GEN1 | Natural Gas Fired Combined Cycle | CT | CC1 | W | 37.4 | 44.7 | 30.6 | N | 1993 |  |  | Y | IPP CHP | 3 | T | NG | DFO
Natural Gas Fired Combined Cycle.NG | natural gas combined cycle | TRUE | 50136 | North American Energy Services | 54131 | Fortistar North Tonawanda | NY | Niagara | GEN2 | Natural Gas Fired Combined Cycle | CA | CC1 | W | 20 | 20 | 10 | N | 1993 |  |  | Y | IPP CHP | 3 | T | NG
Batteries.MWH | battery storage | TRUE | 7595 | Great Lakes Hydro America LLC | 54134 | Great Lakes Hydro America - ME | ME | Penobscot | BES1 | Batteries | BA |  | S | 9.4 | 9.4 | 0.1 | N | 2020 |  |  | N | IPP Non-CHP | 2 | X | MWH
Batteries.MWH | battery storage | TRUE | 7595 | Great Lakes Hydro America LLC | 54134 | Great Lakes Hydro America - ME | ME | Penobscot | BES2 | Batteries | BA |  | S | 9.4 | 9.4 | 0.1 | N | 2020 |  |  | N | IPP Non-CHP | 2 | X | MWH
Conventional Hydroelectric.WAT | hydro | TRUE | 7595 | Great Lakes Hydro America LLC | 54134 | Great Lakes Hydro America - ME | ME | Penobscot | DOH2 | Conventional Hydroelectric | HY |  | S | 1.3 | 1.3 | 0.2 | N | 1925 |  |  | N | IPP Non-CHP | 2 | X | WAT
Conventional Hydroelectric.WAT | hydro | TRUE | 7595 | Great Lakes Hydro America LLC | 54134 | Great Lakes Hydro America - ME | ME | Penobscot | DOH3 | Conventional Hydroelectric | HY |  | S | 1.3 | 1.3 | 0.2 | N | 1925 |  |  | N | IPP Non-CHP | 2 | X | WAT
Conventional Hydroelectric.WAT | hydro | TRUE | 7595 | Great Lakes Hydro America LLC | 54134 | Great Lakes Hydro America - ME | ME | Penobscot | DOH4 | Conventional Hydroelectric | HY |  | S | 1.8 | 1.8 | 0.2 | N | 1925 |  |  | N | IPP Non-CHP | 2 | X | WAT
Conventional Hydroelectric.WAT | hydro | TRUE | 7595 | Great Lakes Hydro America LLC | 54134 | Great Lakes Hydro America - ME | ME | Penobscot | DOH5 | Conventional Hydroelectric | HY |  | S | 5 | 4.9 | 0.5 | N | 1988 |  |  | N | IPP Non-CHP | 2 | X | WAT
Conventional Hydroelectric.WAT | hydro | TRUE | 7595 | Great Lakes Hydro America LLC | 54134 | Great Lakes Hydro America - ME | ME | Penobscot | DOH6 | Conventional Hydroelectric | HY |  | S | 3.9 | 3.8 | 0.5 | N | 1975 |  |  | N | IPP Non-CHP | 2 | X | WAT
Conventional Hydroelectric.WAT | hydro | TRUE | 7595 | Great Lakes Hydro America LLC | 54134 | Great Lakes Hydro America - ME | ME | Penobscot | DOH7 | Conventional Hydroelectric | HY |  | S | 3.9 | 3.8 | 0.5 | N | 1975 |  |  | N | IPP Non-CHP | 2 | X | WAT
Conventional Hydroelectric.WAT | hydro | TRUE | 7595 | Great Lakes Hydro America LLC | 54134 | Great Lakes Hydro America - ME | ME | Penobscot | DOH8 | Conventional Hydroelectric | HY |  | S | 3.4 | 3.3 | 0.2 | N | 1930 |  |  | N | IPP Non-CHP | 2 | X | WAT |  |  |  |  | NG
Conventional Hydroelectric.WAT | hydro | TRUE | 7595 | Great Lakes Hydro America LLC | 54134 | Great Lakes Hydro America - ME | ME | Penobscot | EMH1 | Conventional Hydroelectric | HY |  | S | 1.5 | 1.5 | 0.2 | N | 1948 |  |  | N | IPP Non-CHP | 2 | X | WAT
Conventional Hydroelectric.WAT | hydro | TRUE | 7595 | Great Lakes Hydro America LLC | 54134 | Great Lakes Hydro America - ME | ME | Penobscot | EMH2 | Conventional Hydroelectric | HY |  | S | 1.5 | 1.5 | 0.2 | N | 1948 |  |  | N | IPP Non-CHP | 2 | X | WAT
Conventional Hydroelectric.WAT | hydro | TRUE | 7595 | Great Lakes Hydro America LLC | 54134 | Great Lakes Hydro America - ME | ME | Penobscot | EMH3 | Conventional Hydroelectric | HY |  | S | 1.5 | 1.5 | 0.2 | N | 1948 |  |  | N | IPP Non-CHP | 2 | X | WAT
Conventional Hydroelectric.WAT | hydro | TRUE | 7595 | Great Lakes Hydro America LLC | 54134 | Great Lakes Hydro America - ME | ME | Penobscot | EMH4 | Conventional Hydroelectric | HY |  | S | 1.5 | 1.5 | 0.2 | N | 1948 |  |  | N | IPP Non-CHP | 2 | X | WAT
Conventional Hydroelectric.WAT | hydro | TRUE | 7595 | Great Lakes Hydro America LLC | 54134 | Great Lakes Hydro America - ME | ME | Penobscot | EMH5 | Conventional Hydroelectric | HY |  | S | 1.5 | 1.5 | 0.2 | N | 1948 |  |  | N | IPP Non-CHP | 2 | X | WAT
Conventional Hydroelectric.WAT | hydro | TRUE | 7595 | Great Lakes Hydro America LLC | 54134 | Great Lakes Hydro America - ME | ME | Penobscot | EMH6 | Conventional Hydroelectric | HY |  | S | 1.5 | 1.5 | 0.2 | N | 1948 |  |  | N | IPP Non-CHP | 2 | X | WAT
Conventional Hydroelectric.WAT | hydro | TRUE | 7595 | Great Lakes Hydro America LLC | 54134 | Great Lakes Hydro America - ME | ME | Penobscot | MCH1 | Conventional Hydroelectric | HY |  | S | 11.6 | 11.2 | 8 | N | 1953 |  |  | N | IPP Non-CHP | 2 | X | WAT
Conventional Hydroelectric.WAT | hydro | TRUE | 7595 | Great Lakes Hydro America LLC | 54134 | Great Lakes Hydro America - ME | ME | Penobscot | MCH2 | Conventional Hydroelectric | HY |  | S | 11.6 | 11.2 | 8 | N | 1953 |  |  | N | IPP Non-CHP | 2 | X | WAT
Conventional Hydroelectric.WAT | hydro | TRUE | 7595 | Great Lakes Hydro America LLC | 54134 | Great Lakes Hydro America - ME | ME | Penobscot | MCH3 | Conventional Hydroelectric | HY |  | S | 12.5 | 12.1 | 9 | N | 1967 |  |  | N | IPP Non-CHP | 2 | X | WAT
Conventional Hydroelectric.WAT | hydro | TRUE | 7595 | Great Lakes Hydro America LLC | 54134 | Great Lakes Hydro America - ME | ME | Penobscot | MIH2 | Conventional Hydroelectric | HY |  | S | 5.3 | 5.8 | 0.5 | N | 1917 |  |  | N | IPP Non-CHP | 2 | X | WAT
Conventional Hydroelectric.WAT | hydro | TRUE | 7595 | Great Lakes Hydro America LLC | 54134 | Great Lakes Hydro America - ME | ME | Penobscot | MIH3 | Conventional Hydroelectric | HY |  | S | 5.3 | 5.8 | 0.5 | N | 1917 |  |  | N | IPP Non-CHP | 2 | X | WAT
Conventional Hydroelectric.WAT | hydro | TRUE | 7595 | Great Lakes Hydro America LLC | 54134 | Great Lakes Hydro America - ME | ME | Penobscot | MIH4 | Conventional Hydroelectric | HY |  | S | 5.5 | 5.5 | 0.5 | N | 1917 |  |  | N | IPP Non-CHP | 2 | X | WAT
Conventional Hydroelectric.WAT | hydro | TRUE | 7595 | Great Lakes Hydro America LLC | 54134 | Great Lakes Hydro America - ME | ME | Penobscot | MIH5 | Conventional Hydroelectric | HY |  | S | 4.9 | 4.7 | 0.5 | N | 1921 |  |  | N | IPP Non-CHP | 2 | X | WAT
Conventional Hydroelectric.WAT | hydro | TRUE | 7595 | Great Lakes Hydro America LLC | 54134 | Great Lakes Hydro America - ME | ME | Penobscot | MIH6 | Conventional Hydroelectric | HY |  | S | 4.9 | 4.7 | 0.5 | N | 1921 |  |  | N | IPP Non-CHP | 2 | X | WAT
Conventional Hydroelectric.WAT | hydro | TRUE | 7595 | Great Lakes Hydro America LLC | 54134 | Great Lakes Hydro America - ME | ME | Penobscot | MIH7 | Conventional Hydroelectric | HY |  | S | 5.5 | 5.5 | 0.5 | N | 1921 |  |  | N | IPP Non-CHP | 2 | X | WAT
Conventional Hydroelectric.WAT | hydro | TRUE | 7595 | Great Lakes Hydro America LLC | 54134 | Great Lakes Hydro America - ME | ME | Penobscot | MIH8 | Conventional Hydroelectric | HY |  | S | 5.1 | 5 | 0.5 | N | 1987 |  |  | N | IPP Non-CHP | 2 | X | WAT
Conventional Hydroelectric.WAT | hydro | TRUE | 7595 | Great Lakes Hydro America LLC | 54134 | Great Lakes Hydro America - ME | ME | Penobscot | MIHI | Conventional Hydroelectric | HY |  | S | 5.1 | 5 | 0.5 | N | 1987 |  |  | N | IPP Non-CHP | 2 | X | WAT
Conventional Hydroelectric.WAT | hydro | TRUE | 7595 | Great Lakes Hydro America LLC | 54134 | Great Lakes Hydro America - ME | ME | Penobscot | NOH1 | Conventional Hydroelectric | HY |  | S | 3 | 2.9 | 0.5 | N | 1986 |  |  | N | IPP Non-CHP | 2 | X | WAT
Conventional Hydroelectric.WAT | hydro | TRUE | 7595 | Great Lakes Hydro America LLC | 54134 | Great Lakes Hydro America - ME | ME | Penobscot | NOH2 | Conventional Hydroelectric | HY |  | S | 3 | 2.9 | 0.5 | N | 1986 |  |  | N | IPP Non-CHP | 2 | X | WAT
Conventional Hydroelectric.WAT | hydro | TRUE | 7595 | Great Lakes Hydro America LLC | 54134 | Great Lakes Hydro America - ME | ME | Penobscot | NOH3 | Conventional Hydroelectric | HY |  | S | 3 | 2.9 | 0.5 | N | 1986 |  |  | N | IPP Non-CHP | 2 | X | WAT
Conventional Hydroelectric.WAT | hydro | TRUE | 7595 | Great Lakes Hydro America LLC | 54134 | Great Lakes Hydro America - ME | ME | Penobscot | WEH1 | Conventional Hydroelectric | HY |  | S | 4.6 | 4.4 | 0.5 | N | 1940 |  |  | N | IPP Non-CHP | 2 | X | WAT
Conventional Hydroelectric.WAT | hydro | TRUE | 7595 | Great Lakes Hydro America LLC | 54134 | Great Lakes Hydro America - ME | ME | Penobscot | WEH2 | Conventional Hydroelectric | HY |  | S | 4.6 | 4.4 | 0.5 | N | 1940 |  |  | N | IPP Non-CHP | 2 | X | WAT
Conventional Hydroelectric.WAT | hydro | TRUE | 7595 | Great Lakes Hydro America LLC | 54134 | Great Lakes Hydro America - ME | ME | Penobscot | WEH3 | Conventional Hydroelectric | HY |  | S | 4.6 | 4.4 | 0.5 | N | 1940 |  |  | N | IPP Non-CHP | 2 | X | WAT
Conventional Hydroelectric.WAT | hydro | TRUE | 7595 | Great Lakes Hydro America LLC | 54134 | Great Lakes Hydro America - ME | ME | Penobscot | WEH4 | Conventional Hydroelectric | HY |  | S | 4.6 | 4.4 | 0.5 | N | 1940 |  |  | N | IPP Non-CHP | 2 | X | WAT
Conventional Hydroelectric.WAT | hydro | TRUE | 5068 | Denver City & County of | 54142 | Hillcrest Pump Station | CO | Denver | GEN1 | Conventional Hydroelectric | HY |  | S | 2 | 2 | 0.2 | N | 1993 |  |  | N | IPP Non-CHP | 2 | X | WAT
Conventional Hydroelectric.WAT | hydro | TRUE | 56597 | Hydro Kennebec LLC | 54148 | Hydro Kennebec Project | ME | Kennebec | GEN1 | Conventional Hydroelectric | HY |  | S | 7.7 | 7.7 | 0.5 | N | 1989 |  |  | N | IPP Non-CHP | 2 | X | WAT
Conventional Hydroelectric.WAT | hydro | TRUE | 56597 | Hydro Kennebec LLC | 54148 | Hydro Kennebec Project | ME | Kennebec | GEN2 | Conventional Hydroelectric | HY |  | S | 7.7 | 7.7 | 0.5 | N | 1989 |  |  | N | IPP Non-CHP | 2 | X | WAT
Natural Gas Fired Combustion Turbine.NG | natural gas peaker | TRUE | 13587 | Nissequoque Cogen Partners | 54149 | Stony Brook Cogen Plant | NY | Suffolk | GEN1 | Natural Gas Fired Combustion Turbine | GT |  | S | 44.5 | 47.1 | 23 | N | 1995 |  |  | Y | IPP CHP | 3 | T | NG | DFO
Natural Gas Steam Turbine.NG | natural gas steam turbine | FALSE | 9434 | Iowa State University | 54201 | Iowa State University | IA | Story | GEN3 | Natural Gas Steam Turbine | ST |  | S | 13.3 | 13.3 | 2 | N | 1978 |  |  | Y | Commercial CHP | 5 | T | NG | BIT | DFO
Natural Gas Steam Turbine.NG | natural gas steam turbine | FALSE | 9434 | Iowa State University | 54201 | Iowa State University | IA | Story | GEN5 | Natural Gas Steam Turbine | ST |  | S | 11.5 | 11.5 | 2 | N | 1970 |  |  | Y | Commercial CHP | 5 | T | NG | BIT | DFO
Natural Gas Steam Turbine.NG | natural gas steam turbine | FALSE | 9434 | Iowa State University | 54201 | Iowa State University | IA | Story | GEN6 | Natural Gas Steam Turbine | ST |  | S | 15.1 | 15.1 | 3 | N | 2005 |  |  | Y | Commercial CHP | 5 | T | NG | BIT | DFO
Conventional Hydroelectric.WAT | hydro | TRUE | 10963 | Lewiston City of | 54202 | Upper Androscoggin | ME | Androscoggin | 1 | Conventional Hydroelectric | HY |  | S | 0.7 | 0.7 | 0.2 |  | 1920 |  |  | N | IPP Non-CHP | 2 | X | WAT
Conventional Hydroelectric.WAT | hydro | TRUE | 10963 | Lewiston City of | 54202 | Upper Androscoggin | ME | Androscoggin | 2 | Conventional Hydroelectric | HY |  | S | 0.5 | 0.5 | 0.2 |  | 1920 |  |  | N | IPP Non-CHP | 2 | X | WAT
Conventional Hydroelectric.WAT | hydro | TRUE | 10963 | Lewiston City of | 54202 | Upper Androscoggin | ME | Androscoggin | 3 | Conventional Hydroelectric | HY |  | S | 0.5 | 0.5 | 0.2 |  | 1920 |  |  | N | IPP Non-CHP | 2 | X | WAT
Natural Gas Fired Combustion Turbine.NG | natural gas peaker | FALSE | 12704 | Mississippi Baptist Medical | 54203 | Mississippi Baptist Medical Center | MS | Hinds | A | Natural Gas Fired Combustion Turbine | GT |  | S | 4 | 4 | 2 | N | 1991 |  |  | Y | Commercial CHP | 5 | T | NG
Other Gases.OG | other | FALSE | 56616 | Clevelandcliffs Warren | 54207 | Clevelandcliffs Warren | OH | Trumbull | GEN1 | Other Gases | ST |  | S | 2.8 | 2.8 | 1 | N | 1934 |  |  | Y | Industrial CHP | 7 | T | OG | NG | WC |  | BIT
Other Gases.OG | other | FALSE | 56616 | Clevelandcliffs Warren | 54207 | Clevelandcliffs Warren | OH | Trumbull | GEN3 | Other Gases | ST |  | S | 9.3 | 9.4 | 1 | N | 1981 |  |  | Y | Industrial CHP | 7 | T | OG | NG | WC
Conventional Steam Coal.SUB | hard coal | FALSE | 491 | American Crystal Sugar Co | 54210 | American Crystal Sugar Hillsboro | ND | Traill | G1 | Conventional Steam Coal | ST |  | S | 13.3 | 13.3 | 0.5 | N | 1990 |  |  | Y | Industrial CHP | 7 | T | SUB
Conventional Steam Coal.SUB | hard coal | FALSE | 491 | American Crystal Sugar Co | 54211 | American Crystal Sugar Moorhead | MN | Clay | G1 | Conventional Steam Coal | ST |  | S | 3 | 3 | 0.5 | N | 1948 |  |  | Y | Industrial CHP | 7 | T | SUB
Conventional Steam Coal.SUB | hard coal | FALSE | 491 | American Crystal Sugar Co | 54211 | American Crystal Sugar Moorhead | MN | Clay | G2 | Conventional Steam Coal | ST |  | S | 2 | 2 | 0.5 | N | 1961 |  |  | Y | Industrial CHP | 7 | T | SUB
Conventional Steam Coal.SUB | hard coal | FALSE | 491 | American Crystal Sugar Co | 54212 | American Crystal Sugar Crookston | MN | Polk | G1 | Conventional Steam Coal | ST |  | S | 3.5 | 3.5 | 0.5 | N | 1954 |  |  | Y | Industrial CHP | 7 | T | SUB
Conventional Steam Coal.SUB | hard coal | FALSE | 491 | American Crystal Sugar Co | 54212 | American Crystal Sugar Crookston | MN | Polk | G2 | Conventional Steam Coal | ST |  | S | 3 | 3 | 0.5 | N | 1975 |  |  | Y | Industrial CHP | 7 | T | SUB
Conventional Steam Coal.SUB | hard coal | FALSE | 491 | American Crystal Sugar Co | 54213 | American Crystal Sugar Drayton | ND | Pembina | G1 | Conventional Steam Coal | ST |  | S | 6 | 6 | 0.5 | N | 1965 |  |  | Y | Industrial CHP | 7 | T | SUB
Conventional Steam Coal.SUB | hard coal | FALSE | 491 | American Crystal Sugar Co | 54214 | American Crystal Sugar East Grand Forks | MN | Polk | G1 | Conventional Steam Coal | ST |  | S | 2.5 | 2.5 | 0.5 | N | 1990 |  |  | Y | Industrial CHP | 7 | T | SUB
Conventional Steam Coal.SUB | hard coal | FALSE | 491 | American Crystal Sugar Co | 54214 | American Crystal Sugar East Grand Forks | MN | Polk | G2 | Conventional Steam Coal | ST |  | S | 5 | 5 | 0.5 | N | 1990 |  |  | Y | Industrial CHP | 7 | T | SUB
Wood/Wood Waste Biomass.BLQ | biomass | FALSE | 2053 | Bowater Newport Coosa Pines Op | 54216 | U S Alliance Coosa Pines | AL | Talladega | GEN7 | Wood/Wood Waste Biomass | ST |  | S | 24.9 | 24.9 | 4 | N | 2007 |  |  | Y | Industrial CHP | 7 | T | BLQ | NG
Petroleum Liquids.DFO | petroleum | FALSE | 6738 | Franklin Heating Station | 54224 | Franklin Heating Station | MN | Olmsted | DG10 | Petroleum Liquids | IC |  | S | 3.1 | 3.1 | 0.6 | N | 2021 |  |  | N | Commercial CHP | 5 | X | DFO
Petroleum Liquids.DFO | petroleum | FALSE | 6738 | Franklin Heating Station | 54224 | Franklin Heating Station | MN | Olmsted | DG4 | Petroleum Liquids | IC |  | S | 2 | 2 | 0.1 | N | 2009 |  |  | N | Commercial CHP | 5 | X | DFO
Petroleum Liquids.DFO | petroleum | FALSE | 6738 | Franklin Heating Station | 54224 | Franklin Heating Station | MN | Olmsted | DG5 | Petroleum Liquids | IC |  | S | 2 | 2 | 0.1 | N | 2011 |  |  | N | Commercial CHP | 5 | X | DFO
Petroleum Liquids.DFO | petroleum | FALSE | 6738 | Franklin Heating Station | 54224 | Franklin Heating Station | MN | Olmsted | DG8 | Petroleum Liquids | IC |  | S | 3.1 | 3.1 | 0.6 | N | 2021 |  |  | N | Commercial CHP | 5 | X | DFO
Petroleum Liquids.DFO | petroleum | FALSE | 6738 | Franklin Heating Station | 54224 | Franklin Heating Station | MN | Olmsted | EG1 | Petroleum Liquids | IC |  | S | 2 | 2 | 0.1 | N | 2001 |  |  | N | Commercial CHP | 5 | X | DFO
Petroleum Liquids.DFO | petroleum | FALSE | 6738 | Franklin Heating Station | 54224 | Franklin Heating Station | MN | Olmsted | EG2 | Petroleum Liquids | IC |  | S | 2 | 2 | 0.1 | N | 2001 |  |  | N | Commercial CHP | 5 | X | DFO
Petroleum Liquids.DFO | petroleum | FALSE | 6738 | Franklin Heating Station | 54224 | Franklin Heating Station | MN | Olmsted | EG3 | Petroleum Liquids | IC |  | S | 2 | 2 | 0.1 | N | 2001 |  |  | N | Commercial CHP | 5 | X | DFO
Natural Gas Steam Turbine.NG | natural gas steam turbine | FALSE | 6738 | Franklin Heating Station | 54224 | Franklin Heating Station | MN | Olmsted | GEN1 | Natural Gas Steam Turbine | ST |  | S | 2 | 2 | 0.6 | N | 1951 |  |  | Y | Commercial CHP | 5 | T | NG | DFO
Natural Gas Steam Turbine.NG | natural gas steam turbine | FALSE | 6738 | Franklin Heating Station | 54224 | Franklin Heating Station | MN | Olmsted | GEN2 | Natural Gas Steam Turbine | ST |  | S | 2 | 2 | 0.6 | N | 1951 |  |  | Y | Commercial CHP | 5 | T | NG | DFO
Natural Gas Steam Turbine.NG | natural gas steam turbine | FALSE | 6738 | Franklin Heating Station | 54224 | Franklin Heating Station | MN | Olmsted | GEN3 | Natural Gas Steam Turbine | ST |  | S | 6.1 | 6.1 | 1 | N | 1968 |  |  | Y | Commercial CHP | 5 | T | NG | DFO
All Other.PUR | other | FALSE | 6738 | Franklin Heating Station | 54224 | Franklin Heating Station | MN | Olmsted | GEN6 | All Other | ST |  | S | 2.8 | 2.8 | 0.6 | N | 2006 |  |  | Y | Commercial CHP | 5 | T | PUR
Natural Gas Fired Combustion Turbine.NG | natural gas peaker | FALSE | 7209 | The Gillette Company | 54225 | Gillette SBMC | MA | Suffolk | CTG3 | Natural Gas Fired Combustion Turbine | GT | 1 | S | 7.2 | 7.2 | 3.8 | N | 2011 |  |  | Y | Industrial CHP | 7 | T | NG | DFO
Petroleum Liquids.DFO | petroleum | FALSE | 7209 | The Gillette Company | 54225 | Gillette SBMC | MA | Suffolk | DG | Petroleum Liquids | IC |  | S | 0.5 | 0.5 | 0.1 | N | 1991 |  |  | N | Industrial CHP | 7 | X | DFO
Petroleum Liquids.DFO | petroleum | FALSE | 7209 | The Gillette Company | 54225 | Gillette SBMC | MA | Suffolk | DG2 | Petroleum Liquids | IC |  | S | 0.5 | 0.5 | 0.1 | N | 1997 |  |  | N | Industrial CHP | 7 | X | DFO
Petroleum Liquids.DFO | petroleum | FALSE | 7209 | The Gillette Company | 54225 | Gillette SBMC | MA | Suffolk | DG3 | Petroleum Liquids | IC |  | S | 1 | 1 | 0.3 | N | 2000 |  |  | N | Industrial CHP | 7 | X | DFO
Natural Gas Steam Turbine.NG | natural gas steam turbine | FALSE | 7209 | The Gillette Company | 54225 | Gillette SBMC | MA | Suffolk | TG2 | Natural Gas Steam Turbine | ST | 1 | S | 5 | 5 | 0.5 | N | 1971 |  |  | Y | Industrial CHP | 7 | B | NG | DFO
Natural Gas Steam Turbine.NG | natural gas steam turbine | FALSE | 5989 | Erving Paper Mills Inc | 54228 | Erving Paper Mills | MA | Franklin | 2 | Natural Gas Steam Turbine | ST | CC | S | 0.6 | 0.6 | 0 | N | 2013 |  |  | Y | Industrial CHP | 7 | T | NG | OTH | DFO
Natural Gas Fired Combustion Turbine.NG | natural gas peaker | FALSE | 5989 | Erving Paper Mills Inc | 54228 | Erving Paper Mills | MA | Franklin | 3 | Natural Gas Fired Combustion Turbine | GT | CC | S | 5.5 | 6 | 2.8 | N | 2015 |  |  | Y | Industrial CHP | 7 | T | NG | DFO
Natural Gas Fired Combustion Turbine.NG | natural gas peaker | FALSE | 14928 | Pfizer Inc | 54236 | Pfizer Groton Plant | CT | New London | GT-1 | Natural Gas Fired Combustion Turbine | GT |  | S | 9.5 | 10.5 | 4.5 | N | 2009 |  |  | Y | Industrial CHP | 7 | T | NG | DFO |  |  |  | TDF
Natural Gas Steam Turbine.NG | natural gas steam turbine | FALSE | 14928 | Pfizer Inc | 54236 | Pfizer Groton Plant | CT | New London | TG 3 | Natural Gas Steam Turbine | ST |  | S | 10 | 10 | 0.8 | N | 1952 |  |  | Y | Industrial CHP | 7 | T | NG | DFO |  |  |  | TDF
Natural Gas Steam Turbine.NG | natural gas steam turbine | FALSE | 14928 | Pfizer Inc | 54236 | Pfizer Groton Plant | CT | New London | TG 4 | Natural Gas Steam Turbine | ST |  | S | 5 | 5 | 0.8 | N | 1994 |  |  | Y | Industrial CHP | 7 | T | NG | DFO |  |  |  | TDF
Natural Gas Steam Turbine.NG | natural gas steam turbine | FALSE | 14928 | Pfizer Inc | 54236 | Pfizer Groton Plant | CT | New London | TG5 | Natural Gas Steam Turbine | ST |  | S | 7.5 | 7.5 | 0.5 | N | 2001 |  |  | Y | Industrial CHP | 7 | T | NG | DFO |  |  |  | TDF
Wood/Wood Waste Biomass.WDS | biomass | TRUE | 56652 | DTE Stockton LLC | 54238 | Stockton Biomass | CA | San Joaquin | STG | Wood/Wood Waste Biomass | ST |  | S | 45 | 45 | 22 | N | 1987 |  |  | Y | IPP CHP | 3 | T | WDS | NG
Petroleum Liquids.DFO | petroleum | FALSE | 10339 | Kings Bay Naval Base | 54239 | Naval Submarine Base Kings Bay | GA | Camden | 3023 | Petroleum Liquids | IC |  | S | 2.5 | 2.5 | 2.5 | N | 1984 |  |  | N | Commercial Non-CHP | 4 | X | DFO
Petroleum Liquids.DFO | petroleum | FALSE | 10339 | Kings Bay Naval Base | 54239 | Naval Submarine Base Kings Bay | GA | Camden | 3024 | Petroleum Liquids | IC |  | S | 2.5 | 2.5 | 2.5 | N | 1984 |  |  | N | Commercial Non-CHP | 4 | X | DFO
Petroleum Liquids.DFO | petroleum | FALSE | 10339 | Kings Bay Naval Base | 54239 | Naval Submarine Base Kings Bay | GA | Camden | 3025 | Petroleum Liquids | IC |  | S | 2.5 | 2.5 | 2.5 | N | 1984 |  |  | N | Commercial Non-CHP | 4 | X | DFO
Petroleum Liquids.DFO | petroleum | FALSE | 10339 | Kings Bay Naval Base | 54239 | Naval Submarine Base Kings Bay | GA | Camden | 3027 | Petroleum Liquids | IC |  | S | 2.5 | 2.5 | 2.5 | N | 1988 |  |  | N | Commercial Non-CHP | 4 | X | DFO
Petroleum Liquids.DFO | petroleum | FALSE | 10339 | Kings Bay Naval Base | 54239 | Naval Submarine Base Kings Bay | GA | Camden | 3028 | Petroleum Liquids | IC |  | S | 2.5 | 2.5 | 2.5 | N | 1988 |  |  | N | Commercial Non-CHP | 4 | X | DFO
Petroleum Liquids.DFO | petroleum | FALSE | 10339 | Kings Bay Naval Base | 54239 | Naval Submarine Base Kings Bay | GA | Camden | 3029 | Petroleum Liquids | IC |  | S | 2.5 | 2.5 | 2.5 | N | 1989 |  |  | N | Commercial Non-CHP | 4 | X | DFO
Petroleum Liquids.DFO | petroleum | FALSE | 10339 | Kings Bay Naval Base | 54239 | Naval Submarine Base Kings Bay | GA | Camden | 5876 | Petroleum Liquids | IC |  | S | 2.5 | 2.5 | 2.5 | N | 1988 |  |  | N | Commercial Non-CHP | 4 | X | DFO
Petroleum Liquids.DFO | petroleum | FALSE | 10339 | Kings Bay Naval Base | 54239 | Naval Submarine Base Kings Bay | GA | Camden | 5877 | Petroleum Liquids | IC |  | S | 2.5 | 2.5 | 2.5 | N | 1989 |  |  | N | Commercial Non-CHP | 4 | X | DFO
Petroleum Liquids.DFO | petroleum | FALSE | 10339 | Kings Bay Naval Base | 54239 | Naval Submarine Base Kings Bay | GA | Camden | 5878 | Petroleum Liquids | IC |  | S | 2.5 | 2.5 | 2.5 | N | 1989 |  |  | N | Commercial Non-CHP | 4 | X | DFO
Petroleum Liquids.DFO | petroleum | FALSE | 10339 | Kings Bay Naval Base | 54239 | Naval Submarine Base Kings Bay | GA | Camden | 5879 | Petroleum Liquids | IC |  | S | 2.5 | 2.5 | 2.5 | N | 1989 |  |  | N | Commercial Non-CHP | 4 | X | DFO
Petroleum Liquids.DFO | petroleum | FALSE | 10339 | Kings Bay Naval Base | 54239 | Naval Submarine Base Kings Bay | GA | Camden | 5880 | Petroleum Liquids | IC |  | S | 2.5 | 2.5 | 2.5 | N | 1989 |  |  | N | Commercial Non-CHP | 4 | X | DFO
Petroleum Liquids.DFO | petroleum | FALSE | 10339 | Kings Bay Naval Base | 54239 | Naval Submarine Base Kings Bay | GA | Camden | 5881 | Petroleum Liquids | IC |  | S | 2.5 | 2.5 | 2.5 | N | 1988 |  |  | N | Commercial Non-CHP | 4 | X | DFO
Natural Gas Fired Combustion Turbine.NG | natural gas peaker | FALSE | 11233 | Louisiana Tech University | 54240 | Louisiana Tech University Power Plant | LA | Lincoln | TG3 | Natural Gas Fired Combustion Turbine | GT |  | S | 6.4 | 7.4 | 3.6 | N | 2004 |  |  | Y | Commercial CHP | 5 | T | NG
Conventional Hydroelectric.WAT | hydro | TRUE | 60900 | Smith Creek Hydro, LLC | 54249 | Smith Falls Hydro Project | ID | Boundary | GEN1 | Conventional Hydroelectric | HY |  | S | 9 | 18 | 4.5 | N | 1990 |  |  | N | IPP Non-CHP | 2 | X | WAT
Conventional Hydroelectric.WAT | hydro | TRUE | 60900 | Smith Creek Hydro, LLC | 54249 | Smith Falls Hydro Project | ID | Boundary | GEN2 | Conventional Hydroelectric | HY |  | S | 9 | 18 | 4.5 | N | 1990 |  |  | N | IPP Non-CHP | 2 | X | WAT
Conventional Hydroelectric.WAT | hydro | TRUE | 60900 | Smith Creek Hydro, LLC | 54249 | Smith Falls Hydro Project | ID | Boundary | GEN3 | Conventional Hydroelectric | HY |  | S | 2.1 | 2.1 | 1 | N | 1989 |  |  | N | IPP Non-CHP | 2 | X | WAT
Natural Gas Steam Turbine.NG | natural gas steam turbine | FALSE | 13542 | Newman & Co Inc | 54250 | Newman (PA) | PA | Philadelphia | 001 | Natural Gas Steam Turbine | ST |  | S | 1.8 | 1.8 | 1.6 | N | 1964 |  |  | Y | Industrial CHP | 7 | T | NG | DFO
Conventional Hydroelectric.WAT | hydro | TRUE | 42744 | Deschutes Valley Water District | 54251 | Opal Springs Hydro | OR | Jefferson | 1 | Conventional Hydroelectric | HY |  | S | 3.3 | 5 | 2 | N | 1985 |  |  | N | IPP Non-CHP | 2 | X | WAT
Conventional Hydroelectric.WAT | hydro | TRUE | 21944 | Sonoma County Water Agency | 54261 | Warm Springs Hydro Project | CA | Sonoma | 3385 | Conventional Hydroelectric | HY |  | S | 1.2 | 1.2 | 0.4 | N | 1988 |  |  | N | IPP Non-CHP | 2 | X | WAT
Natural Gas Fired Combustion Turbine.NG | natural gas peaker | FALSE | 17897 | St Mary's Hospital | 54262 | Saint Marys Hospital Power Plant | MN | Olmsted | 1 | Natural Gas Fired Combustion Turbine | GT | CC1 | S | 4.5 | 4.5 | 1.5 | N | 1996 |  |  | Y | Commercial CHP | 5 | T | NG
Natural Gas Steam Turbine.NG | natural gas steam turbine | FALSE | 17897 | St Mary's Hospital | 54262 | Saint Marys Hospital Power Plant | MN | Olmsted | 4 | Natural Gas Steam Turbine | ST | CC1 | S | 2.7 | 2.7 | 0.3 | N | 1971 |  |  | Y | Commercial CHP | 5 | B | NG | DFO
Petroleum Liquids.DFO | petroleum | FALSE | 17897 | St Mary's Hospital | 54262 | Saint Marys Hospital Power Plant | MN | Olmsted | 5 | Petroleum Liquids | IC |  | S | 2.5 | 2.5 | 0.3 | N | 1978 |  |  | N | Commercial CHP | 5 | X | DFO
Petroleum Liquids.DFO | petroleum | FALSE | 17897 | St Mary's Hospital | 54262 | Saint Marys Hospital Power Plant | MN | Olmsted | 6B | Petroleum Liquids | IC |  | S | 3.3 | 3.3 | 0.3 | N | 2020 |  |  | N | Commercial CHP | 5 | X | DFO
Petroleum Liquids.DFO | petroleum | FALSE | 17897 | St Mary's Hospital | 54262 | Saint Marys Hospital Power Plant | MN | Olmsted | 7 | Petroleum Liquids | IC |  | S | 2.8 | 2.8 | 0.3 | N | 2011 |  |  | N | Commercial CHP | 5 | X | DFO
Conventional Hydroelectric.WAT | hydro | TRUE | 57280 | Eagle Creek Renewable Energy, LLC | 54267 | Koma Kulshan | WA | Whatcom | GEN1 | Conventional Hydroelectric | HY |  | W | 12.4 | 12.4 | 0.3 | N | 1990 |  |  | N | IPP Non-CHP | 2 | X | WAT
Natural Gas Fired Combustion Turbine.NG | natural gas peaker | FALSE | 64469 | HF Sinclair Corporation | 54268 | HF Sinclair Puget Sound Refining | WA | Skagit | GTG1 | Natural Gas Fired Combustion Turbine | GT | CC1 | S | 40 | 46 | 35 | N | 1991 |  |  | Y | Industrial CHP | 7 | T | NG | OG
Natural Gas Fired Combustion Turbine.NG | natural gas peaker | FALSE | 64469 | HF Sinclair Corporation | 54268 | HF Sinclair Puget Sound Refining | WA | Skagit | GTG2 | Natural Gas Fired Combustion Turbine | GT | CC1 | S | 40 | 46 | 35 | N | 1991 |  |  | Y | Industrial CHP | 7 | T | NG | OG
Natural Gas Fired Combustion Turbine.NG | natural gas peaker | FALSE | 64469 | HF Sinclair Corporation | 54268 | HF Sinclair Puget Sound Refining | WA | Skagit | GTG3 | Natural Gas Fired Combustion Turbine | GT | CC1 | S | 40 | 46 | 35 | N | 1993 |  |  | Y | Industrial CHP | 7 | T | NG | OG
Natural Gas Fired Combined Cycle.NG | natural gas combined cycle | TRUE | 16553 | Saguaro Power Co | 54271 | Saguaro Power | NV | Clark | CTG1 | Natural Gas Fired Combined Cycle | CT | CC1 | W | 36 | 38 | 33 | N | 1991 | 12 | 2032 | Y | IPP CHP | 3 | T | NG | DFO
Natural Gas Fired Combined Cycle.NG | natural gas combined cycle | TRUE | 16553 | Saguaro Power Co | 54271 | Saguaro Power | NV | Clark | CTG2 | Natural Gas Fired Combined Cycle | CT | CC1 | W | 36 | 38 | 33 | N | 1991 | 12 | 2032 | Y | IPP CHP | 3 | T | NG | DFO
Natural Gas Fired Combined Cycle.NG | natural gas combined cycle | TRUE | 16553 | Saguaro Power Co | 54271 | Saguaro Power | NV | Clark | STG | Natural Gas Fired Combined Cycle | CA | CC1 | W | 29 | 29 | 22 | N | 1991 | 12 | 2032 | Y | IPP CHP | 3 | B | NG
Petroleum Liquids.DFO | petroleum | FALSE | 19541 | University of North Carolina | 54276 | Univ of NC Chapel Hill Cogen Facility | NC | Orange | ES001 | Petroleum Liquids | IC |  | S | 1.8 | 2 | 0.5 | N | 2007 |  |  | N | Commercial CHP | 5 | X | DFO
Petroleum Liquids.DFO | petroleum | FALSE | 19541 | University of North Carolina | 54276 | Univ of NC Chapel Hill Cogen Facility | NC | Orange | ES002 | Petroleum Liquids | IC |  | S | 1.8 | 2 | 0.5 | N | 2007 |  |  | N | Commercial CHP | 5 | X | DFO
Natural Gas Steam Turbine.NG | natural gas steam turbine | FALSE | 19541 | University of North Carolina | 54276 | Univ of NC Chapel Hill Cogen Facility | NC | Orange | TG3 | Natural Gas Steam Turbine | ST |  | S | 28.7 | 28.7 | 7 | N | 1991 |  |  | Y | Commercial CHP | 5 | T | NG | BIT
Wood/Wood Waste Biomass.BLQ | biomass | FALSE | 9394 | Interstate Paper LLC | 54281 | Interstate Paper LLC Riceboro | GA | Liberty | 577A | Wood/Wood Waste Biomass | ST |  | S | 14.5 | 14.5 | 2 | N | 1968 |  |  | Y | Industrial CHP | 7 | T | BLQ | WDS | NG | RFO | TDF
Conventional Hydroelectric.WAT | hydro | TRUE | 31518 | City of Fort Smith | 54283 | Lee Creek Water Treatment Facility | AR | Crawford | 0209 | Conventional Hydroelectric | HY |  | S | 1.3 | 1.3 | 0.5 | N | 1992 |  |  | N | IPP Non-CHP | 2 | X | WAT
Conventional Hydroelectric.WAT | hydro | TRUE | 8248 | Hastings Lock & Dam | 54285 | Hastings City Hydroelectric | MN | Dakota | 1 | Conventional Hydroelectric | HY |  | S | 2 | 2 | 0.2 | N | 1992 |  |  | N | IPP Non-CHP | 2 | X | WAT
Conventional Hydroelectric.WAT | hydro | TRUE | 8248 | Hastings Lock & Dam | 54285 | Hastings City Hydroelectric | MN | Dakota | 2 | Conventional Hydroelectric | HY |  | S | 2 | 2 | 0.2 | N | 1992 |  |  | N | IPP Non-CHP | 2 | X | WAT
Petroleum Liquids.DFO | petroleum | FALSE | 61186 | DCII-250 Williams Street NW, LLC | 54290 | Inforum | GA | Fulton | BUG1 | Petroleum Liquids | IC |  | S | 1.3 | 1.3 | 0 | N | 1989 |  |  | N | Commercial Non-CHP | 4 | X | DFO
Petroleum Liquids.DFO | petroleum | FALSE | 18981 | Thomson Corp | 54294 | West Group Data Center | MN | Dakota | 1 | Petroleum Liquids | IC |  | S | 0.6 | 0.4 | 0 | N | 2005 |  |  | N | Commercial Non-CHP | 4 | X | DFO
Petroleum Liquids.DFO | petroleum | FALSE | 18981 | Thomson Corp | 54294 | West Group Data Center | MN | Dakota | 2 | Petroleum Liquids | IC |  | S | 0.6 | 0.4 | 0 | N | 2005 |  |  | N | Commercial Non-CHP | 4 | X | DFO
Petroleum Liquids.DFO | petroleum | FALSE | 18981 | Thomson Corp | 54294 | West Group Data Center | MN | Dakota | 3 | Petroleum Liquids | IC |  | S | 0.6 | 0.4 | 0 | N | 2005 |  |  | N | Commercial Non-CHP | 4 | X | DFO
Petroleum Liquids.DFO | petroleum | FALSE | 18981 | Thomson Corp | 54294 | West Group Data Center | MN | Dakota | 4 | Petroleum Liquids | IC |  | S | 0.6 | 0.4 | 0 | N | 2005 |  |  | N | Commercial Non-CHP | 4 | X | DFO
Batteries.MWH | battery storage | FALSE | 1752 | Biola University | 54296 | Biola University Hybrid | CA | Los Angeles | BATT | Batteries | BA |  | S | 0.3 | 0.3 | 0 | N | 2018 |  |  | N | Commercial CHP | 5 | X | MWH
Natural Gas Internal Combustion Engine.NG | natural gas peaker | FALSE | 1752 | Biola University | 54296 | Biola University Hybrid | CA | Los Angeles | EG-1H | Natural Gas Internal Combustion Engine | IC |  | S | 1.5 | 1.5 | 0.8 | N | 2023 |  |  | Y | Commercial CHP | 5 | T | NG
Natural Gas Internal Combustion Engine.NG | natural gas peaker | FALSE | 1752 | Biola University | 54296 | Biola University Hybrid | CA | Los Angeles | EG-2H | Natural Gas Internal Combustion Engine | IC |  | S | 1.5 | 1.5 | 0.8 | N | 2022 |  |  | Y | Commercial CHP | 5 | T | NG
Natural Gas Internal Combustion Engine.NG | natural gas peaker | FALSE | 1752 | Biola University | 54296 | Biola University Hybrid | CA | Los Angeles | EG3 | Natural Gas Internal Combustion Engine | IC |  | S | 1 | 1 | 0.8 | N | 2002 |  |  | Y | Commercial CHP | 5 | T | NG
Onshore Wind Turbine.WND | onshore wind | TRUE | 64260 | Nextera Energy Resources | 54298 | Coram Energy LLC (ECT) | CA | Kern | GEWE | Onshore Wind Turbine | WT |  | W | 7.5 | 7.5 | 1 | N | 2005 |  |  | N | IPP Non-CHP | 2 | X | WND
Onshore Wind Turbine.WND | onshore wind | TRUE | 64260 | Nextera Energy Resources | 54299 | Coram Energy LLC | CA | Kern | GEWE | Onshore Wind Turbine | WT |  | W | 3 | 3 | 1 | N | 2005 |  |  | N | IPP Non-CHP | 2 | X | WND
Onshore Wind Turbine.WND | onshore wind | TRUE | 64260 | Nextera Energy Resources | 54300 | CTV Power Purchase Contract Trust | CA | Kern | GEWE | Onshore Wind Turbine | WT |  | W | 4.5 | 4.5 | 1 | N | 2004 |  |  | N | IPP Non-CHP | 2 | X | WND
Onshore Wind Turbine.WND | onshore wind | TRUE | 64260 | Nextera Energy Resources | 54300 | CTV Power Purchase Contract Trust | CA | Kern | SX1S | Onshore Wind Turbine | WT |  | J | 0.1 | 0.1 | 0.1 | N | 1985 |  |  | N | IPP Non-CHP | 2 | X | WND
Conventional Hydroelectric.WAT | hydro | TRUE | 12382 | Metropolitan Dist of Hartford | 54302 | Goodwin Hydroelectric | CT | Hartford | G1 | Conventional Hydroelectric | HY |  | S | 1.5 | 1.5 | 0.6 | N | 1986 |  |  | N | IPP Non-CHP | 2 | X | WAT
Conventional Hydroelectric.WAT | hydro | TRUE | 12382 | Metropolitan Dist of Hartford | 54302 | Goodwin Hydroelectric | CT | Hartford | G2 | Conventional Hydroelectric | HY |  | S | 1.5 | 1.5 | 0.6 | N | 1986 |  |  | N | IPP Non-CHP | 2 | X | WAT
Petroleum Liquids.DFO | petroleum | FALSE | 20523 | Westward Seafoods Inc | 54305 | Westward Seafoods | AK | Aleutians West | 2 | Petroleum Liquids | IC |  | S | 2.2 | 2.2 | 1 | N | 1991 |  |  | Y | Industrial CHP | 7 | T | DFO
Petroleum Liquids.DFO | petroleum | FALSE | 20523 | Westward Seafoods Inc | 54305 | Westward Seafoods | AK | Aleutians West | 3 | Petroleum Liquids | IC |  | S | 2.2 | 2.2 | 1 | N | 1991 |  |  | Y | Industrial CHP | 7 | T | DFO
Petroleum Liquids.DFO | petroleum | FALSE | 20523 | Westward Seafoods Inc | 54305 | Westward Seafoods | AK | Aleutians West | 4 | Petroleum Liquids | IC |  | S | 2.2 | 2.2 | 1 | N | 1991 |  |  | Y | Industrial CHP | 7 | T | DFO
Conventional Hydroelectric.WAT | hydro | TRUE | 8365 | Hazelton/Wilson Joint Venture | 54306 | Wilson Lake Hydroelectric Project | ID | Jerome | 1 | Conventional Hydroelectric | HY |  | S | 4.2 | 4.2 | 1.6 | N | 1993 |  |  | N | IPP Non-CHP | 2 | X | WAT
Conventional Hydroelectric.WAT | hydro | TRUE | 8365 | Hazelton/Wilson Joint Venture | 54306 | Wilson Lake Hydroelectric Project | ID | Jerome | 2 | Conventional Hydroelectric | HY |  | S | 4.2 | 4.2 | 1.6 | N | 1993 |  |  | N | IPP Non-CHP | 2 | X | WAT
Conventional Hydroelectric.WAT | hydro | TRUE | 54722 | Grizzly Mountain Ranch | 54308 | Three Forks Water Power Project | CA | Trinity | 1 | Conventional Hydroelectric | HY |  | S | 1.2 | 1.2 | 0.1 | N | 1984 |  |  | N | IPP Non-CHP | 2 | X | WAT
Natural Gas Fired Combustion Turbine.NG | natural gas peaker | FALSE | 772 | Archer Daniels Midland Co | 54316 | Archer Daniels Midland Southport | NC | Brunswick | GEN1 | Natural Gas Fired Combustion Turbine | GT |  | S | 15 | 18 | 5 | N | 1992 |  |  | Y | Industrial CHP | 7 | T | NG | DFO
Natural Gas Fired Combustion Turbine.NG | natural gas peaker | FALSE | 772 | Archer Daniels Midland Co | 54316 | Archer Daniels Midland Southport | NC | Brunswick | GEN2 | Natural Gas Fired Combustion Turbine | GT |  | S | 15 | 17.5 | 5 | N | 1992 |  |  | Y | Industrial CHP | 7 | T | NG | DFO
Natural Gas Fired Combustion Turbine.NG | natural gas peaker | FALSE | 772 | Archer Daniels Midland Co | 54316 | Archer Daniels Midland Southport | NC | Brunswick | GEN3 | Natural Gas Fired Combustion Turbine | GT |  | S | 15 | 17 | 5 | N | 1995 |  |  | Y | Industrial CHP | 7 | T | NG | DFO
Conventional Steam Coal.BIT | hard coal | FALSE | 7067 | Tata Chemicals Partners | 54318 | General Chemical | WY | Sweetwater | TG1 | Conventional Steam Coal | ST |  | S | 15 | 15 | 2 | N | 1968 |  |  | Y | Industrial CHP | 7 | T | BIT | NG
Conventional Steam Coal.BIT | hard coal | FALSE | 7067 | Tata Chemicals Partners | 54318 | General Chemical | WY | Sweetwater | TG2 | Conventional Steam Coal | ST |  | S | 15 | 15 | 2 | N | 1977 |  |  | Y | Industrial CHP | 7 | T | BIT | NG
Natural Gas Fired Combustion Turbine.NG | natural gas peaker | FALSE | 7375 | Goodyear Tire & Rubber Co | 54321 | Goodyear Beaumont Chemical Plant | TX | Jefferson | 2N80 | Natural Gas Fired Combustion Turbine | GT |  | S | 4 | 4.5 | 2 | N | 1999 |  |  | Y | Industrial CHP | 7 | T | NG
Natural Gas Steam Turbine.NG | natural gas steam turbine | FALSE | 7375 | Goodyear Tire & Rubber Co | 54321 | Goodyear Beaumont Chemical Plant | TX | Jefferson | 3N80 | Natural Gas Steam Turbine | ST |  | S | 13 | 13.5 | 5 | N | 1987 |  |  | Y | Industrial CHP | 7 | T | NG
Natural Gas Fired Combustion Turbine.NG | natural gas peaker | FALSE | 7375 | Goodyear Tire & Rubber Co | 54321 | Goodyear Beaumont Chemical Plant | TX | Jefferson | N802 | Natural Gas Fired Combustion Turbine | GT |  | S | 4.5 | 4.7 | 2 | N | 1999 |  |  | Y | Industrial CHP | 7 | T | NG
Natural Gas Fired Combustion Turbine.NG | natural gas peaker | FALSE | 7375 | Goodyear Tire & Rubber Co | 54321 | Goodyear Beaumont Chemical Plant | TX | Jefferson | N803 | Natural Gas Fired Combustion Turbine | GT |  | S | 4.5 | 4.7 | 2 | N | 1999 |  |  | Y | Industrial CHP | 7 | T | NG
Natural Gas Fired Combustion Turbine.NG | natural gas peaker | FALSE | 7375 | Goodyear Tire & Rubber Co | 54321 | Goodyear Beaumont Chemical Plant | TX | Jefferson | N804 | Natural Gas Fired Combustion Turbine | GT |  | S | 4.5 | 4.7 | 2 | N | 1999 |  |  | Y | Industrial CHP | 7 | T | NG
Conventional Hydroelectric.WAT | hydro | FALSE | 55810 | Augusta Canal Authority | 54322 | Sibley Mill | GA | Richmond | 2 | Conventional Hydroelectric | HY |  | S | 0.6 | 0.6 | 0.4 | N | 1946 |  |  | N | Industrial Non-CHP | 6 | X | WAT
Conventional Hydroelectric.WAT | hydro | FALSE | 55810 | Augusta Canal Authority | 54322 | Sibley Mill | GA | Richmond | 3 | Conventional Hydroelectric | HY |  | S | 0.7 | 0.7 | 0.4 | N | 1946 |  |  | N | Industrial Non-CHP | 6 | X | WAT
Conventional Hydroelectric.WAT | hydro | FALSE | 55810 | Augusta Canal Authority | 54322 | Sibley Mill | GA | Richmond | 4 | Conventional Hydroelectric | HY |  | S | 0.8 | 0.8 | 0.4 | N | 1946 |  |  | N | Industrial Non-CHP | 6 | X | WAT
Petroleum Liquids.DFO | petroleum | FALSE | 18452 | Turner Properties Inc | 54323 | CNN Center | GA | Fulton | D4_1 | Petroleum Liquids | IC |  | S | 1.5 | 1.5 | 0.4 | N | 2001 |  |  | N | Commercial Non-CHP | 4 | X | DFO
Petroleum Liquids.DFO | petroleum | FALSE | 18452 | Turner Properties Inc | 54323 | CNN Center | GA | Fulton | D4_2 | Petroleum Liquids | IC |  | S | 2 | 2 | 0.5 | N | 2001 |  |  | N | Commercial Non-CHP | 4 | X | DFO
Petroleum Liquids.DFO | petroleum | FALSE | 18452 | Turner Properties Inc | 54323 | CNN Center | GA | Fulton | D4_3 | Petroleum Liquids | IC |  | S | 2 | 2 | 0.5 | N | 2003 |  |  | N | Commercial Non-CHP | 4 | X | DFO
Petroleum Liquids.DFO | petroleum | FALSE | 18452 | Turner Properties Inc | 54323 | CNN Center | GA | Fulton | D5_1 | Petroleum Liquids | IC |  | S | 2 | 2 | 0.5 | N | 2001 |  |  | N | Commercial Non-CHP | 4 | X | DFO
Petroleum Liquids.DFO | petroleum | FALSE | 18452 | Turner Properties Inc | 54323 | CNN Center | GA | Fulton | D5_2 | Petroleum Liquids | IC |  | S | 2 | 2 | 0.5 | N | 2003 |  |  | N | Commercial Non-CHP | 4 | X | DFO
Petroleum Liquids.DFO | petroleum | FALSE | 18452 | Turner Properties Inc | 54323 | CNN Center | GA | Fulton | D5_3 | Petroleum Liquids | IC |  | S | 2 | 2 | 0.5 | N | 2003 |  |  | N | Commercial Non-CHP | 4 | X | DFO
Petroleum Liquids.DFO | petroleum | FALSE | 18452 | Turner Properties Inc | 54323 | CNN Center | GA | Fulton | DK2 | Petroleum Liquids | IC |  | S | 1.3 | 1.5 | 0.4 | N | 1986 |  |  | N | Commercial Non-CHP | 4 | X | DFO
Natural Gas Fired Combined Cycle.NG | natural gas combined cycle | TRUE | 27770 | Ocean State Power II | 54324 | Ocean State Power II | RI | Providence | GEN1 | Natural Gas Fired Combined Cycle | CT | OSP2 | W | 71.2 | 77.8 | 45 | N | 1991 |  |  | N | IPP Non-CHP | 2 | X | NG | DFO
Natural Gas Fired Combined Cycle.NG | natural gas combined cycle | TRUE | 27770 | Ocean State Power II | 54324 | Ocean State Power II | RI | Providence | GEN2 | Natural Gas Fired Combined Cycle | CT | OSP2 | W | 71.2 | 77.8 | 45 | N | 1991 |  |  | N | IPP Non-CHP | 2 | X | NG | DFO
Natural Gas Fired Combined Cycle.NG | natural gas combined cycle | TRUE | 27770 | Ocean State Power II | 54324 | Ocean State Power II | RI | Providence | GEN3 | Natural Gas Fired Combined Cycle | CA | OSP2 | W | 76.2 | 83.3 | 35 | N | 1991 |  |  | N | IPP Non-CHP | 2 | X | NG
Landfill Gas.LFG | natural gas peaker | TRUE | 56773 | Toyon Landfill Gas Conversion, LLC | 54327 | Toyon Power Station | CA | Los Angeles | TOY7 | Landfill Gas | IC |  | S | 0.9 | 0.9 | 0.5 | N | 2022 |  |  | N | IPP Non-CHP | 2 | X | LFG
Natural Gas Fired Combustion Turbine.NG | natural gas peaker | FALSE | 17052 | Shell Chemical LP | 54330 | Westhollow Technology Center | TX | Harris | 1 | Natural Gas Fired Combustion Turbine | GT |  | S | 3.7 | 3.7 | 1.8 | N | 1988 |  |  | Y | Industrial CHP | 7 | T | NG
Natural Gas Fired Combined Cycle.NG | natural gas combined cycle | FALSE | 2468 | Bucknell University | 54333 | Bucknell University | PA | Union | G001 | Natural Gas Fired Combined Cycle | CT | CC1 | S | 4.5 | 5.5 | 2.5 | N | 1998 |  |  | Y | Commercial CHP | 5 | T | NG | DFO
Natural Gas Fired Combined Cycle.NG | natural gas combined cycle | FALSE | 2468 | Bucknell University | 54333 | Bucknell University | PA | Union | G502 | Natural Gas Fired Combined Cycle | CA | CC1 | S | 0.8 | 1.2 | 0.3 | N | 1991 |  |  | Y | Commercial CHP | 5 | T | NG | DFO
Natural Gas Steam Turbine.NG | natural gas steam turbine | FALSE | 12986 | Morton Salt Inc | 54335 | Morton Salt Rittman | OH | Wayne | GEN2 | Natural Gas Steam Turbine | ST |  | S | 2.5 | 2.5 | 0.5 | N | 2015 |  |  | Y | Industrial CHP | 7 | B | NG
Other Waste Biomass.AB | biomass | FALSE | 16098 | Rio Grande Valley Sugar Growers, Inc. | 54338 | Rio Grande Valley Sugar Growers | TX | Hidalgo | GENA | Other Waste Biomass | ST |  | S | 2.5 | 2.5 | 0.5 | N | 1973 |  |  | Y | Industrial CHP | 7 | T | AB | NG
Other Waste Biomass.AB | biomass | FALSE | 16098 | Rio Grande Valley Sugar Growers, Inc. | 54338 | Rio Grande Valley Sugar Growers | TX | Hidalgo | GENB | Other Waste Biomass | ST |  | S | 2.5 | 2.5 | 0.5 | N | 1973 |  |  | Y | Industrial CHP | 7 | T | AB | NG
Other Waste Biomass.AB | biomass | FALSE | 16098 | Rio Grande Valley Sugar Growers, Inc. | 54338 | Rio Grande Valley Sugar Growers | TX | Hidalgo | GENC | Other Waste Biomass | ST |  | S | 2.5 | 2.5 | 0.5 | N | 1995 |  |  | Y | Industrial CHP | 7 | T | AB | NG
Other Waste Biomass.AB | biomass | FALSE | 16098 | Rio Grande Valley Sugar Growers, Inc. | 54338 | Rio Grande Valley Sugar Growers | TX | Hidalgo | GEND | Other Waste Biomass | ST |  | S | 10 | 10 | 4 | N | 2009 |  |  | Y | Industrial CHP | 7 | T | AB | NG
Petroleum Liquids.DFO | petroleum | FALSE | 16098 | Rio Grande Valley Sugar Growers, Inc. | 54338 | Rio Grande Valley Sugar Growers | TX | Hidalgo | GENE | Petroleum Liquids | IC |  | S | 1.4 | 1.4 | 0 | N | 2011 |  |  | N | Industrial CHP | 7 | X | DFO
Conventional Hydroelectric.WAT | hydro | TRUE | 57280 | Eagle Creek Renewable Energy, LLC | 54340 | Norway Point Hydropower Project | MI | Alpena | 1 | Conventional Hydroelectric | HY |  | W | 2.8 | 2.8 | 0.8 | N | 1990 |  |  | N | IPP Non-CHP | 2 | X | WAT
Conventional Hydroelectric.WAT | hydro | TRUE | 57280 | Eagle Creek Renewable Energy, LLC | 54340 | Norway Point Hydropower Project | MI | Alpena | 2 | Conventional Hydroelectric | HY |  | W | 1.2 | 1.2 | 0.4 | N | 1990 |  |  | N | IPP Non-CHP | 2 | X | WAT
Conventional Hydroelectric.WAT | hydro | TRUE | 57280 | Eagle Creek Renewable Energy, LLC | 54341 | Four Mile Hydropower Project | MI | Alpena | 1 | Conventional Hydroelectric | HY |  | W | 0.6 | 0.6 | 0.2 | N | 1990 |  |  | N | IPP Non-CHP | 2 | X | WAT
Conventional Hydroelectric.WAT | hydro | TRUE | 57280 | Eagle Creek Renewable Energy, LLC | 54341 | Four Mile Hydropower Project | MI | Alpena | 2 | Conventional Hydroelectric | HY |  | W | 0.6 | 0.6 | 0.2 | N | 1990 |  |  | N | IPP Non-CHP | 2 | X | WAT
Conventional Hydroelectric.WAT | hydro | TRUE | 57280 | Eagle Creek Renewable Energy, LLC | 54341 | Four Mile Hydropower Project | MI | Alpena | 3 | Conventional Hydroelectric | HY |  | W | 0.6 | 0.6 | 0.2 | N | 1990 |  |  | N | IPP Non-CHP | 2 | X | WAT
Conventional Hydroelectric.WAT | hydro | TRUE | 57280 | Eagle Creek Renewable Energy, LLC | 54341 | Four Mile Hydropower Project | MI | Alpena | 4 | Conventional Hydroelectric | HY |  | W | 0.2 | 0.2 | 0.2 | N | 2005 |  |  | N | IPP Non-CHP | 2 | X | WAT
Conventional Hydroelectric.WAT | hydro | TRUE | 57280 | Eagle Creek Renewable Energy, LLC | 54342 | Ninth Street Hydropower Project | MI | Alpena | 1 | Conventional Hydroelectric | HY |  | W | 0.4 | 0.4 | 0.1 | N | 1990 |  |  | N | IPP Non-CHP | 2 | X | WAT
Conventional Hydroelectric.WAT | hydro | TRUE | 57280 | Eagle Creek Renewable Energy, LLC | 54342 | Ninth Street Hydropower Project | MI | Alpena | 2 | Conventional Hydroelectric | HY |  | W | 0.4 | 0.4 | 0.1 | N | 1990 |  |  | N | IPP Non-CHP | 2 | X | WAT
Conventional Hydroelectric.WAT | hydro | TRUE | 57280 | Eagle Creek Renewable Energy, LLC | 54342 | Ninth Street Hydropower Project | MI | Alpena | 3 | Conventional Hydroelectric | HY |  | W | 0.4 | 0.4 | 0.1 | N | 1990 |  |  | N | IPP Non-CHP | 2 | X | WAT
Conventional Hydroelectric.WAT | hydro | TRUE | 57280 | Eagle Creek Renewable Energy, LLC | 54343 | Terminus Hydroelectric Project | CA | Tulare | GEN1 | Conventional Hydroelectric | HY |  | W | 20 | 20 | 6 | N | 1990 |  |  | N | IPP Non-CHP | 2 | X | WAT
Other Waste Biomass.OBG | biomass | FALSE | 18483 | Tampa Wastewater Department | 54347 | Howard F Curren Advncd Wastewater Plant | FL | Hillsborough | 1 | Other Waste Biomass | IC |  | S | 0.5 | 0.5 | 0.4 | N | 1986 |  |  | N | Commercial Non-CHP | 4 | X | OBG
Other Waste Biomass.OBG | biomass | FALSE | 18483 | Tampa Wastewater Department | 54347 | Howard F Curren Advncd Wastewater Plant | FL | Hillsborough | 2 | Other Waste Biomass | IC |  | S | 0.5 | 0.5 | 0.4 | N | 1986 |  |  | N | Commercial Non-CHP | 4 | X | OBG
Other Waste Biomass.OBG | biomass | FALSE | 18483 | Tampa Wastewater Department | 54347 | Howard F Curren Advncd Wastewater Plant | FL | Hillsborough | 3 | Other Waste Biomass | IC |  | S | 0.5 | 0.5 | 0.4 | N | 1986 |  |  | N | Commercial Non-CHP | 4 | X | OBG
Other Waste Biomass.OBG | biomass | FALSE | 18483 | Tampa Wastewater Department | 54347 | Howard F Curren Advncd Wastewater Plant | FL | Hillsborough | 4 | Other Waste Biomass | IC |  | S | 0.5 | 0.5 | 0.4 | N | 1989 |  |  | N | Commercial Non-CHP | 4 | X | OBG
Other Waste Biomass.OBG | biomass | FALSE | 18483 | Tampa Wastewater Department | 54347 | Howard F Curren Advncd Wastewater Plant | FL | Hillsborough | 5 | Other Waste Biomass | IC |  | S | 0.5 | 0.5 | 0.4 | N | 1989 |  |  | N | Commercial Non-CHP | 4 | X | OBG
Natural Gas Fired Combined Cycle.NG | natural gas combined cycle | TRUE | 13365 | Nevada Cogeneration Assoc # 2 | 54349 | Nevada Cogen Associates 2 Black Mountain | NV | Clark | GTA | Natural Gas Fired Combined Cycle | CT | STG1 | W | 21.7 | 21.7 | 19 | N | 1992 | 10 | 2030 | Y | IPP CHP | 3 | T | NG
Natural Gas Fired Combined Cycle.NG | natural gas combined cycle | TRUE | 13365 | Nevada Cogeneration Assoc # 2 | 54349 | Nevada Cogen Associates 2 Black Mountain | NV | Clark | GTB | Natural Gas Fired Combined Cycle | CT | STG1 | W | 21.7 | 21.7 | 19 | N | 1992 | 10 | 2030 | Y | IPP CHP | 3 | T | NG
Natural Gas Fired Combined Cycle.NG | natural gas combined cycle | TRUE | 13365 | Nevada Cogeneration Assoc # 2 | 54349 | Nevada Cogen Associates 2 Black Mountain | NV | Clark | GTC | Natural Gas Fired Combined Cycle | CT | STG1 | W | 21.7 | 21.7 | 19 | N | 1992 | 10 | 2030 | Y | IPP CHP | 3 | T | NG
Natural Gas Fired Combined Cycle.NG | natural gas combined cycle | TRUE | 13365 | Nevada Cogeneration Assoc # 2 | 54349 | Nevada Cogen Associates 2 Black Mountain | NV | Clark | STM | Natural Gas Fired Combined Cycle | CA | STG1 | W | 28 | 28 | 5 | N | 1992 | 10 | 2030 | Y | IPP CHP | 3 | T | NG
Natural Gas Fired Combined Cycle.NG | natural gas combined cycle | TRUE | 13399 | Nevada Cogeneration Assoc # 1 | 54350 | Nevada Cogen Assoc#1 GarnetVly | NV | Clark | GTA | Natural Gas Fired Combined Cycle | CT | CC1 | J | 20.5 | 22 | 19 | N | 1992 | 12 | 2032 | Y | IPP CHP | 3 | T | NG
Natural Gas Fired Combined Cycle.NG | natural gas combined cycle | TRUE | 13399 | Nevada Cogeneration Assoc # 1 | 54350 | Nevada Cogen Assoc#1 GarnetVly | NV | Clark | GTB | Natural Gas Fired Combined Cycle | CT | CC1 | J | 20.5 | 22 | 19 | N | 1992 | 12 | 2032 | Y | IPP CHP | 3 | T | NG
Natural Gas Fired Combined Cycle.NG | natural gas combined cycle | TRUE | 13399 | Nevada Cogeneration Assoc # 1 | 54350 | Nevada Cogen Assoc#1 GarnetVly | NV | Clark | GTC | Natural Gas Fired Combined Cycle | CT | CC1 | J | 20.5 | 22 | 19 | N | 1992 | 12 | 2032 | Y | IPP CHP | 3 | T | NG
Natural Gas Fired Combined Cycle.NG | natural gas combined cycle | TRUE | 13399 | Nevada Cogeneration Assoc # 1 | 54350 | Nevada Cogen Assoc#1 GarnetVly | NV | Clark | STM | Natural Gas Fired Combined Cycle | CA | CC1 | J | 24 | 19 | 5 | N | 1992 | 12 | 2032 | Y | IPP CHP | 3 | T | NG
Conventional Hydroelectric.WAT | hydro | TRUE | 2548 | City of Burlington Electric - (VT) | 54355 | Chace Mill Winooski One | VT | Chittenden | GEN1 | Conventional Hydroelectric | HY |  | S | 2.5 | 2.5 | 0.3 | N | 1993 |  |  | N | Electric Utility | 1 | X | WAT
Conventional Hydroelectric.WAT | hydro | TRUE | 2548 | City of Burlington Electric - (VT) | 54355 | Chace Mill Winooski One | VT | Chittenden | GEN2 | Conventional Hydroelectric | HY |  | S | 2.5 | 2.5 | 0.3 | N | 1993 |  |  | N | Electric Utility | 1 | X | WAT
Conventional Hydroelectric.WAT | hydro | TRUE | 2548 | City of Burlington Electric - (VT) | 54355 | Chace Mill Winooski One | VT | Chittenden | GEN3 | Conventional Hydroelectric | HY |  | S | 2.5 | 2.5 | 0.3 | N | 1993 |  |  | N | Electric Utility | 1 | X | WAT
Wood/Wood Waste Biomass.WDS | biomass | FALSE | 61880 | Graphic Packaging International - Augusta | 54358 | Graphic Packaging International Augusta Mill | GA | Richmond | 1 | Wood/Wood Waste Biomass | ST |  | S | 25.3 | 25.4 | 10 | N | 1960 |  |  | Y | Industrial CHP | 7 | T | WDS | NG
Natural Gas Steam Turbine.NG | natural gas steam turbine | FALSE | 61880 | Graphic Packaging International - Augusta | 54358 | Graphic Packaging International Augusta Mill | GA | Richmond | 2 | Natural Gas Steam Turbine | ST |  | S | 36.5 | 36.7 | 10 | N | 1965 |  |  | Y | Industrial CHP | 7 | T | NG
Wood/Wood Waste Biomass.WDS | biomass | FALSE | 61880 | Graphic Packaging International - Augusta | 54358 | Graphic Packaging International Augusta Mill | GA | Richmond | 3 | Wood/Wood Waste Biomass | ST |  | S | 17.5 | 17.6 | 5 | N | 1965 |  |  | Y | Industrial CHP | 7 | T | WDS | NG
Petroleum Liquids.DFO | petroleum | FALSE | 60194 | Fuyao Glass Illinois, Inc | 54360 | Fuyao Glass Illinois Inc. | IL | Macon | PORT | Petroleum Liquids | IC |  | S | 0.7 | 0.7 | 0.4 | N | 1980 |  |  | N | Industrial Non-CHP | 6 | X | DFO
Petroleum Liquids.DFO | petroleum | FALSE | 60194 | Fuyao Glass Illinois, Inc | 54360 | Fuyao Glass Illinois Inc. | IL | Macon | TK1 | Petroleum Liquids | IC |  | S | 2 | 2 | 0.8 | N | 1980 |  |  | N | Industrial Non-CHP | 6 | X | DFO
Petroleum Liquids.DFO | petroleum | FALSE | 60194 | Fuyao Glass Illinois, Inc | 54360 | Fuyao Glass Illinois Inc. | IL | Macon | TK2 | Petroleum Liquids | IC |  | S | 2 | 2 | 0.8 |  | 1980 |  |  | N | Industrial Non-CHP | 6 | X | DFO
Petroleum Liquids.DFO | petroleum | FALSE | 50035 | Electric Glass Fiber America, LLC. | 54363 | Shelby, NC | NC | Cleveland | GEN2 | Petroleum Liquids | IC |  | S | 0.6 | 0.7 | 0.1 | N | 1972 |  |  | N | Industrial Non-CHP | 6 | X | DFO
Petroleum Liquids.DFO | petroleum | FALSE | 50035 | Electric Glass Fiber America, LLC. | 54363 | Shelby, NC | NC | Cleveland | GEN3 | Petroleum Liquids | IC |  | S | 0.6 | 0.7 | 0.1 | N | 1972 |  |  | N | Industrial Non-CHP | 6 | X | DFO
Petroleum Liquids.DFO | petroleum | FALSE | 50035 | Electric Glass Fiber America, LLC. | 54363 | Shelby, NC | NC | Cleveland | GEN4 | Petroleum Liquids | IC |  | S | 0.8 | 0.9 | 0.1 | N | 1972 |  |  | N | Industrial Non-CHP | 6 | X | DFO |  |  |  |  | SLW
Petroleum Liquids.DFO | petroleum | FALSE | 50035 | Electric Glass Fiber America, LLC. | 54363 | Shelby, NC | NC | Cleveland | GEN5 | Petroleum Liquids | IC |  | S | 0.8 | 0.9 | 0.1 | N | 1972 |  |  | N | Industrial Non-CHP | 6 | X | DFO
Petroleum Liquids.DFO | petroleum | FALSE | 60538 | Vitro Architectural Glass | 54364 | Works 4 | TX | Wichita | L1G | Petroleum Liquids | IC |  | S | 2 | 2 | 0.1 | N | 1975 | 3 | 2027 | N | Industrial Non-CHP | 6 | X | DFO
Petroleum Liquids.DFO | petroleum | FALSE | 60538 | Vitro Architectural Glass | 54364 | Works 4 | TX | Wichita | L1PG | Petroleum Liquids | IC |  | S | 0.9 | 0.9 | 0.1 | N | 1980 |  |  | N | Industrial Non-CHP | 6 | X | DFO
Petroleum Liquids.DFO | petroleum | FALSE | 60538 | Vitro Architectural Glass | 54364 | Works 4 | TX | Wichita | L2G | Petroleum Liquids | IC |  | S | 2 | 2 | 0.1 | N | 1974 | 11 | 2026 | N | Industrial Non-CHP | 6 | X | DFO
Natural Gas Fired Combined Cycle.NG | natural gas combined cycle | TRUE | 49901 | Northern Star Generation Services Co LLC | 54365 | Orange Cogeneration Facility | FL | Polk | APC1 | Natural Gas Fired Combined Cycle | CT | CC1 | W | 43 | 43 | 10 | N | 1995 |  |  | Y | IPP CHP | 3 | T | NG
Natural Gas Fired Combined Cycle.NG | natural gas combined cycle | TRUE | 49901 | Northern Star Generation Services Co LLC | 54365 | Orange Cogeneration Facility | FL | Polk | APC2 | Natural Gas Fired Combined Cycle | CT | CC1 | W | 43 | 43 | 10 | N | 1995 |  |  | Y | IPP CHP | 3 | T | NG
Natural Gas Fired Combined Cycle.NG | natural gas combined cycle | TRUE | 49901 | Northern Star Generation Services Co LLC | 54365 | Orange Cogeneration Facility | FL | Polk | APC3 | Natural Gas Fired Combined Cycle | CA | CC1 | W | 24.6 | 24.6 | 5 | N | 1995 |  |  | Y | IPP CHP | 3 | B | NG
Natural Gas Fired Combined Cycle.NG | natural gas combined cycle | FALSE | 22208 | University of Colorado | 54372 | University of Colorado | CO | Boulder | GT1 | Natural Gas Fired Combined Cycle | CT | CC1 | S | 15 | 16 | 2.5 | N | 1992 |  |  | Y | Commercial CHP | 5 | T | NG | DFO
Natural Gas Fired Combined Cycle.NG | natural gas combined cycle | FALSE | 22208 | University of Colorado | 54372 | University of Colorado | CO | Boulder | GT2 | Natural Gas Fired Combined Cycle | CT | CC1 | S | 15 | 16 | 2.5 | N | 1992 |  |  | Y | Commercial CHP | 5 | T | NG | DFO
Natural Gas Fired Combined Cycle.NG | natural gas combined cycle | FALSE | 22208 | University of Colorado | 54372 | University of Colorado | CO | Boulder | ST1 | Natural Gas Fired Combined Cycle | CA | CC1 | S | 1 | 1 | 1 | N | 1992 |  |  | Y | Commercial CHP | 5 | T | NG
Other Gases.OG | other | FALSE | 24205 | HF Sinclair Parco Refining LLC | 54374 | Sinclair Oil Refinery | WY | Carbon | NO2 | Other Gases | ST |  | S | 0.4 | 0.4 | 0.1 | N | 1925 |  |  | Y | Industrial CHP | 7 | T | OG | NG
Other Gases.OG | other | FALSE | 24205 | HF Sinclair Parco Refining LLC | 54374 | Sinclair Oil Refinery | WY | Carbon | NO3 | Other Gases | ST |  | S | 1.3 | 1.3 | 0.1 | N | 1954 |  |  | Y | Industrial CHP | 7 | T | OG | NG
Petroleum Liquids.DFO | petroleum | FALSE | 24205 | HF Sinclair Parco Refining LLC | 54374 | Sinclair Oil Refinery | WY | Carbon | NO5 | Petroleum Liquids | IC |  | S | 1.1 | 1.1 | 0.6 | N | 1955 |  |  | N | Industrial CHP | 7 | X | DFO
Conventional Hydroelectric.WAT | hydro | TRUE | 7601 | Green Mountain Power Corp | 54384 | EHC West Hopkinton | NH | Merrimack | GEN1 | Conventional Hydroelectric | HY |  | S | 1 | 0.9 | 0.1 | N | 1985 |  |  | N | Electric Utility | 1 | X | WAT
Conventional Hydroelectric.WAT | hydro | TRUE | 63985 | Hydroland Omega LLC | 54385 | Kinneytown New Old | CT | New Haven | GEN1 | Conventional Hydroelectric | HY |  | W | 0.8 | 0.7 | 0.1 | N | 1986 |  |  | N | IPP Non-CHP | 2 | X | WAT
Conventional Hydroelectric.WAT | hydro | TRUE | 63985 | Hydroland Omega LLC | 54385 | Kinneytown New Old | CT | New Haven | GEN2 | Conventional Hydroelectric | HY |  | W | 1.4 | 1.4 | 0.1 | N | 1995 |  |  | N | IPP Non-CHP | 2 | X | WAT
Conventional Hydroelectric.WAT | hydro | TRUE | 11082 | Littlewood Irrigation District | 54386 | Little Wood Hydro Project | ID | Blaine | GEN1 | Conventional Hydroelectric | HY |  | S | 2.4 | 2.6 | 0.4 | N | 1985 |  |  | N | IPP Non-CHP | 2 | X | WAT
Conventional Hydroelectric.WAT | hydro | TRUE | 57280 | Eagle Creek Renewable Energy, LLC | 54387 | Weeks Falls | WA | King | GEN1 | Conventional Hydroelectric | HY |  | W | 4.2 | 4.2 | 0.3 | N | 1990 |  |  | N | IPP Non-CHP | 2 | X | WAT
Conventional Hydroelectric.WAT | hydro | TRUE | 57280 | Eagle Creek Renewable Energy, LLC | 54391 | Alice Falls Hydro Project | NY | Clinton | 1 | Conventional Hydroelectric | HY |  | W | 1.5 | 1.5 | 0.5 | N | 1991 |  |  | N | IPP Non-CHP | 2 | X | WAT
Conventional Hydroelectric.WAT | hydro | TRUE | 57280 | Eagle Creek Renewable Energy, LLC | 54391 | Alice Falls Hydro Project | NY | Clinton | 2 | Conventional Hydroelectric | HY |  | W | 0.7 | 0.7 | 0.1 | N | 1991 |  |  | N | IPP Non-CHP | 2 | X | WAT
Conventional Hydroelectric.WAT | hydro | TRUE | 5385 | Dry Creek LLC | 54394 | Dry Creek Project | ID | Butte | GEN1 | Conventional Hydroelectric | HY |  | S | 2.2 | 1.5 | 0.2 | N | 1987 |  |  | N | IPP Non-CHP | 2 | X | WAT
Conventional Hydroelectric.WAT | hydro | TRUE | 59834 | GR Catalyst One, LLC | 54395 | Stillwater Hydro Electric Project | NY | Saratoga | 1 | Conventional Hydroelectric | HY |  | S | 1.7 | 1.7 | 0.4 | N | 1993 |  |  | N | IPP Non-CHP | 2 | X | WAT
Conventional Hydroelectric.WAT | hydro | TRUE | 59834 | GR Catalyst One, LLC | 54395 | Stillwater Hydro Electric Project | NY | Saratoga | 2 | Conventional Hydroelectric | HY |  | S | 1.7 | 1.7 | 0.4 | N | 1993 |  |  | N | IPP Non-CHP | 2 | X | WAT
Petroleum Liquids.DFO | petroleum | FALSE | 18028 | State of Wisconsin | 54406 | Capitol Heat and Power | WI | Dane | P31 | Petroleum Liquids | IC |  | S | 1 | 1 | 0.1 | N | 2011 |  |  | N | Commercial Non-CHP | 4 | X | DFO
Petroleum Liquids.DFO | petroleum | FALSE | 18028 | State of Wisconsin | 54406 | Capitol Heat and Power | WI | Dane | P32 | Petroleum Liquids | IC |  | S | 1 | 1 | 0.1 | N | 2011 |  |  | N | Commercial Non-CHP | 4 | X | DFO
Natural Gas Steam Turbine.NG | natural gas steam turbine | FALSE | 18028 | State of Wisconsin | 54407 | Waupun Correctional Central Heating Plt | WI | Dodge | 1 | Natural Gas Steam Turbine | ST |  | S | 1 | 1 | 0.1 | N | 1951 |  |  | Y | Commercial CHP | 5 | B | NG | DFO
Natural Gas Steam Turbine.NG | natural gas steam turbine | FALSE | 18028 | State of Wisconsin | 54407 | Waupun Correctional Central Heating Plt | WI | Dodge | 2 | Natural Gas Steam Turbine | ST |  | S | 1 | 1 | 0.2 | N | 1951 |  |  | Y | Commercial CHP | 5 | B | NG | DFO
Petroleum Liquids.DFO | petroleum | FALSE | 18028 | State of Wisconsin | 54407 | Waupun Correctional Central Heating Plt | WI | Dodge | 3 | Petroleum Liquids | IC |  | S | 0.8 | 0.8 | 0.1 | N | 1991 |  |  | N | Commercial CHP | 5 | X | DFO
Petroleum Liquids.DFO | petroleum | FALSE | 18028 | State of Wisconsin | 54407 | Waupun Correctional Central Heating Plt | WI | Dodge | 4 | Petroleum Liquids | IC |  | S | 1.5 | 1.5 | 0.2 | N | 1998 |  |  | N | Commercial CHP | 5 | X | DFO
Natural Gas Steam Turbine.NG | natural gas steam turbine | FALSE | 18028 | State of Wisconsin | 54408 | UW Madison Charter Street Plant | WI | Dane | 1 | Natural Gas Steam Turbine | ST |  | S | 9.7 | 9.7 | 0.1 | N | 1965 |  |  | Y | Commercial CHP | 5 | B | NG | DFO
Petroleum Liquids.DFO | petroleum | FALSE | 18028 | State of Wisconsin | 54408 | UW Madison Charter Street Plant | WI | Dane | 3 | Petroleum Liquids | IC |  | S | 1.3 | 1.3 | 0.1 | N | 1965 |  |  | N | Commercial CHP | 5 | X | DFO
Petroleum Liquids.RFO | petroleum | FALSE | 4823 | Dartmouth College | 54409 | Dartmouth College Heating Plant | NH | Grafton | GEN1 | Petroleum Liquids | ST |  | S | 2 | 2 | 0.2 | N | 1970 |  |  | Y | Commercial CHP | 5 | T | RFO
Petroleum Liquids.RFO | petroleum | FALSE | 4823 | Dartmouth College | 54409 | Dartmouth College Heating Plant | NH | Grafton | GEN2 | Petroleum Liquids | ST |  | S | 2 | 2 | 0.2 | N | 1970 |  |  | Y | Commercial CHP | 5 | T | RFO
Petroleum Liquids.RFO | petroleum | FALSE | 4823 | Dartmouth College | 54409 | Dartmouth College Heating Plant | NH | Grafton | GEN3 | Petroleum Liquids | ST |  | S | 3 | 3 | 0.2 | N | 1992 |  |  | Y | Commercial CHP | 5 | T | RFO
Natural Gas Fired Combustion Turbine.NG | natural gas peaker | FALSE | 63997 | Western Power and Steam II LLC | 54410 | Western Power & Steam Inc | CA | Kern | CTG | Natural Gas Fired Combustion Turbine | GT |  | S | 19.6 | 19.5 | 12 | N | 1990 |  |  | Y | Industrial CHP | 7 | T | NG
Petroleum Liquids.DFO | petroleum | FALSE | 9765 | John Deere Dubuque Works | 54414 | John Deere Dubuque Works | IA | Dubuque | GE10 | Petroleum Liquids | IC |  | S | 1.4 | 1.4 | 1 | N | 1994 |  |  | N | Industrial Non-CHP | 6 | X | DFO
Petroleum Liquids.DFO | petroleum | FALSE | 9765 | John Deere Dubuque Works | 54414 | John Deere Dubuque Works | IA | Dubuque | GEN5 | Petroleum Liquids | IC |  | S | 1.4 | 1.4 | 1 | N | 1994 |  |  | N | Industrial Non-CHP | 6 | X | DFO
Petroleum Liquids.DFO | petroleum | FALSE | 9765 | John Deere Dubuque Works | 54414 | John Deere Dubuque Works | IA | Dubuque | GEN6 | Petroleum Liquids | IC |  | S | 1.4 | 1.4 | 1 | N | 1994 |  |  | N | Industrial Non-CHP | 6 | X | DFO
Petroleum Liquids.DFO | petroleum | FALSE | 9765 | John Deere Dubuque Works | 54414 | John Deere Dubuque Works | IA | Dubuque | GEN7 | Petroleum Liquids | IC |  | S | 1.4 | 1.4 | 1 | N | 1994 |  |  | N | Industrial Non-CHP | 6 | X | DFO
Petroleum Liquids.DFO | petroleum | FALSE | 9765 | John Deere Dubuque Works | 54414 | John Deere Dubuque Works | IA | Dubuque | GEN8 | Petroleum Liquids | IC |  | S | 1.4 | 1.4 | 1 | N | 1994 |  |  | N | Industrial Non-CHP | 6 | X | DFO
Petroleum Liquids.DFO | petroleum | FALSE | 9765 | John Deere Dubuque Works | 54414 | John Deere Dubuque Works | IA | Dubuque | GEN9 | Petroleum Liquids | IC |  | S | 1.4 | 1.4 | 1 | N | 1994 |  |  | N | Industrial Non-CHP | 6 | X | DFO
Wood/Wood Waste Biomass.WDS | biomass | TRUE | 55600 | Cadillac Renewable Energy LLC | 54415 | Cadillac Renewable Energy | MI | Wexford | GEN2 | Wood/Wood Waste Biomass | ST |  | S | 38 | 38 | 10 | N | 2020 |  |  | N | IPP Non-CHP | 2 | X | WDS
Conventional Hydroelectric.WAT | hydro | TRUE | 7601 | Green Mountain Power Corp | 54418 | Rollinsford | NH | Strafford | GEN1 | Conventional Hydroelectric | HY |  | S | 0.7 | 0.6 | 0.1 | N | 1986 |  |  | N | Electric Utility | 1 | X | WAT
Conventional Hydroelectric.WAT | hydro | TRUE | 7601 | Green Mountain Power Corp | 54418 | Rollinsford | NH | Strafford | GEN2 | Conventional Hydroelectric | HY |  | S | 0.7 | 0.6 | 0.1 | N | 1995 |  |  | N | Electric Utility | 1 | X | WAT
Petroleum Liquids.DFO | petroleum | FALSE | 19553 | Unisea Inc | 54422 | Unisea G 2 | AK | Aleutians West | CAT4 | Petroleum Liquids | IC |  | S | 1 | 1 | 0.3 | N | 2012 |  |  | N | Industrial Non-CHP | 6 | X | DFO
Petroleum Liquids.DFO | petroleum | FALSE | 19553 | Unisea Inc | 54422 | Unisea G 2 | AK | Aleutians West | CAT5 | Petroleum Liquids | IC |  | S | 1 | 1 | 0.3 | N | 2012 |  |  | N | Industrial Non-CHP | 6 | X | DFO
Petroleum Liquids.DFO | petroleum | FALSE | 19553 | Unisea Inc | 54422 | Unisea G 2 | AK | Aleutians West | GEN1 | Petroleum Liquids | IC |  | S | 2.2 | 2.2 | 1.5 | N | 1990 |  |  | N | Industrial Non-CHP | 6 | X | DFO | OBL
Petroleum Liquids.DFO | petroleum | FALSE | 19553 | Unisea Inc | 54422 | Unisea G 2 | AK | Aleutians West | GEN2 | Petroleum Liquids | IC |  | S | 2.3 | 2.3 | 1.5 | N | 1990 |  |  | N | Industrial Non-CHP | 6 | X | DFO | OBL
Petroleum Liquids.DFO | petroleum | FALSE | 19553 | Unisea Inc | 54422 | Unisea G 2 | AK | Aleutians West | GEN3 | Petroleum Liquids | IC |  | S | 2.3 | 2.3 | 1.5 | N | 1990 |  |  | N | Industrial Non-CHP | 6 | X | DFO | OBL
Petroleum Liquids.DFO | petroleum | FALSE | 19553 | Unisea Inc | 54422 | Unisea G 2 | AK | Aleutians West | GEN4 | Petroleum Liquids | IC |  | S | 2.2 | 2.2 | 1.5 | N | 1990 |  |  | N | Industrial Non-CHP | 6 | X | DFO | OBL
Petroleum Liquids.DFO | petroleum | FALSE | 19553 | Unisea Inc | 54422 | Unisea G 2 | AK | Aleutians West | GEN5 | Petroleum Liquids | IC |  | S | 2.3 | 2.3 | 1.5 | N | 1990 |  |  | N | Industrial Non-CHP | 6 | X | DFO | OBL
Petroleum Liquids.DFO | petroleum | FALSE | 19553 | Unisea Inc | 54422 | Unisea G 2 | AK | Aleutians West | GEN6 | Petroleum Liquids | IC |  | S | 2.2 | 2.2 | 1.5 | N | 1990 |  |  | N | Industrial Non-CHP | 6 | X | DFO | OBL
Natural Gas Fired Combined Cycle.NG | natural gas combined cycle | TRUE | 49901 | Northern Star Generation Services Co LLC | 54426 | Mulberry Cogeneration Facility | FL | Polk | GT1 | Natural Gas Fired Combined Cycle | CT | CC1 | W | 78 | 80 | 40 | N | 1994 |  |  | Y | IPP CHP | 3 | T | NG | DFO
Natural Gas Fired Combined Cycle.NG | natural gas combined cycle | TRUE | 49901 | Northern Star Generation Services Co LLC | 54426 | Mulberry Cogeneration Facility | FL | Polk | ST1 | Natural Gas Fired Combined Cycle | CA | CC1 | W | 37 | 40 | 20 | N | 1994 |  |  | Y | IPP CHP | 3 | B | NG
Wood/Wood Waste Biomass.BLQ | biomass | FALSE | 7043 | Temple-Inland Corp | 54427 | Gaylord Container Bogalusa | LA | Washington | NO10 | Wood/Wood Waste Biomass | ST |  | S | 34.4 | 34.8 | 4 | N | 1999 |  |  | Y | Industrial CHP | 7 | B | BLQ | WDS | RFO | NG
Wood/Wood Waste Biomass.BLQ | biomass | FALSE | 7043 | Temple-Inland Corp | 54427 | Gaylord Container Bogalusa | LA | Washington | NO8 | Wood/Wood Waste Biomass | ST |  | S | 22.5 | 23.5 | 4 | N | 1981 |  |  | N | Industrial CHP | 7 | X | BLQ | WDS | RFO | NG
Wood/Wood Waste Biomass.BLQ | biomass | FALSE | 7043 | Temple-Inland Corp | 54427 | Gaylord Container Bogalusa | LA | Washington | NO9 | Wood/Wood Waste Biomass | ST |  | S | 34.9 | 35.3 | 4 | N | 1979 |  |  | N | Industrial CHP | 7 | X | BLQ | WDS | RFO | NG
Wood/Wood Waste Biomass.BLQ | biomass | FALSE | 57356 | Alabama River Cellulose LLC | 54429 | Alabama Pine Pulp | AL | Monroe | GEN2 | Wood/Wood Waste Biomass | ST |  | S | 68.7 | 70.1 | 5 | N | 1991 |  |  | Y | Industrial CHP | 7 | T | BLQ | NG | WDS
Natural Gas Fired Combustion Turbine.NG | natural gas peaker | FALSE | 60637 | Sentinel Peak Resources California, LLC | 54447 | Welport Lease Project | CA | Kern | TI | Natural Gas Fired Combustion Turbine | GT |  | S | 4 | 4.7 | 4 | N | 1990 |  |  | Y | Industrial CHP | 7 | T | NG
Natural Gas Fired Combustion Turbine.NG | natural gas peaker | FALSE | 60637 | Sentinel Peak Resources California, LLC | 54449 | Dome Project | CA | Kern | T1 | Natural Gas Fired Combustion Turbine | GT |  | S | 2.5 | 2.7 | 2.4 | N | 1988 |  |  | Y | Industrial CHP | 7 | T | NG
Natural Gas Fired Combustion Turbine.NG | natural gas peaker | FALSE | 60637 | Sentinel Peak Resources California, LLC | 54449 | Dome Project | CA | Kern | T2 | Natural Gas Fired Combustion Turbine | GT |  | S | 2.5 | 2.7 | 2.4 | N | 1988 |  |  | Y | Industrial CHP | 7 | T | NG
Other Gases.OG | other | FALSE | 38215 | Phillips 66 - Los Angeles | 54451 | Los Angeles Refinery Wilmington | CA | Los Angeles | G2 | Other Gases | GT |  | S | 50 | 52 | 35 | N | 1988 |  |  | Y | Industrial CHP | 7 | T | OG | NG
Natural Gas Fired Combustion Turbine.NG | natural gas peaker | FALSE | 179 | Nutrien US LLC | 54452 | Nutrien Kenai Nitrogen Operations | AK | Kenai Peninsula | 744A | Natural Gas Fired Combustion Turbine | GT |  | S | 2.5 | 2.5 | 0.1 | N | 1977 |  |  | Y | Industrial CHP | 7 | T | NG
Natural Gas Fired Combustion Turbine.NG | natural gas peaker | FALSE | 179 | Nutrien US LLC | 54452 | Nutrien Kenai Nitrogen Operations | AK | Kenai Peninsula | 744B | Natural Gas Fired Combustion Turbine | GT |  | S | 2.5 | 2.5 | 0.1 | N | 1977 |  |  | Y | Industrial CHP | 7 | T | NG
Natural Gas Fired Combustion Turbine.NG | natural gas peaker | FALSE | 179 | Nutrien US LLC | 54452 | Nutrien Kenai Nitrogen Operations | AK | Kenai Peninsula | 744C | Natural Gas Fired Combustion Turbine | GT |  | S | 2.5 | 2.5 | 0.1 | N | 1977 |  |  | Y | Industrial CHP | 7 | T | NG
Natural Gas Fired Combustion Turbine.NG | natural gas peaker | FALSE | 179 | Nutrien US LLC | 54452 | Nutrien Kenai Nitrogen Operations | AK | Kenai Peninsula | 744D | Natural Gas Fired Combustion Turbine | GT |  | S | 2.5 | 2.5 | 0.1 | N | 1977 |  |  | Y | Industrial CHP | 7 | T | NG
Natural Gas Fired Combustion Turbine.NG | natural gas peaker | FALSE | 179 | Nutrien US LLC | 54452 | Nutrien Kenai Nitrogen Operations | AK | Kenai Peninsula | 744E | Natural Gas Fired Combustion Turbine | GT |  | S | 2.5 | 2.5 | 0.1 | N | 1977 |  |  | Y | Industrial CHP | 7 | T | NG
Onshore Wind Turbine.WND | onshore wind | TRUE | 57170 | EDF Renewable Asset Holdings, Inc. | 54453 | EDF Renewable Windfarm V Inc | CA | Solano | GEN2 | Onshore Wind Turbine | WT |  | W | 15.5 | 15.5 | 0 | N | 1990 |  |  | N | IPP Non-CHP | 2 | X | WND
Onshore Wind Turbine.WND | onshore wind | TRUE | 49963 | FPL Energy Operating Services, Inc. | 54454 | San Gorgonio Windplant WPP1993 | CA | Riverside | GEN11 | Onshore Wind Turbine | WT |  | S | 49.5 | 49.5 | 2.5 | N | 2011 |  |  | N | IPP Non-CHP | 2 | X | WND
Petroleum Liquids.DFO | petroleum | FALSE | 64432 | SWVP Alpharetta Owners, LLC | 54457 | Hewlett Packard Enterprise | GA | Fulton | ALF1 | Petroleum Liquids | IC |  | S | 1 | 1 | 0 | N | 1989 |  |  | N | Commercial Non-CHP | 4 | X | DFO
Petroleum Liquids.DFO | petroleum | FALSE | 64432 | SWVP Alpharetta Owners, LLC | 54457 | Hewlett Packard Enterprise | GA | Fulton | ALF2 | Petroleum Liquids | IC |  | S | 1 | 1 | 0 | N | 1989 |  |  | N | Commercial Non-CHP | 4 | X | DFO
Petroleum Liquids.DFO | petroleum | FALSE | 64432 | SWVP Alpharetta Owners, LLC | 54457 | Hewlett Packard Enterprise | GA | Fulton | ALF3 | Petroleum Liquids | IC |  | S | 1 | 1 | 0 | N | 1989 |  |  | N | Commercial Non-CHP | 4 | X | DFO
Petroleum Liquids.DFO | petroleum | FALSE | 64432 | SWVP Alpharetta Owners, LLC | 54457 | Hewlett Packard Enterprise | GA | Fulton | ALF4 | Petroleum Liquids | IC |  | S | 1 | 1 | 0 | N | 1989 |  |  | N | Commercial Non-CHP | 4 | X | DFO
Petroleum Liquids.DFO | petroleum | FALSE | 64432 | SWVP Alpharetta Owners, LLC | 54457 | Hewlett Packard Enterprise | GA | Fulton | ALF5 | Petroleum Liquids | IC |  | S | 1 | 1 | 0 | N | 1991 |  |  | N | Commercial Non-CHP | 4 | X | DFO
Petroleum Liquids.DFO | petroleum | FALSE | 64432 | SWVP Alpharetta Owners, LLC | 54457 | Hewlett Packard Enterprise | GA | Fulton | B1GN1 | Petroleum Liquids | IC |  | S | 1.4 | 1.5 | 0 | N | 2005 |  |  | N | Commercial Non-CHP | 4 | X | DFO
Petroleum Liquids.DFO | petroleum | FALSE | 64432 | SWVP Alpharetta Owners, LLC | 54457 | Hewlett Packard Enterprise | GA | Fulton | B1GN2 | Petroleum Liquids | IC |  | S | 1.4 | 1.5 | 0 | N | 2005 |  |  | N | Commercial Non-CHP | 4 | X | DFO
Conventional Hydroelectric.WAT | hydro | FALSE | 55810 | Augusta Canal Authority | 54462 | Graniteville Enterprise Division | GA | Richmond | 1 | Conventional Hydroelectric | HY |  | W | 0.5 | 0.5 | 0.3 | N | 1921 |  |  | N | Industrial Non-CHP | 6 | X | WAT
Conventional Hydroelectric.WAT | hydro | FALSE | 55810 | Augusta Canal Authority | 54462 | Graniteville Enterprise Division | GA | Richmond | 2 | Conventional Hydroelectric | HY |  | W | 0.5 | 0.5 | 0.3 | N | 1921 |  |  | N | Industrial Non-CHP | 6 | X | WAT
Wood/Wood Waste Biomass.BLQ | biomass | FALSE | 16024 | Riverwood Intl USA Inc | 54464 | Riverwood International Macon Mill | GA | Bibb | 0001 | Wood/Wood Waste Biomass | ST |  | S | 12.8 | 12.8 | 2 | Y | 1948 |  |  | Y | Industrial CHP | 7 | T | BLQ | WDS | WO | SLW | NG
Wood/Wood Waste Biomass.BLQ | biomass | FALSE | 16024 | Riverwood Intl USA Inc | 54464 | Riverwood International Macon Mill | GA | Bibb | 0002 | Wood/Wood Waste Biomass | ST |  | S | 4.7 | 4.7 | 0.5 | N | 1948 |  |  | Y | Industrial CHP | 7 | T | BLQ | WDS | WO | SLW | NG
Wood/Wood Waste Biomass.BLQ | biomass | FALSE | 16024 | Riverwood Intl USA Inc | 54464 | Riverwood International Macon Mill | GA | Bibb | 0003 | Wood/Wood Waste Biomass | ST |  | S | 4.7 | 4.7 | 3 | N | 1948 |  |  | Y | Industrial CHP | 7 | T | BLQ | WDS | WO | SLW | NG
Wood/Wood Waste Biomass.BLQ | biomass | FALSE | 16024 | Riverwood Intl USA Inc | 54464 | Riverwood International Macon Mill | GA | Bibb | 0004 | Wood/Wood Waste Biomass | ST |  | S | 20 | 20 | 10 | N | 1981 |  |  | Y | Industrial CHP | 7 | T | BLQ | WDS | WO | SLW | NG
Wood/Wood Waste Biomass.WDS | biomass | FALSE | 16024 | Riverwood Intl USA Inc | 54464 | Riverwood International Macon Mill | GA | Bibb | 0005 | Wood/Wood Waste Biomass | ST |  | S | 39.5 | 39.5 | 8 | N | 2013 |  |  | Y | Industrial CHP | 7 | T | WDS | NG
Natural Gas Fired Combined Cycle.NG | natural gas combined cycle | TRUE | 14184 | Orlando CoGen Ltd LP | 54466 | Orlando Cogen LP | FL | Orange | GEN1 | Natural Gas Fired Combined Cycle | CS |  | J | 120 | 130 | 95 | N | 1993 |  |  | Y | IPP CHP | 3 | T | NG
Conventional Hydroelectric.WAT | hydro | TRUE | 7601 | Green Mountain Power Corp | 54471 | Mascoma Hydro | NH | Grafton | 01 | Conventional Hydroelectric | HY |  | W | 0.5 | 0.5 | 0.1 | N | 1988 |  |  | N | Electric Utility | 1 | X | WAT
Conventional Hydroelectric.WAT | hydro | TRUE | 7601 | Green Mountain Power Corp | 54471 | Mascoma Hydro | NH | Grafton | 02 | Conventional Hydroelectric | HY |  | W | 0.5 | 0.5 | 0.1 | N | 1988 |  |  | N | Electric Utility | 1 | X | WAT
Conventional Hydroelectric.WAT | hydro | TRUE | 7601 | Green Mountain Power Corp | 54471 | Mascoma Hydro | NH | Grafton | 03 | Conventional Hydroelectric | HY |  | W | 0.5 | 0.5 | 0.1 | N | 1988 |  |  | N | Electric Utility | 1 | X | WAT
All Other.WH | other | FALSE | 16968 | Simplot Phosphates LLC | 54472 | Simplot Phosphates | WY | Sweetwater | GEN1 | All Other | ST |  | S | 11.5 | 11.5 | 2 | N | 1986 |  |  | Y | Industrial CHP | 7 | T | WH | NG
Natural Gas Fired Combined Cycle.NG | natural gas combined cycle | TRUE | 15500 | Puget Sound Energy Inc | 54476 | Sumas Power Plant | WA | Whatcom | GEN1 | Natural Gas Fired Combined Cycle | CT | CC1 | S | 84.7 | 96.5 | 50 | N | 1993 |  |  | Y | Electric Utility | 1 | T | NG
Natural Gas Fired Combined Cycle.NG | natural gas combined cycle | TRUE | 15500 | Puget Sound Energy Inc | 54476 | Sumas Power Plant | WA | Whatcom | GEN2 | Natural Gas Fired Combined Cycle | CA | CC1 | S | 40.8 | 40.8 | 20 | N | 1993 |  |  | Y | Electric Utility | 1 | T | NG
Natural Gas Internal Combustion Engine.NG | natural gas peaker | FALSE | 14173 | Oroville Cogeneration LP | 54477 | Oroville Cogeneration LP | CA | Butte | GEN1 | Natural Gas Internal Combustion Engine | IC |  | S | 1.1 | 1.1 | 0.1 | N | 1990 |  |  | Y | Industrial CHP | 7 | T | NG
Natural Gas Internal Combustion Engine.NG | natural gas peaker | FALSE | 14173 | Oroville Cogeneration LP | 54477 | Oroville Cogeneration LP | CA | Butte | GEN2 | Natural Gas Internal Combustion Engine | IC |  | S | 1.1 | 1.1 | 0.1 | N | 1990 |  |  | Y | Industrial CHP | 7 | T | NG
Natural Gas Internal Combustion Engine.NG | natural gas peaker | FALSE | 14173 | Oroville Cogeneration LP | 54477 | Oroville Cogeneration LP | CA | Butte | GEN3 | Natural Gas Internal Combustion Engine | IC |  | S | 1.1 | 1.1 | 0.1 | N | 1990 |  |  | Y | Industrial CHP | 7 | T | NG
Natural Gas Internal Combustion Engine.NG | natural gas peaker | FALSE | 14173 | Oroville Cogeneration LP | 54477 | Oroville Cogeneration LP | CA | Butte | GEN4 | Natural Gas Internal Combustion Engine | IC |  | S | 1.1 | 1.1 | 0.1 | N | 1990 |  |  | Y | Industrial CHP | 7 | T | NG
Natural Gas Internal Combustion Engine.NG | natural gas peaker | FALSE | 14173 | Oroville Cogeneration LP | 54477 | Oroville Cogeneration LP | CA | Butte | GEN5 | Natural Gas Internal Combustion Engine | IC |  | S | 1.1 | 1.1 | 0.1 | N | 1990 |  |  | Y | Industrial CHP | 7 | T | NG
Natural Gas Internal Combustion Engine.NG | natural gas peaker | FALSE | 14173 | Oroville Cogeneration LP | 54477 | Oroville Cogeneration LP | CA | Butte | GEN6 | Natural Gas Internal Combustion Engine | IC |  | S | 1.1 | 1.1 | 0.1 | N | 1990 |  |  | Y | Industrial CHP | 7 | T | NG
Natural Gas Internal Combustion Engine.NG | natural gas peaker | FALSE | 14173 | Oroville Cogeneration LP | 54477 | Oroville Cogeneration LP | CA | Butte | GEN7 | Natural Gas Internal Combustion Engine | IC |  | S | 1.1 | 1.1 | 0.1 | N | 1990 |  |  | Y | Industrial CHP | 7 | T | NG
Natural Gas Steam Turbine.NG | natural gas steam turbine | FALSE | 547 | American Sugar Refining Inc. | 54512 | Domino Sugar Arabi Plant | LA | St Bernard | TG1 | Natural Gas Steam Turbine | ST |  | S | 3.4 | 3.1 | 1 | N | 1949 |  |  | Y | Industrial CHP | 7 | T | NG
Natural Gas Steam Turbine.NG | natural gas steam turbine | FALSE | 547 | American Sugar Refining Inc. | 54512 | Domino Sugar Arabi Plant | LA | St Bernard | TG2 | Natural Gas Steam Turbine | ST |  | S | 2.3 | 2.3 | 1 | N | 2003 |  |  | Y | Industrial CHP | 7 | T | NG
Natural Gas Steam Turbine.NG | natural gas steam turbine | FALSE | 547 | American Sugar Refining Inc. | 54512 | Domino Sugar Arabi Plant | LA | St Bernard | TG3 | Natural Gas Steam Turbine | ST |  | S | 2 | 1.4 | 1 | N | 1949 |  |  | Y | Industrial CHP | 7 | T | NG
Natural Gas Internal Combustion Engine.NG | natural gas peaker | FALSE | 30038 | WestRock (IL) | 54513 | WestRock (IL) | IL | Kane | E-1 | Natural Gas Internal Combustion Engine | IC |  | S | 0.7 | 0.7 | 0.1 | N | 1992 |  |  | N | Industrial Non-CHP | 6 | X | NG
Natural Gas Internal Combustion Engine.NG | natural gas peaker | FALSE | 30038 | WestRock (IL) | 54513 | WestRock (IL) | IL | Kane | E2-A | Natural Gas Internal Combustion Engine | IC |  | S | 0.7 | 0.7 | 0.1 | N | 1992 |  |  | N | Industrial Non-CHP | 6 | X | NG
Natural Gas Internal Combustion Engine.NG | natural gas peaker | FALSE | 30038 | WestRock (IL) | 54513 | WestRock (IL) | IL | Kane | E2-B | Natural Gas Internal Combustion Engine | IC |  | S | 0.7 | 0.7 | 0.1 | N | 1992 |  |  | N | Industrial Non-CHP | 6 | X | NG
Natural Gas Internal Combustion Engine.NG | natural gas peaker | FALSE | 30038 | WestRock (IL) | 54513 | WestRock (IL) | IL | Kane | E3 | Natural Gas Internal Combustion Engine | IC |  | S | 0.8 | 0.8 | 0.1 | N | 1992 |  |  | N | Industrial Non-CHP | 6 | X | NG
Conventional Hydroelectric.WAT | hydro | TRUE | 1851 | Blind Canyon Aquaranch, Inc. | 54514 | Blind Canyon Hydro | ID | Gooding | 1 | Conventional Hydroelectric | HY |  | S | 1.3 | 1.3 | 1.3 | N | 1992 |  |  | N | IPP Non-CHP | 2 | X | WAT
Petroleum Liquids.DFO | petroleum | FALSE | 4566 | Seven Hills New Hampshire | 54515 | Seven Hills New Hampshire | NH | Hillsborough | GEN1 | Petroleum Liquids | IC |  | S | 0.7 | 0.7 | 0.7 | N | 1990 |  |  | Y | Commercial CHP | 5 | T | DFO
Petroleum Liquids.DFO | petroleum | FALSE | 4566 | Seven Hills New Hampshire | 54515 | Seven Hills New Hampshire | NH | Hillsborough | GEN2 | Petroleum Liquids | IC |  | S | 0.7 | 0.7 | 0.7 | N | 1990 |  |  | Y | Commercial CHP | 5 | T | DFO
Petroleum Liquids.DFO | petroleum | FALSE | 4566 | Seven Hills New Hampshire | 54515 | Seven Hills New Hampshire | NH | Hillsborough | GEN3 | Petroleum Liquids | IC |  | S | 0.7 | 0.7 | 0.7 | N | 1990 |  |  | Y | Commercial CHP | 5 | T | DFO
Wood/Wood Waste Biomass.WDS | biomass | FALSE | 17164 | Sierra Pacific Industries | 54517 | Sierra Pacific Sonora | CA | Tuolumne | GEN3 | Wood/Wood Waste Biomass | ST |  | S | 6 | 6.4 | 1 | N | 2018 |  |  | N | Industrial Non-CHP | 6 | X | WDS
Natural Gas Fired Combustion Turbine.NG | natural gas peaker | FALSE | 6564 | Formosa Plastics Corp | 54518 | Formosa Plastics | LA | East Baton Rouge | GT2 | Natural Gas Fired Combustion Turbine | GT |  | S | 33 | 37 | 28 | N | 1990 |  |  | Y | Industrial CHP | 7 | T | NG
Natural Gas Fired Combustion Turbine.NG | natural gas peaker | FALSE | 6564 | Formosa Plastics Corp | 54518 | Formosa Plastics | LA | East Baton Rouge | GT3 | Natural Gas Fired Combustion Turbine | GT |  | S | 33 | 37 | 28 | N | 1996 |  |  | Y | Industrial CHP | 7 | T | NG
Natural Gas Steam Turbine.NG | natural gas steam turbine | FALSE | 6564 | Formosa Plastics Corp | 54518 | Formosa Plastics | LA | East Baton Rouge | ST1 | Natural Gas Steam Turbine | ST |  | S | 8 | 8 | 2 | N | 1985 |  |  | Y | Industrial CHP | 7 | T | NG
Natural Gas Steam Turbine.NG | natural gas steam turbine | FALSE | 6564 | Formosa Plastics Corp | 54518 | Formosa Plastics | LA | East Baton Rouge | ST2 | Natural Gas Steam Turbine | ST |  | S | 8 | 8 | 2 | N | 1990 |  |  | Y | Industrial CHP | 7 | T | NG
Natural Gas Internal Combustion Engine.NG | natural gas peaker | FALSE | 6831 | Ft Worth City of | 54520 | Village Creek Water Reclamation Facility | TX | Tarrant | SD1 | Natural Gas Internal Combustion Engine | IC |  | S | 0.9 | 0.9 | 0.1 | N | 1994 |  |  | N | Commercial CHP | 5 | X | NG
Natural Gas Internal Combustion Engine.NG | natural gas peaker | FALSE | 6831 | Ft Worth City of | 54520 | Village Creek Water Reclamation Facility | TX | Tarrant | SD2 | Natural Gas Internal Combustion Engine | IC |  | S | 0.9 | 0.9 | 0.1 | N | 1994 |  |  | N | Commercial CHP | 5 | X | NG
Natural Gas Fired Combustion Turbine.NG | natural gas peaker | FALSE | 6831 | Ft Worth City of | 54520 | Village Creek Water Reclamation Facility | TX | Tarrant | TG1 | Natural Gas Fired Combustion Turbine | GT |  | S | 4.2 | 5.3 | 0.1 | N | 2001 |  |  | Y | Commercial CHP | 5 | T | NG
Natural Gas Fired Combustion Turbine.NG | natural gas peaker | FALSE | 6831 | Ft Worth City of | 54520 | Village Creek Water Reclamation Facility | TX | Tarrant | TG2 | Natural Gas Fired Combustion Turbine | GT |  | S | 4.2 | 5.3 | 0.1 | N | 2001 |  |  | Y | Commercial CHP | 5 | T | NG
Natural Gas Internal Combustion Engine.NG | natural gas peaker | FALSE | 8705 | Hoffer Plastics | 54523 | Hoffer Plastics | IL | Kane | GEN1 | Natural Gas Internal Combustion Engine | IC |  | S | 0.8 | 0.8 | 0.4 | N | 1992 |  |  | N | Industrial Non-CHP | 6 | X | NG
Natural Gas Internal Combustion Engine.NG | natural gas peaker | FALSE | 8705 | Hoffer Plastics | 54523 | Hoffer Plastics | IL | Kane | GEN2 | Natural Gas Internal Combustion Engine | IC |  | S | 0.8 | 0.8 | 0.4 | N | 1992 |  |  | N | Industrial Non-CHP | 6 | X | NG
Natural Gas Internal Combustion Engine.NG | natural gas peaker | FALSE | 8705 | Hoffer Plastics | 54523 | Hoffer Plastics | IL | Kane | GEN3 | Natural Gas Internal Combustion Engine | IC |  | S | 0.8 | 0.8 | 0.4 | N | 1992 |  |  | N | Industrial Non-CHP | 6 | X | NG
Natural Gas Internal Combustion Engine.NG | natural gas peaker | FALSE | 8705 | Hoffer Plastics | 54523 | Hoffer Plastics | IL | Kane | GEN4 | Natural Gas Internal Combustion Engine | IC |  | S | 0.8 | 0.8 | 0.4 | N | 1992 |  |  | N | Industrial Non-CHP | 6 | X | NG
Natural Gas Internal Combustion Engine.NG | natural gas peaker | FALSE | 8705 | Hoffer Plastics | 54523 | Hoffer Plastics | IL | Kane | GEN5 | Natural Gas Internal Combustion Engine | IC |  | S | 0.8 | 0.8 | 0.4 | N | 1992 |  |  | N | Industrial Non-CHP | 6 | X | NG
Natural Gas Internal Combustion Engine.NG | natural gas peaker | FALSE | 8705 | Hoffer Plastics | 54523 | Hoffer Plastics | IL | Kane | GEN6 | Natural Gas Internal Combustion Engine | IC |  | S | 0.8 | 0.8 | 0.4 | N | 1992 |  |  | N | Industrial Non-CHP | 6 | X | NG
Natural Gas Internal Combustion Engine.NG | natural gas peaker | FALSE | 8705 | Hoffer Plastics | 54523 | Hoffer Plastics | IL | Kane | GEN7 | Natural Gas Internal Combustion Engine | IC |  | S | 0.8 | 0.8 | 0.4 | N | 1992 |  |  | N | Industrial Non-CHP | 6 | X | NG
Natural Gas Internal Combustion Engine.NG | natural gas peaker | FALSE | 8705 | Hoffer Plastics | 54523 | Hoffer Plastics | IL | Kane | GEN8 | Natural Gas Internal Combustion Engine | IC |  | S | 0.8 | 0.8 | 0.4 | N | 1992 |  |  | N | Industrial Non-CHP | 6 | X | NG
Natural Gas Internal Combustion Engine.NG | natural gas peaker | FALSE | 8705 | Hoffer Plastics | 54523 | Hoffer Plastics | IL | Kane | GEN9 | Natural Gas Internal Combustion Engine | IC |  | S | 0.8 | 0.8 | 0.4 | N | 1995 |  |  | N | Industrial Non-CHP | 6 | X | NG
Conventional Hydroelectric.WAT | hydro | TRUE | 8862 | Horseshoe Bend Hydroelectric Co | 54524 | Horseshoe Bend Hydroelectric Co | ID | Boise | GEN1 | Conventional Hydroelectric | HY |  | S | 4.7 | 4.7 | 0.5 | N | 1995 |  |  | N | IPP Non-CHP | 2 | X | WAT
Conventional Hydroelectric.WAT | hydro | TRUE | 8862 | Horseshoe Bend Hydroelectric Co | 54524 | Horseshoe Bend Hydroelectric Co | ID | Boise | GEN2 | Conventional Hydroelectric | HY |  | S | 4.7 | 4.7 | 0.5 | N | 1995 |  |  | N | IPP Non-CHP | 2 | X | WAT
Conventional Hydroelectric.WAT | hydro | FALSE | 26003 | Kankakee City of | 54525 | Kankakee Hydro Facility | IL | Kankakee | 1 | Conventional Hydroelectric | HY |  | S | 0.4 | 0.4 | 0.1 | N | 1991 |  |  | N | Commercial Non-CHP | 4 | X | WAT
Conventional Hydroelectric.WAT | hydro | FALSE | 26003 | Kankakee City of | 54525 | Kankakee Hydro Facility | IL | Kankakee | 2 | Conventional Hydroelectric | HY |  | S | 0.4 | 0.4 | 0.1 | N | 1991 |  |  | N | Commercial Non-CHP | 4 | X | WAT
Conventional Hydroelectric.WAT | hydro | FALSE | 26003 | Kankakee City of | 54525 | Kankakee Hydro Facility | IL | Kankakee | 3 | Conventional Hydroelectric | HY |  | S | 0.4 | 0.4 | 0.1 | N | 1991 |  |  | N | Commercial Non-CHP | 4 | X | WAT
Conventional Steam Coal.SUB | hard coal | FALSE | 17604 | Southern Minnesota Beet Sugar | 54533 | Southern Minnesota Beet Sugar | MN | Renville | 0001 | Conventional Steam Coal | ST |  | S | 7.5 | 7.5 | 1.5 | N | 1976 |  |  | Y | Industrial CHP | 7 | B | SUB | NG
Landfill Gas.LFG | natural gas peaker | TRUE | 57249 | EPP Renewable Energy | 54536 | Sumpter Energy Associates | MI | Wayne | 0202 | Landfill Gas | IC |  | S | 0.8 | 0.8 | 0.3 | N | 1998 |  |  | N | IPP Non-CHP | 2 | X | LFG
Landfill Gas.LFG | natural gas peaker | TRUE | 57249 | EPP Renewable Energy | 54536 | Sumpter Energy Associates | MI | Wayne | 0203 | Landfill Gas | IC |  | S | 0.8 | 0.8 | 0.3 | N | 1998 |  |  | N | IPP Non-CHP | 2 | X | LFG
Landfill Gas.LFG | natural gas peaker | TRUE | 57249 | EPP Renewable Energy | 54536 | Sumpter Energy Associates | MI | Wayne | 0204 | Landfill Gas | IC |  | S | 0.8 | 0.8 | 0.3 | N | 1998 |  |  | N | IPP Non-CHP | 2 | X | LFG
Landfill Gas.LFG | natural gas peaker | TRUE | 57249 | EPP Renewable Energy | 54536 | Sumpter Energy Associates | MI | Wayne | 0205 | Landfill Gas | IC |  | S | 0.8 | 0.8 | 0.3 | N | 1998 |  |  | N | IPP Non-CHP | 2 | X | LFG
Landfill Gas.LFG | natural gas peaker | TRUE | 57249 | EPP Renewable Energy | 54536 | Sumpter Energy Associates | MI | Wayne | 0386 | Landfill Gas | IC |  | S | 0.8 | 0.8 | 0.3 | N | 1992 |  |  | N | IPP Non-CHP | 2 | X | LFG
Landfill Gas.LFG | natural gas peaker | TRUE | 57249 | EPP Renewable Energy | 54536 | Sumpter Energy Associates | MI | Wayne | 0388 | Landfill Gas | IC |  | S | 0.8 | 0.8 | 0.3 | N | 1992 |  |  | N | IPP Non-CHP | 2 | X | LFG
Landfill Gas.LFG | natural gas peaker | TRUE | 57249 | EPP Renewable Energy | 54536 | Sumpter Energy Associates | MI | Wayne | 0389 | Landfill Gas | IC |  | S | 0.8 | 0.8 | 0.3 | N | 1992 |  |  | N | IPP Non-CHP | 2 | X | LFG
Landfill Gas.LFG | natural gas peaker | TRUE | 57249 | EPP Renewable Energy | 54536 | Sumpter Energy Associates | MI | Wayne | 0392 | Landfill Gas | IC |  | S | 0.8 | 0.8 | 0.3 | N | 1992 |  |  | N | IPP Non-CHP | 2 | X | LFG
Landfill Gas.LFG | natural gas peaker | TRUE | 57249 | EPP Renewable Energy | 54536 | Sumpter Energy Associates | MI | Wayne | 0435 | Landfill Gas | IC |  | S | 0.8 | 0.8 | 0.3 | N | 1992 |  |  | N | IPP Non-CHP | 2 | X | LFG
Landfill Gas.LFG | natural gas peaker | TRUE | 57249 | EPP Renewable Energy | 54536 | Sumpter Energy Associates | MI | Wayne | 0437 | Landfill Gas | IC |  | S | 0.8 | 0.8 | 0.3 | N | 1992 |  |  | N | IPP Non-CHP | 2 | X | LFG
Landfill Gas.LFG | natural gas peaker | TRUE | 57249 | EPP Renewable Energy | 54536 | Sumpter Energy Associates | MI | Wayne | 0440 | Landfill Gas | IC |  | S | 0.8 | 0.8 | 0.3 | N | 1992 |  |  | N | IPP Non-CHP | 2 | X | LFG
Landfill Gas.LFG | natural gas peaker | TRUE | 57249 | EPP Renewable Energy | 54536 | Sumpter Energy Associates | MI | Wayne | 0447 | Landfill Gas | IC |  | S | 0.8 | 0.8 | 0.3 | N | 1992 |  |  | N | IPP Non-CHP | 2 | X | LFG
Landfill Gas.LFG | natural gas peaker | TRUE | 57249 | EPP Renewable Energy | 54536 | Sumpter Energy Associates | MI | Wayne | 0464 | Landfill Gas | IC |  | S | 0.8 | 0.8 | 0.3 | N | 1992 |  |  | N | IPP Non-CHP | 2 | X | LFG
Landfill Gas.LFG | natural gas peaker | TRUE | 57249 | EPP Renewable Energy | 54536 | Sumpter Energy Associates | MI | Wayne | 0467 | Landfill Gas | IC |  | S | 0.8 | 0.8 | 0.3 | N | 1992 |  |  | N | IPP Non-CHP | 2 | X | LFG
Natural Gas Fired Combined Cycle.NG | natural gas combined cycle | TRUE | 15500 | Puget Sound Energy Inc | 54537 | Ferndale Generating Station | WA | Whatcom | CT1A | Natural Gas Fired Combined Cycle | CT | CC1 | S | 86 | 94 | 35 | N | 1994 |  |  | Y | Electric Utility | 1 | T | NG | DFO
Natural Gas Fired Combined Cycle.NG | natural gas combined cycle | TRUE | 15500 | Puget Sound Energy Inc | 54537 | Ferndale Generating Station | WA | Whatcom | CT1B | Natural Gas Fired Combined Cycle | CT | CC1 | S | 86 | 94 | 35 | N | 1994 |  |  | Y | Electric Utility | 1 | T | NG | DFO
Natural Gas Fired Combined Cycle.NG | natural gas combined cycle | TRUE | 15500 | Puget Sound Energy Inc | 54537 | Ferndale Generating Station | WA | Whatcom | ST1 | Natural Gas Fired Combined Cycle | CA | CC1 | S | 98 | 98 | 30 | N | 1994 |  |  | Y | Electric Utility | 1 | T | NG
Natural Gas Fired Combustion Turbine.NG | natural gas peaker | TRUE | 13994 | Oglethorpe Power Corporation | 54538 | Hartwell Energy Facility | GA | Hart | MAG1 | Natural Gas Fired Combustion Turbine | GT |  | S | 149.5 | 176.8 | 75 | N | 1994 |  |  | N | Electric Utility | 1 | X | NG | DFO
Natural Gas Fired Combustion Turbine.NG | natural gas peaker | TRUE | 13994 | Oglethorpe Power Corporation | 54538 | Hartwell Energy Facility | GA | Hart | MAG2 | Natural Gas Fired Combustion Turbine | GT |  | S | 148.6 | 176.8 | 75 | N | 1994 |  |  | N | Electric Utility | 1 | X | NG | DFO
Landfill Gas.LFG | natural gas peaker | TRUE | 54842 | WM Renewable Energy LLC | 54539 | Venice Resources Gas Recovery | MI | Shiawassee | GEN1 | Landfill Gas | IC |  | S | 0.8 | 0.8 | 0.5 | N | 1992 |  |  | N | IPP Non-CHP | 2 | X | LFG
Landfill Gas.LFG | natural gas peaker | TRUE | 54842 | WM Renewable Energy LLC | 54539 | Venice Resources Gas Recovery | MI | Shiawassee | GEN2 | Landfill Gas | IC |  | S | 0.8 | 0.8 | 0.5 | N | 1992 |  |  | N | IPP Non-CHP | 2 | X | LFG
Natural Gas Internal Combustion Engine.NG | natural gas peaker | FALSE | 20328 | Wells Manufacturing Co | 54540 | Charter Dura-Bar | IL | McHenry | 1A | Natural Gas Internal Combustion Engine | IC |  | S | 0.9 | 1 | 0.7 | N | 1992 |  |  | N | Industrial Non-CHP | 6 | X | NG
Natural Gas Internal Combustion Engine.NG | natural gas peaker | FALSE | 20328 | Wells Manufacturing Co | 54540 | Charter Dura-Bar | IL | McHenry | 1B | Natural Gas Internal Combustion Engine | IC |  | S | 0.9 | 1 | 0.7 | N | 1992 |  |  | N | Industrial Non-CHP | 6 | X | NG
Natural Gas Internal Combustion Engine.NG | natural gas peaker | FALSE | 20328 | Wells Manufacturing Co | 54540 | Charter Dura-Bar | IL | McHenry | 2A | Natural Gas Internal Combustion Engine | IC |  | S | 0.9 | 1 | 0.7 | N | 1992 |  |  | N | Industrial Non-CHP | 6 | X | NG
Natural Gas Internal Combustion Engine.NG | natural gas peaker | FALSE | 20328 | Wells Manufacturing Co | 54540 | Charter Dura-Bar | IL | McHenry | 2B | Natural Gas Internal Combustion Engine | IC |  | S | 0.9 | 1 | 0.7 | N | 1992 |  |  | N | Industrial Non-CHP | 6 | X | NG
Natural Gas Internal Combustion Engine.NG | natural gas peaker | FALSE | 20328 | Wells Manufacturing Co | 54540 | Charter Dura-Bar | IL | McHenry | 3A | Natural Gas Internal Combustion Engine | IC |  | S | 0.9 | 1 | 0.7 | N | 1992 |  |  | N | Industrial Non-CHP | 6 | X | NG
Natural Gas Internal Combustion Engine.NG | natural gas peaker | FALSE | 20328 | Wells Manufacturing Co | 54540 | Charter Dura-Bar | IL | McHenry | 3B | Natural Gas Internal Combustion Engine | IC |  | S | 0.9 | 1 | 0.7 | N | 1992 |  |  | N | Industrial Non-CHP | 6 | X | NG
Natural Gas Fired Combined Cycle.NG | natural gas combined cycle | TRUE | 17254 | Sithe/Independence LLC | 54547 | Sithe Independence Station | NY | Oswego | 1 | Natural Gas Fired Combined Cycle | CT | BLK1 | W | 155.7 | 194.4 | 90 | N | 1994 |  |  | Y | IPP CHP | 3 | T | NG
Natural Gas Fired Combined Cycle.NG | natural gas combined cycle | TRUE | 17254 | Sithe/Independence LLC | 54547 | Sithe Independence Station | NY | Oswego | 2 | Natural Gas Fired Combined Cycle | CT | BLK1 | W | 155.7 | 194.4 | 90 | N | 1994 |  |  | Y | IPP CHP | 3 | T | NG
Natural Gas Fired Combined Cycle.NG | natural gas combined cycle | TRUE | 17254 | Sithe/Independence LLC | 54547 | Sithe Independence Station | NY | Oswego | 3 | Natural Gas Fired Combined Cycle | CT | BLK2 | W | 155.7 | 194.4 | 90 | N | 1994 |  |  | Y | IPP CHP | 3 | T | NG
Natural Gas Fired Combined Cycle.NG | natural gas combined cycle | TRUE | 17254 | Sithe/Independence LLC | 54547 | Sithe Independence Station | NY | Oswego | 4 | Natural Gas Fired Combined Cycle | CT | BLK2 | W | 155.7 | 194.4 | 90 | N | 1994 |  |  | Y | IPP CHP | 3 | T | NG
Natural Gas Fired Combined Cycle.NG | natural gas combined cycle | TRUE | 17254 | Sithe/Independence LLC | 54547 | Sithe Independence Station | NY | Oswego | 5 | Natural Gas Fired Combined Cycle | CA | BLK1 | W | 167.9 | 209.7 | 45 | N | 1994 |  |  | Y | IPP CHP | 3 | T | NG
Natural Gas Fired Combined Cycle.NG | natural gas combined cycle | TRUE | 17254 | Sithe/Independence LLC | 54547 | Sithe Independence Station | NY | Oswego | 6 | Natural Gas Fired Combined Cycle | CA | BLK2 | W | 167.9 | 209.7 | 45 | N | 1994 |  |  | Y | IPP CHP | 3 | T | NG
Conventional Hydroelectric.WAT | hydro | TRUE | 59827 | Ampersand Long Falls Hydro, LLC | 54548 | Longfalls Facility | NY | Jefferson | 1 | Conventional Hydroelectric | HY |  | S | 3 | 3 | 1 | N | 1991 |  |  | N | IPP Non-CHP | 2 | X | WAT
Natural Gas Fired Combined Cycle.NG | natural gas combined cycle | FALSE | 57139 | W&T Offshore Inc | 54550 | W&T Onshore Treating Facility (OTF) | AL | Mobile | 901 | Natural Gas Fired Combined Cycle | CA | CC1 | S | 0.9 | 0.9 | 0.1 | N | 1993 |  |  | Y | Industrial CHP | 7 | B | NG
Natural Gas Fired Combined Cycle.NG | natural gas combined cycle | FALSE | 57139 | W&T Offshore Inc | 54550 | W&T Onshore Treating Facility (OTF) | AL | Mobile | 901A | Natural Gas Fired Combined Cycle | CT | CC1 | S | 3.4 | 3.6 | 1.1 | N | 1993 |  |  | Y | Industrial CHP | 7 | T | NG
Natural Gas Fired Combined Cycle.NG | natural gas combined cycle | FALSE | 57139 | W&T Offshore Inc | 54550 | W&T Onshore Treating Facility (OTF) | AL | Mobile | 901B | Natural Gas Fired Combined Cycle | CT | CC1 | S | 3.4 | 3.6 | 1.1 | N | 1993 |  |  | Y | Industrial CHP | 7 | T | NG
Natural Gas Fired Combined Cycle.NG | natural gas combined cycle | FALSE | 57139 | W&T Offshore Inc | 54550 | W&T Onshore Treating Facility (OTF) | AL | Mobile | 901C | Natural Gas Fired Combined Cycle | CT | CC1 | S | 3.4 | 3.6 | 1.1 |  | 1993 |  |  | Y | Industrial CHP | 7 | T | NG
Conventional Hydroelectric.WAT | hydro | TRUE | 40613 | Northern California Power Agny | 54554 | Spicer Meadow Project | CA | Tuolumne | GEN1 | Conventional Hydroelectric | HY |  | W | 2.5 | 2.5 | 0.8 | N | 1989 |  |  | N | Electric Utility | 1 | X | WAT
Conventional Hydroelectric.WAT | hydro | TRUE | 40613 | Northern California Power Agny | 54554 | Spicer Meadow Project | CA | Tuolumne | GEN2 | Conventional Hydroelectric | HY |  | W | 2.5 | 2.5 | 0.8 | N | 1989 |  |  | N | Electric Utility | 1 | X | WAT
Conventional Hydroelectric.WAT | hydro | TRUE | 40613 | Northern California Power Agny | 54554 | Spicer Meadow Project | CA | Tuolumne | GEN3 | Conventional Hydroelectric | HY |  | W | 0.5 | 0.5 | 0.1 | N | 1989 |  |  | N | Electric Utility | 1 | X | WAT
Conventional Hydroelectric.WAT | hydro | TRUE | 40613 | Northern California Power Agny | 54555 | Collierville Powerhouse | CA | Calaveras | GEN1 | Conventional Hydroelectric | HY |  | W | 126.5 | 126.5 | 3 | N | 1989 |  |  | N | Electric Utility | 1 | X | WAT
Conventional Hydroelectric.WAT | hydro | TRUE | 40613 | Northern California Power Agny | 54555 | Collierville Powerhouse | CA | Calaveras | GEN2 | Conventional Hydroelectric | HY |  | W | 126.5 | 126.5 | 3 | N | 1989 |  |  | N | Electric Utility | 1 | X | WAT
Natural Gas Fired Combustion Turbine.NG | natural gas peaker | FALSE | 4222 | Ingredion Inc - Illinois | 54556 | Ingredion Incorporated | IL | Cook | TG03 | Natural Gas Fired Combustion Turbine | GT |  | S | 4.4 | 4.8 | 0.5 | N | 1996 |  |  | N | Industrial CHP | 7 | X | NG
Natural Gas Fired Combustion Turbine.NG | natural gas peaker | FALSE | 4222 | Ingredion Inc - Illinois | 54556 | Ingredion Incorporated | IL | Cook | TG04 | Natural Gas Fired Combustion Turbine | GT |  | S | 4.4 | 4.8 | 0.5 | N | 1996 |  |  | N | Industrial CHP | 7 | X | NG
Natural Gas Steam Turbine.NG | natural gas steam turbine | FALSE | 4222 | Ingredion Inc - Illinois | 54556 | Ingredion Incorporated | IL | Cook | TGO1 | Natural Gas Steam Turbine | ST |  | S | 21.1 | 21.2 | 5 | N | 1991 |  |  | Y | Industrial CHP | 7 | T | NG
Natural Gas Steam Turbine.NG | natural gas steam turbine | FALSE | 4222 | Ingredion Inc - Illinois | 54556 | Ingredion Incorporated | IL | Cook | TGO2 | Natural Gas Steam Turbine | ST |  | S | 21.1 | 21.2 | 5 | N | 1991 |  |  | Y | Industrial CHP | 7 | T | NG
Conventional Hydroelectric.WAT | hydro | TRUE | 8365 | Hazelton/Wilson Joint Venture | 54558 | Hazelton B Hydro | ID | Jerome | U1 | Conventional Hydroelectric | HY |  | S | 3.8 | 3.8 | 1.4 | N | 1993 |  |  | N | IPP Non-CHP | 2 | X | WAT
Conventional Hydroelectric.WAT | hydro | TRUE | 8365 | Hazelton/Wilson Joint Venture | 54558 | Hazelton B Hydro | ID | Jerome | U2 | Conventional Hydroelectric | HY |  | S | 3.8 | 3.8 | 1.4 | N | 1993 |  |  | N | IPP Non-CHP | 2 | X | WAT
Wood/Wood Waste Biomass.BLQ | biomass | FALSE | 11169 | Longview Fibre Co | 54562 | Longview Fibre | WA | Cowlitz | 6 | Wood/Wood Waste Biomass | ST |  | S | 22 | 22 | 4 | N | 1958 |  |  | Y | Industrial CHP | 7 | T | BLQ | WDS | NG | OBL
Wood/Wood Waste Biomass.BLQ | biomass | FALSE | 11169 | Longview Fibre Co | 54562 | Longview Fibre | WA | Cowlitz | 7 | Wood/Wood Waste Biomass | ST |  | S | 25 | 25 | 4 | N | 1966 |  |  | Y | Industrial CHP | 7 | T | BLQ | WDS | NG | OBL
Petroleum Liquids.DFO | petroleum | FALSE | 21116 | YKK USA Inc | 54566 | YKK USA Chestney | GA | Bibb | BWP1 | Petroleum Liquids | IC |  | S | 0.5 | 0.5 | 0.1 | N | 1996 |  |  | N | Industrial Non-CHP | 6 | X | DFO
Petroleum Liquids.DFO | petroleum | FALSE | 21116 | YKK USA Inc | 54566 | YKK USA Chestney | GA | Bibb | SEV1 | Petroleum Liquids | IC |  | S | 0.3 | 0.3 | 0.1 | N | 2015 |  |  | N | Industrial Non-CHP | 6 | X | DFO
Petroleum Liquids.DFO | petroleum | FALSE | 21116 | YKK USA Inc | 54566 | YKK USA Chestney | GA | Bibb | SLD1 | Petroleum Liquids | IC |  | S | 0.5 | 0.5 | 0.1 | N | 1992 |  |  | N | Industrial Non-CHP | 6 | X | DFO
Landfill Gas.LFG | natural gas peaker | TRUE | 61324 | Yolo County Community Services Department | 54567 | MM Yolo Power | CA | Yolo | 1 | Landfill Gas | IC |  | S | 0.5 | 0.5 | 0.5 | N | 1990 |  |  | N | IPP Non-CHP | 2 | X | LFG
Landfill Gas.LFG | natural gas peaker | TRUE | 61324 | Yolo County Community Services Department | 54567 | MM Yolo Power | CA | Yolo | 2 | Landfill Gas | IC |  | S | 0.5 | 0.5 | 0.5 | N | 1990 |  |  | N | IPP Non-CHP | 2 | X | LFG
Landfill Gas.LFG | natural gas peaker | TRUE | 61324 | Yolo County Community Services Department | 54567 | MM Yolo Power | CA | Yolo | 3 | Landfill Gas | IC |  | S | 0.5 | 0.5 | 0.5 | N | 1990 |  |  | N | IPP Non-CHP | 2 | X | LFG
Landfill Gas.LFG | natural gas peaker | TRUE | 61324 | Yolo County Community Services Department | 54567 | MM Yolo Power | CA | Yolo | 4 | Landfill Gas | IC |  | S | 0.9 | 0.9 | 0.5 | N | 1993 |  |  | N | IPP Non-CHP | 2 | X | LFG
Landfill Gas.LFG | natural gas peaker | TRUE | 61324 | Yolo County Community Services Department | 54567 | MM Yolo Power | CA | Yolo | 5 | Landfill Gas | IC |  | S | 0.9 | 0.9 | 0.5 | N | 1998 |  |  | N | IPP Non-CHP | 2 | X | LFG
Other Waste Biomass.OBG | biomass | FALSE | 13943 | Ocean County Utilities Auth | 54569 | Bayville Central Facility | NJ | Ocean | COG1 | Other Waste Biomass | IC |  | S | 0.3 | 0.3 | 0.2 | N | 1988 |  |  | Y | Commercial CHP | 5 | T | OBG | NG
Other Waste Biomass.OBG | biomass | FALSE | 13943 | Ocean County Utilities Auth | 54569 | Bayville Central Facility | NJ | Ocean | COG2 | Other Waste Biomass | IC |  | S | 0.3 | 0.3 | 0.2 | N | 1988 |  |  | Y | Commercial CHP | 5 | T | OBG | NG
Other Waste Biomass.OBG | biomass | FALSE | 13943 | Ocean County Utilities Auth | 54569 | Bayville Central Facility | NJ | Ocean | COG3 | Other Waste Biomass | IC |  | S | 0.3 | 0.3 | 0.2 | N | 1988 |  |  | Y | Commercial CHP | 5 | T | OBG | NG
Petroleum Liquids.DFO | petroleum | FALSE | 13943 | Ocean County Utilities Auth | 54569 | Bayville Central Facility | NJ | Ocean | COG4 | Petroleum Liquids | IC |  | S | 1.5 | 1.5 | 0.7 | N | 2002 |  |  | N | Commercial CHP | 5 | X | DFO
Petroleum Liquids.DFO | petroleum | FALSE | 13943 | Ocean County Utilities Auth | 54569 | Bayville Central Facility | NJ | Ocean | COG5 | Petroleum Liquids | IC |  | S | 1.5 | 1.5 | 0.7 | N | 2002 |  |  | N | Commercial CHP | 5 | X | DFO
Petroleum Liquids.DFO | petroleum | FALSE | 13943 | Ocean County Utilities Auth | 54569 | Bayville Central Facility | NJ | Ocean | COG6 | Petroleum Liquids | IC |  | S | 1.5 | 1.5 | 0.7 | N | 2002 |  |  | N | Commercial CHP | 5 | X | DFO
Petroleum Liquids.DFO | petroleum | FALSE | 13943 | Ocean County Utilities Auth | 54569 | Bayville Central Facility | NJ | Ocean | COG7 | Petroleum Liquids | IC |  | S | 1.5 | 1.5 | 0.7 | N | 2002 |  |  | N | Commercial CHP | 5 | X | DFO
Solar Photovoltaic.SUN | solar PV | FALSE | 13943 | Ocean County Utilities Auth | 54569 | Bayville Central Facility | NJ | Ocean | CPV1 | Solar Photovoltaic | PV |  | S | 0.2 | 0.1 |  | N | 2007 |  |  | N | Commercial CHP | 5 | X | SUN
Conventional Hydroelectric.WAT | hydro | TRUE | 57280 | Eagle Creek Renewable Energy, LLC | 54572 | Lochmere Hydroelectric Plant | NH | Belknap | UNT1 | Conventional Hydroelectric | HY |  | W | 0.3 | 0.3 | 0.1 | N | 1984 |  |  | N | IPP Non-CHP | 2 | X | WAT
Conventional Hydroelectric.WAT | hydro | TRUE | 57280 | Eagle Creek Renewable Energy, LLC | 54572 | Lochmere Hydroelectric Plant | NH | Belknap | UNT2 | Conventional Hydroelectric | HY |  | W | 0.3 | 0.3 | 0.1 | N | 1984 |  |  | N | IPP Non-CHP | 2 | X | WAT
Conventional Hydroelectric.WAT | hydro | TRUE | 57280 | Eagle Creek Renewable Energy, LLC | 54572 | Lochmere Hydroelectric Plant | NH | Belknap | UNT3 | Conventional Hydroelectric | HY |  | W | 0.3 | 0.3 | 0.1 | N | 1984 |  |  | N | IPP Non-CHP | 2 | X | WAT
Conventional Hydroelectric.WAT | hydro | TRUE | 57280 | Eagle Creek Renewable Energy, LLC | 54572 | Lochmere Hydroelectric Plant | NH | Belknap | UNT4 | Conventional Hydroelectric | HY |  | W | 0.3 | 0.3 | 0.1 | N | 1984 |  |  | N | IPP Non-CHP | 2 | X | WAT
Conventional Hydroelectric.WAT | hydro | TRUE | 54838 | Windsor Machinery Co Inc | 54573 | Wappinger Falls Hydroelectric | NY | Dutchess | 1 | Conventional Hydroelectric | HY |  | S | 1 | 0.9 | 1 | N | 1988 |  |  | N | IPP Non-CHP | 2 | X | WAT
Conventional Hydroelectric.WAT | hydro | TRUE | 54838 | Windsor Machinery Co Inc | 54573 | Wappinger Falls Hydroelectric | NY | Dutchess | 2 | Conventional Hydroelectric | HY |  | S | 1 | 0.9 | 1 | N | 1988 |  |  | N | IPP Non-CHP | 2 | X | WAT
Natural Gas Fired Combined Cycle.NG | natural gas combined cycle | TRUE | 16729 | Saranac Power Partners LP | 54574 | Saranac Facility | NY | Clinton | GEN1 | Natural Gas Fired Combined Cycle | CT | CA | S | 79.4 | 92 | 40 | N | 1994 |  |  | N | IPP Non-CHP | 2 | X | NG
Natural Gas Fired Combined Cycle.NG | natural gas combined cycle | TRUE | 16729 | Saranac Power Partners LP | 54574 | Saranac Facility | NY | Clinton | GEN2 | Natural Gas Fired Combined Cycle | CT | CA | S | 73.5 | 92 | 40 | N | 1994 |  |  | N | IPP Non-CHP | 2 | X | NG
Natural Gas Fired Combined Cycle.NG | natural gas combined cycle | TRUE | 16729 | Saranac Power Partners LP | 54574 | Saranac Facility | NY | Clinton | GEN3 | Natural Gas Fired Combined Cycle | CA | CA | S | 85.9 | 86.5 | 10 | N | 1994 |  |  | N | IPP Non-CHP | 2 | X | NG
Conventional Hydroelectric.WAT | hydro | TRUE | 24931 | Palmer Hydroelectric | 54580 | Curtis Palmer Hydroelectric | NY | Saratoga | C1 | Conventional Hydroelectric | HY |  | S | 2.5 | 2.5 | 0.9 | N | 1986 |  |  | N | IPP Non-CHP | 2 | X | WAT
Conventional Hydroelectric.WAT | hydro | TRUE | 24931 | Palmer Hydroelectric | 54580 | Curtis Palmer Hydroelectric | NY | Saratoga | C2 | Conventional Hydroelectric | HY |  | S | 2.5 | 2.5 | 0.9 | N | 1986 |  |  | N | IPP Non-CHP | 2 | X | WAT
Conventional Hydroelectric.WAT | hydro | TRUE | 24931 | Palmer Hydroelectric | 54580 | Curtis Palmer Hydroelectric | NY | Saratoga | C3 | Conventional Hydroelectric | HY |  | S | 2.4 | 2.4 | 2.3 | N | 1985 |  |  | N | IPP Non-CHP | 2 | X | WAT
Conventional Hydroelectric.WAT | hydro | TRUE | 24931 | Palmer Hydroelectric | 54580 | Curtis Palmer Hydroelectric | NY | Saratoga | C4 | Conventional Hydroelectric | HY |  | S | 1.1 | 1.1 | 0.2 | N | 1985 |  |  | N | IPP Non-CHP | 2 | X | WAT
Conventional Hydroelectric.WAT | hydro | TRUE | 24931 | Palmer Hydroelectric | 54580 | Curtis Palmer Hydroelectric | NY | Saratoga | C5 | Conventional Hydroelectric | HY |  | S | 1.1 | 1.1 | 0.2 | N | 1985 |  |  | N | IPP Non-CHP | 2 | X | WAT
Conventional Hydroelectric.WAT | hydro | TRUE | 24931 | Palmer Hydroelectric | 54580 | Curtis Palmer Hydroelectric | NY | Saratoga | P1 | Conventional Hydroelectric | HY |  | S | 25 | 25 | 6 | N | 1986 |  |  | N | IPP Non-CHP | 2 | X | WAT
Conventional Hydroelectric.WAT | hydro | TRUE | 24931 | Palmer Hydroelectric | 54580 | Curtis Palmer Hydroelectric | NY | Saratoga | P2 | Conventional Hydroelectric | HY |  | S | 25 | 25 | 6 | N | 1986 |  |  | N | IPP Non-CHP | 2 | X | WAT
Natural Gas Fired Combined Cycle.NG | natural gas combined cycle | TRUE | 65159 | BT Generation Holdings, LLC | 54586 | Tanner Street Generation | MA | Middlesex | TRENT | Natural Gas Fired Combined Cycle | CT | CC1 | S | 58 | 58 | 45 | N | 2008 | 6 | 2027 | N | IPP Non-CHP | 2 | X | NG | DFO
Natural Gas Fired Combined Cycle.NG | natural gas combined cycle | TRUE | 65159 | BT Generation Holdings, LLC | 54586 | Tanner Street Generation | MA | Middlesex | VAX | Natural Gas Fired Combined Cycle | CA | CC1 | S | 17 | 19 | 10 | N | 1992 | 6 | 2027 | N | IPP Non-CHP | 2 | X | NG | DFO
Natural Gas Fired Combined Cycle.NG | natural gas combined cycle | TRUE | 15253 | Power City Partners LP | 54592 | Massena Energy Facility | NY | St Lawrence | GEN1 | Natural Gas Fired Combined Cycle | CT | CC1 | S | 46 | 56 | 46 | N | 1992 |  |  | N | IPP Non-CHP | 2 | X | NG | DFO | OBL
Natural Gas Fired Combined Cycle.NG | natural gas combined cycle | TRUE | 15253 | Power City Partners LP | 54592 | Massena Energy Facility | NY | St Lawrence | GEN2 | Natural Gas Fired Combined Cycle | CA | CC1 | S | 35 | 35 | 30 | N | 1992 |  |  | N | IPP Non-CHP | 2 | X | NG
Petroleum Liquids.DFO | petroleum | TRUE | 15253 | Power City Partners LP | 54592 | Massena Energy Facility | NY | St Lawrence | IC | Petroleum Liquids | IC |  | S | 2 | 2 | 0.1 | N | 1992 |  |  | N | IPP Non-CHP | 2 | X | DFO
Natural Gas Fired Combined Cycle.NG | natural gas combined cycle | TRUE | 16839 | Seneca Power Partners LP | 54593 | Batavia Power Plant | NY | Genesee | GEN1 | Natural Gas Fired Combined Cycle | CT | CC01 | S | 34.3 | 44.3 | 34.3 | N | 1992 |  |  | N | IPP Non-CHP | 2 | X | NG
Natural Gas Fired Combined Cycle.NG | natural gas combined cycle | TRUE | 16839 | Seneca Power Partners LP | 54593 | Batavia Power Plant | NY | Genesee | GEN2 | Natural Gas Fired Combined Cycle | CA | CC01 | S | 14.5 | 14.8 | 14.5 | N | 1992 |  |  | N | IPP Non-CHP | 2 | X | NG
Petroleum Liquids.DFO | petroleum | TRUE | 16839 | Seneca Power Partners LP | 54593 | Batavia Power Plant | NY | Genesee | GEN3 | Petroleum Liquids | IC |  | S | 1 | 1 | 0.5 | N | 1992 |  |  | N | IPP Non-CHP | 2 | X | DFO
Petroleum Liquids.DFO | petroleum | FALSE | 55994 | University of Arizona - Biosphere 2 | 54594 | University of Arizona - Biosphere 2 | AZ | Pinal | G-1 | Petroleum Liquids | IC |  | S | 1.5 | 1.5 | 1 | N | 1990 |  |  | N | Commercial Non-CHP | 4 | X | DFO
Natural Gas Internal Combustion Engine.NG | natural gas peaker | FALSE | 55994 | University of Arizona - Biosphere 2 | 54594 | University of Arizona - Biosphere 2 | AZ | Pinal | G-4 | Natural Gas Internal Combustion Engine | IC |  | S | 1.6 | 1.6 | 1 | N | 2000 |  |  | N | Commercial Non-CHP | 4 | X | NG
Petroleum Liquids.DFO | petroleum | FALSE | 56478 | University of Michigan NCampus Research | 54604 | Warner Lambert | MI | Washtenaw | 016E | Petroleum Liquids | IC |  | S | 1 | 1 | 0 | N | 1992 |  |  | N | Commercial CHP | 5 | X | DFO
Petroleum Liquids.DFO | petroleum | FALSE | 56478 | University of Michigan NCampus Research | 54604 | Warner Lambert | MI | Washtenaw | 0550 | Petroleum Liquids | IC |  | S | 1.5 | 1.5 | 0 | N | 2002 |  |  | N | Commercial CHP | 5 | X | DFO
Petroleum Liquids.DFO | petroleum | FALSE | 56478 | University of Michigan NCampus Research | 54604 | Warner Lambert | MI | Washtenaw | 085-1 | Petroleum Liquids | IC |  | S | 2.3 | 2.3 | 0 | N | 2005 |  |  | N | Commercial CHP | 5 | X | DFO
Petroleum Liquids.DFO | petroleum | FALSE | 56478 | University of Michigan NCampus Research | 54604 | Warner Lambert | MI | Washtenaw | 085-2 | Petroleum Liquids | IC |  | S | 2.3 | 2.3 | 0 | N | 2005 |  |  | N | Commercial CHP | 5 | X | DFO
Natural Gas Fired Combustion Turbine.NG | natural gas peaker | FALSE | 56478 | University of Michigan NCampus Research | 54604 | Warner Lambert | MI | Washtenaw | 5164 | Natural Gas Fired Combustion Turbine | GT |  | S | 2.8 | 3.2 | 0 | N | 1989 |  |  | Y | Commercial CHP | 5 | T | NG | DFO
Petroleum Liquids.DFO | petroleum | FALSE | 56478 | University of Michigan NCampus Research | 54604 | Warner Lambert | MI | Washtenaw | 800-1 | Petroleum Liquids | IC |  | S | 2.3 | 2.3 | 0 | N | 2007 |  |  | N | Commercial CHP | 5 | X | DFO
Natural Gas Fired Combustion Turbine.NG | natural gas peaker | FALSE | 21621 | United Technologies | 54605 | Pratt & Whitney | CT | Hartford | FT-8 | Natural Gas Fired Combustion Turbine | GT |  | S | 28 | 31 | 12 | N | 1992 |  |  | Y | Industrial CHP | 7 | T | NG | DFO
Wood/Wood Waste Biomass.WDS | biomass | FALSE | 4417 | Ingredion Inc - Winston Salem | 54618 | Ingredion Winston Salem | NC | Forsyth | 7500 | Wood/Wood Waste Biomass | ST |  | S | 6.6 | 6.6 | 1 | N | 1985 |  |  | Y | Industrial CHP | 7 | T | WDS | NG
Wood/Wood Waste Biomass.WDS | biomass | FALSE | 4417 | Ingredion Inc - Winston Salem | 54618 | Ingredion Winston Salem | NC | Forsyth | 900 | Wood/Wood Waste Biomass | ST |  | S | 0.4 | 0.5 | 0.1 | N | 1993 |  |  | Y | Industrial CHP | 7 | T | WDS | NG
Wood/Wood Waste Biomass.WDS | biomass | TRUE | 65545 | NE Renewable Fitchburg, LLC | 54620 | NE Renewable Fitchburg, LLC | MA | Worcester | NO-1 | Wood/Wood Waste Biomass | ST |  | S | 14.9 | 15.1 | 8 | N | 1992 |  |  | N | IPP Non-CHP | 2 | X | WDS
Other Waste Biomass.OBG | biomass | FALSE | 12411 | Miami Dade Water & Sewer Dept | 54623 | Central District Wastewater Treat Plant | FL | Miami Dade | 3A | Other Waste Biomass | IC |  | S | 1.2 | 1.2 | 1 | N | 2013 |  |  | Y | Commercial CHP | 5 | T | OBG
Other Waste Biomass.OBG | biomass | FALSE | 12411 | Miami Dade Water & Sewer Dept | 54623 | Central District Wastewater Treat Plant | FL | Miami Dade | 4A | Other Waste Biomass | IC |  | S | 1.2 | 1.2 | 1 | N | 2013 |  |  | Y | Commercial CHP | 5 | T | OBG
Other Waste Biomass.OBG | biomass | FALSE | 12411 | Miami Dade Water & Sewer Dept | 54623 | Central District Wastewater Treat Plant | FL | Miami Dade | 5 | Other Waste Biomass | IC |  | S | 1.2 | 1.2 | 1 | N | 2015 |  |  | N | Commercial CHP | 5 | X | OBG
Other Waste Biomass.OBG | biomass | FALSE | 12411 | Miami Dade Water & Sewer Dept | 54623 | Central District Wastewater Treat Plant | FL | Miami Dade | 6 | Other Waste Biomass | IC |  | S | 1.2 | 1.2 | 1 | N | 2015 |  |  | N | Commercial CHP | 5 | X | OBG
Other Waste Biomass.OBG | biomass | FALSE | 12411 | Miami Dade Water & Sewer Dept | 54624 | South District Wastewater Treatment Plt | FL | Miami Dade | 1A | Other Waste Biomass | IC |  | S | 2 | 2 | 1.9 | N | 2014 |  |  | Y | Commercial CHP | 5 | T | OBG | NG | LFG
Other Waste Biomass.OBG | biomass | FALSE | 12411 | Miami Dade Water & Sewer Dept | 54624 | South District Wastewater Treatment Plt | FL | Miami Dade | 2A | Other Waste Biomass | IC |  | S | 2 | 2 | 1.9 | N | 2014 |  |  | Y | Commercial CHP | 5 | T | OBG | NG | LFG
Other Waste Biomass.OBG | biomass | FALSE | 12411 | Miami Dade Water & Sewer Dept | 54624 | South District Wastewater Treatment Plt | FL | Miami Dade | 3A | Other Waste Biomass | IC |  | S | 2 | 2 | 1.9 | N | 2014 |  |  | Y | Commercial CHP | 5 | T | OBG | NG | LFG
Other Waste Biomass.OBG | biomass | FALSE | 12411 | Miami Dade Water & Sewer Dept | 54624 | South District Wastewater Treatment Plt | FL | Miami Dade | 4A | Other Waste Biomass | IC |  | S | 2 | 2 | 1.9 | N | 2014 |  |  | Y | Commercial CHP | 5 | T | OBG | NG | LFG
Municipal Solid Waste.MSW | municipal solid waste | FALSE | 56646 | Covanta Plymouth Renewable Energy L P | 54625 | Covanta Plymouth Renewable Energy | PA | Montgomery | TGI | Municipal Solid Waste | ST |  | S | 28 | 28 | 14 | N | 1991 |  |  | N | Commercial Non-CHP | 4 | X | MSW
Wood/Wood Waste Biomass.WDS | biomass | TRUE | 13060 | Mt Poso Cogeneration Co | 54626 | Mt Poso Cogeneration | CA | Kern | TG01 | Wood/Wood Waste Biomass | ST |  | J | 42.4 | 42.4 | 20 | N | 1989 |  |  | Y | IPP CHP | 3 | T | WDS | NG
Other Waste Biomass.AB | biomass | TRUE | 13492 | New Hope Power Company | 54627 | Okeelanta Cogeneration | FL | Palm Beach | GEN1 | Other Waste Biomass | ST |  | S | 74.9 | 74.9 | 5 | N | 1996 |  |  | Y | IPP CHP | 3 | T | AB | NG | WDS | DFO
Other Waste Biomass.AB | biomass | TRUE | 13492 | New Hope Power Company | 54627 | Okeelanta Cogeneration | FL | Palm Beach | GEN2 | Other Waste Biomass | ST |  | S | 30 | 30 | 5 | N | 2006 |  |  | Y | IPP CHP | 3 | T | AB | NG | WDS | DFO
Natural Gas Fired Combustion Turbine.NG | natural gas peaker | FALSE | 14925 | Phelps Dodge Refining Corp | 54628 | Phelps Dodge Refining | TX | El Paso | 2607 | Natural Gas Fired Combustion Turbine | GT |  | S | 2.6 | 3 | 2.6 | N | 1986 |  |  | Y | Industrial CHP | 7 | T | NG
Natural Gas Fired Combustion Turbine.NG | natural gas peaker | FALSE | 14925 | Phelps Dodge Refining Corp | 54628 | Phelps Dodge Refining | TX | El Paso | 2608 | Natural Gas Fired Combustion Turbine | GT |  | S | 2.6 | 3 | 2.6 | N | 1986 |  |  | Y | Industrial CHP | 7 | T | NG
Natural Gas Fired Combustion Turbine.NG | natural gas peaker | FALSE | 14925 | Phelps Dodge Refining Corp | 54628 | Phelps Dodge Refining | TX | El Paso | 3001 | Natural Gas Fired Combustion Turbine | GT |  | S | 3.2 | 3.8 | 3.2 | N | 1992 |  |  | Y | Industrial CHP | 7 | T | NG
Natural Gas Fired Combustion Turbine.NG | natural gas peaker | FALSE | 14925 | Phelps Dodge Refining Corp | 54628 | Phelps Dodge Refining | TX | El Paso | 3002 | Natural Gas Fired Combustion Turbine | GT |  | S | 3.2 | 3.8 | 3.2 | N | 1992 |  |  | Y | Industrial CHP | 7 | T | NG
Natural Gas Fired Combustion Turbine.NG | natural gas peaker | FALSE | 14925 | Phelps Dodge Refining Corp | 54628 | Phelps Dodge Refining | TX | El Paso | 3003 | Natural Gas Fired Combustion Turbine | GT |  | S | 3.2 | 3.8 | 3.2 | N | 1992 |  |  | Y | Industrial CHP | 7 | T | NG
Petroleum Liquids.DFO | petroleum | FALSE | 54839 | Eagle Materials Co LLC | 54630 | American Gypsum Cogeneration | CO | Eagle | D-1 | Petroleum Liquids | IC |  | S | 1.2 | 1.4 | 0.3 | N | 1990 |  |  | N | Industrial CHP | 7 | X | DFO
Petroleum Liquids.DFO | petroleum | FALSE | 54839 | Eagle Materials Co LLC | 54630 | American Gypsum Cogeneration | CO | Eagle | D-2 | Petroleum Liquids | IC |  | S | 1.2 | 1.4 | 0.3 | N | 1990 |  |  | N | Industrial CHP | 7 | X | DFO
Natural Gas Fired Combustion Turbine.NG | natural gas peaker | FALSE | 54839 | Eagle Materials Co LLC | 54630 | American Gypsum Cogeneration | CO | Eagle | T-1 | Natural Gas Fired Combustion Turbine | GT |  | S | 2.6 | 2.8 | 0.5 | N | 1990 |  |  | Y | Industrial CHP | 7 | T | NG
Natural Gas Fired Combustion Turbine.NG | natural gas peaker | FALSE | 54839 | Eagle Materials Co LLC | 54630 | American Gypsum Cogeneration | CO | Eagle | T-2 | Natural Gas Fired Combustion Turbine | GT |  | S | 2.6 | 2.8 | 0.5 | N | 1990 |  |  | Y | Industrial CHP | 7 | T | NG
Conventional Steam Coal.WC | hard coal | TRUE | 16793 | Schuylkill Energy Resource Inc | 54634 | St Nicholas Cogen Project | PA | Schuylkill | SNCP | Conventional Steam Coal | ST |  | S | 86 | 86 | 55 | N | 1990 |  |  | Y | IPP CHP | 3 | T | WC
Natural Gas Fired Combustion Turbine.NG | natural gas peaker | FALSE | 30052 | Indorama Ventures | 54637 | JCO Oxides Olefins Plant | TX | Jefferson | GCG1 | Natural Gas Fired Combustion Turbine | GT |  | S | 30.5 | 35.5 | 10 | N | 1992 |  |  | Y | Industrial CHP | 7 | T | NG
Natural Gas Fired Combustion Turbine.NG | natural gas peaker | FALSE | 30052 | Indorama Ventures | 54637 | JCO Oxides Olefins Plant | TX | Jefferson | GCG2 | Natural Gas Fired Combustion Turbine | GT |  | S | 30.5 | 35.5 | 10 | N | 1992 |  |  | Y | Industrial CHP | 7 | T | NG
Wood/Wood Waste Biomass.BLQ | biomass | FALSE | 56137 | Domtar LLC | 54638 | Johnsonburg Mill | PA | Elk | PT1 | Wood/Wood Waste Biomass | ST |  | S | 49 | 49 | 12 | N | 1993 |  |  | Y | Industrial CHP | 7 | T | BLQ | NG
Batteries.MWH | battery storage | TRUE | 7595 | Great Lakes Hydro America LLC | 54639 | Berlin Gorham | NH | Coos | BESS1 | Batteries | BA |  | S | 14 | 14 | 0.1 | N | 2023 |  |  | N | IPP Non-CHP | 2 | X | MWH
Conventional Hydroelectric.WAT | hydro | TRUE | 7595 | Great Lakes Hydro America LLC | 54639 | Berlin Gorham | NH | Coos | CAS1 | Conventional Hydroelectric | HY |  | S | 2.4 | 2.4 | 0.1 | N | 1914 |  |  | N | IPP Non-CHP | 2 | X | WAT
Conventional Hydroelectric.WAT | hydro | TRUE | 7595 | Great Lakes Hydro America LLC | 54639 | Berlin Gorham | NH | Coos | CAS2 | Conventional Hydroelectric | HY |  | S | 2.4 | 2.4 | 0.1 | N | 1916 |  |  | N | IPP Non-CHP | 2 | X | WAT
Conventional Hydroelectric.WAT | hydro | TRUE | 7595 | Great Lakes Hydro America LLC | 54639 | Berlin Gorham | NH | Coos | CAS3 | Conventional Hydroelectric | HY |  | S | 3.1 | 3.1 | 0.1 | N | 1918 |  |  | N | IPP Non-CHP | 2 | X | WAT
Conventional Hydroelectric.WAT | hydro | TRUE | 7595 | Great Lakes Hydro America LLC | 54639 | Berlin Gorham | NH | Coos | GOR1 | Conventional Hydroelectric | HY |  | S | 1.2 | 1.2 | 0.1 | N | 1920 |  |  | N | IPP Non-CHP | 2 | X | WAT
Conventional Hydroelectric.WAT | hydro | TRUE | 7595 | Great Lakes Hydro America LLC | 54639 | Berlin Gorham | NH | Coos | GOR2 | Conventional Hydroelectric | HY |  | S | 1.2 | 1.2 | 0.1 | N | 1920 |  |  | N | IPP Non-CHP | 2 | X | WAT
Conventional Hydroelectric.WAT | hydro | TRUE | 7595 | Great Lakes Hydro America LLC | 54639 | Berlin Gorham | NH | Coos | GOR3 | Conventional Hydroelectric | HY |  | S | 1.2 | 1.2 | 0.1 | N | 1920 |  |  | N | IPP Non-CHP | 2 | X | WAT
Conventional Hydroelectric.WAT | hydro | TRUE | 7595 | Great Lakes Hydro America LLC | 54639 | Berlin Gorham | NH | Coos | GOR4 | Conventional Hydroelectric | HY |  | S | 1.2 | 1.2 | 0.1 | N | 1920 |  |  | N | IPP Non-CHP | 2 | X | WAT
Conventional Hydroelectric.WAT | hydro | TRUE | 7595 | Great Lakes Hydro America LLC | 54639 | Berlin Gorham | NH | Coos | RS1 | Conventional Hydroelectric | HY |  | S | 3.8 | 3.8 | 0.1 | N | 1920 |  |  | N | IPP Non-CHP | 2 | X | WAT
Conventional Hydroelectric.WAT | hydro | TRUE | 7595 | Great Lakes Hydro America LLC | 54639 | Berlin Gorham | NH | Coos | RS3 | Conventional Hydroelectric | HY |  | S | 4.1 | 4.1 | 0.1 | N | 1920 |  |  | N | IPP Non-CHP | 2 | X | WAT
Conventional Hydroelectric.WAT | hydro | TRUE | 7595 | Great Lakes Hydro America LLC | 54639 | Berlin Gorham | NH | Coos | SH2 | Conventional Hydroelectric | HY |  | S | 0.9 | 0.9 | 0.1 | N | 1916 |  |  | N | IPP Non-CHP | 2 | X | WAT
Conventional Hydroelectric.WAT | hydro | TRUE | 7595 | Great Lakes Hydro America LLC | 54639 | Berlin Gorham | NH | Coos | SHL1 | Conventional Hydroelectric | HY |  | S | 0.9 | 0.9 | 0.1 | N | 1916 |  |  | N | IPP Non-CHP | 2 | X | WAT
Conventional Hydroelectric.WAT | hydro | TRUE | 7595 | Great Lakes Hydro America LLC | 54639 | Berlin Gorham | NH | Coos | SHL3 | Conventional Hydroelectric | HY |  | S | 1.8 | 1.8 | 0.1 | N | 1929 |  |  | N | IPP Non-CHP | 2 | X | WAT
Conventional Hydroelectric.WAT | hydro | TRUE | 7595 | Great Lakes Hydro America LLC | 54639 | Berlin Gorham | NH | Coos | SM1 | Conventional Hydroelectric | HY |  | S | 0.8 | 0.8 | 0.1 | N | 1980 |  |  | N | IPP Non-CHP | 2 | X | WAT
Conventional Hydroelectric.WAT | hydro | TRUE | 7595 | Great Lakes Hydro America LLC | 54639 | Berlin Gorham | NH | Coos | SM2 | Conventional Hydroelectric | HY |  | S | 0.8 | 0.8 | 0.1 | N | 1980 |  |  | N | IPP Non-CHP | 2 | X | WAT
Conventional Hydroelectric.WAT | hydro | TRUE | 7595 | Great Lakes Hydro America LLC | 54639 | Berlin Gorham | NH | Coos | SM3 | Conventional Hydroelectric | HY |  | S | 0.8 | 0.8 | 0.1 | N | 1980 |  |  | N | IPP Non-CHP | 2 | X | WAT
Conventional Hydroelectric.WAT | hydro | TRUE | 7595 | Great Lakes Hydro America LLC | 54639 | Berlin Gorham | NH | Coos | SM4 | Conventional Hydroelectric | HY |  | S | 0.8 | 0.8 | 0.1 | N | 1980 |  |  | N | IPP Non-CHP | 2 | X | WAT
Conventional Hydroelectric.WAT | hydro | TRUE | 7595 | Great Lakes Hydro America LLC | 54639 | Berlin Gorham | NH | Coos | XP1 | Conventional Hydroelectric | HY |  | S | 0.6 | 0.6 | 0.1 | N | 1921 |  |  | N | IPP Non-CHP | 2 | X | WAT
Conventional Hydroelectric.WAT | hydro | TRUE | 7595 | Great Lakes Hydro America LLC | 54639 | Berlin Gorham | NH | Coos | XP2 | Conventional Hydroelectric | HY |  | S | 0.6 | 0.6 | 0.1 | N | 1921 |  |  | N | IPP Non-CHP | 2 | X | WAT
Conventional Hydroelectric.WAT | hydro | TRUE | 7595 | Great Lakes Hydro America LLC | 54639 | Berlin Gorham | NH | Coos | XP3 | Conventional Hydroelectric | HY |  | S | 0.6 | 0.6 | 0.1 | N | 1921 |  |  | N | IPP Non-CHP | 2 | X | WAT
Conventional Hydroelectric.WAT | hydro | TRUE | 7595 | Great Lakes Hydro America LLC | 54639 | Berlin Gorham | NH | Coos | XP4 | Conventional Hydroelectric | HY |  | S | 0.5 | 0.5 | 0.1 | N | 1921 |  |  | N | IPP Non-CHP | 2 | X | WAT
Conventional Hydroelectric.WAT | hydro | TRUE | 7595 | Great Lakes Hydro America LLC | 54639 | Berlin Gorham | NH | Coos | XP5 | Conventional Hydroelectric | HY |  | S | 0.7 | 0.7 | 0.1 | N | 1924 |  |  | N | IPP Non-CHP | 2 | X | WAT
Natural Gas Fired Combined Cycle.NG | natural gas combined cycle | TRUE | 60789 | Essential Power Operating Company, LLC | 54640 | NAEA Lakewood LLC | NJ | Ocean | GEN1 | Natural Gas Fired Combined Cycle | CT | LCLP | W | 89.5 | 90.5 | 62.1 | N | 1994 |  |  | N | IPP Non-CHP | 2 | X | NG | DFO
Natural Gas Fired Combined Cycle.NG | natural gas combined cycle | TRUE | 60789 | Essential Power Operating Company, LLC | 54640 | NAEA Lakewood LLC | NJ | Ocean | GEN2 | Natural Gas Fired Combined Cycle | CT | LCLP | W | 90.5 | 91.5 | 62.1 | N | 1994 |  |  | N | IPP Non-CHP | 2 | X | NG | DFO
Natural Gas Fired Combined Cycle.NG | natural gas combined cycle | TRUE | 60789 | Essential Power Operating Company, LLC | 54640 | NAEA Lakewood LLC | NJ | Ocean | GEN3 | Natural Gas Fired Combined Cycle | CA | LCLP | W | 85 | 85 | 79.7 | N | 1994 |  |  | N | IPP Non-CHP | 2 | X | NG | DFO
Petroleum Liquids.RFO | petroleum | TRUE | 9989 | Kalaeloa Partners LP | 54646 | Kalaeloa Cogen Plant | HI | Honolulu | CT1 | Petroleum Liquids | CT | CC1 | W | 85 | 85 | 40 | N | 1989 |  |  | Y | IPP CHP | 3 | T | RFO | DFO
Petroleum Liquids.RFO | petroleum | TRUE | 9989 | Kalaeloa Partners LP | 54646 | Kalaeloa Cogen Plant | HI | Honolulu | CT2 | Petroleum Liquids | CT | CC1 | W | 85 | 85 | 40 | N | 1991 |  |  | Y | IPP CHP | 3 | T | RFO | DFO
Petroleum Liquids.DFO | petroleum | TRUE | 9989 | Kalaeloa Partners LP | 54646 | Kalaeloa Cogen Plant | HI | Honolulu | ST | Petroleum Liquids | CA | CC1 | W | 50 | 50 | 10 | N | 1991 |  |  | Y | IPP CHP | 3 | B | DFO
Onshore Wind Turbine.WND | onshore wind | TRUE | 2770 | Terra-Gen Operating Co-Wind | 54647 | TPC Windfarms LLC | CA | Kern | EXIS | Onshore Wind Turbine | WT |  | W | 28.7 | 28.7 | 5.2 | N | 1986 |  |  | N | IPP Non-CHP | 2 | X | WND
Conventional Hydroelectric.WAT | hydro | TRUE | 57280 | Eagle Creek Renewable Energy, LLC | 54654 | Kekawaka Power House | CA | Trinity | KEK1 | Conventional Hydroelectric | HY |  | W | 4.9 | 4.9 | 0.7 | N | 1989 |  |  | N | IPP Non-CHP | 2 | X | WAT
Conventional Hydroelectric.WAT | hydro | TRUE | 57280 | Eagle Creek Renewable Energy, LLC | 54655 | Schoolfield Dam | VA | Pittsylvania | SCH1 | Conventional Hydroelectric | HY |  | W | 1.5 | 1.5 | 0.2 | N | 1990 |  |  | N | IPP Non-CHP | 2 | X | WAT
Conventional Hydroelectric.WAT | hydro | TRUE | 57280 | Eagle Creek Renewable Energy, LLC | 54655 | Schoolfield Dam | VA | Pittsylvania | SCH2 | Conventional Hydroelectric | HY |  | W | 1.5 | 1.5 | 0.2 | N | 1990 |  |  | N | IPP Non-CHP | 2 | X | WAT
Conventional Hydroelectric.WAT | hydro | TRUE | 57280 | Eagle Creek Renewable Energy, LLC | 54655 | Schoolfield Dam | VA | Pittsylvania | SCH3 | Conventional Hydroelectric | HY |  | W | 1.5 | 1.5 | 0.2 | N | 1990 |  |  | N | IPP Non-CHP | 2 | X | WAT
Wood/Wood Waste Biomass.BLQ | biomass | FALSE | 9210 | International Paper Co-Riegelwood | 54656 | International Paper Riegelwood Mill | NC | Columbus | NO3 | Wood/Wood Waste Biomass | ST |  | S | 44.5 | 40.7 | 17.3 | N | 1976 |  |  | Y | Industrial CHP | 7 | T | BLQ | SLW | WDS
Landfill Gas.LFG | natural gas peaker | TRUE | 54842 | WM Renewable Energy LLC | 54661 | Pheasant Run Landfill Gas Recovery | WI | Kenosha | GE10 | Landfill Gas | IC |  | S | 0.8 | 0.8 | 0.5 | N | 2002 |  |  | N | IPP Non-CHP | 2 | X | LFG
Landfill Gas.LFG | natural gas peaker | TRUE | 54842 | WM Renewable Energy LLC | 54661 | Pheasant Run Landfill Gas Recovery | WI | Kenosha | GE11 | Landfill Gas | IC |  | S | 0.8 | 0.8 | 0.5 | N | 2002 |  |  | N | IPP Non-CHP | 2 | X | LFG
Landfill Gas.LFG | natural gas peaker | TRUE | 54842 | WM Renewable Energy LLC | 54661 | Pheasant Run Landfill Gas Recovery | WI | Kenosha | GEN1 | Landfill Gas | IC |  | S | 0.8 | 0.8 | 0.5 | N | 1992 |  |  | N | IPP Non-CHP | 2 | X | LFG
Landfill Gas.LFG | natural gas peaker | TRUE | 54842 | WM Renewable Energy LLC | 54661 | Pheasant Run Landfill Gas Recovery | WI | Kenosha | GEN2 | Landfill Gas | IC |  | S | 0.8 | 0.8 | 0.5 | N | 1992 |  |  | N | IPP Non-CHP | 2 | X | LFG
Landfill Gas.LFG | natural gas peaker | TRUE | 54842 | WM Renewable Energy LLC | 54661 | Pheasant Run Landfill Gas Recovery | WI | Kenosha | GEN3 | Landfill Gas | IC |  | S | 0.8 | 0.8 | 0.5 | N | 1996 |  |  | N | IPP Non-CHP | 2 | X | LFG
Landfill Gas.LFG | natural gas peaker | TRUE | 54842 | WM Renewable Energy LLC | 54661 | Pheasant Run Landfill Gas Recovery | WI | Kenosha | GEN4 | Landfill Gas | IC |  | S | 0.8 | 0.8 | 0.5 | N | 2000 |  |  | N | IPP Non-CHP | 2 | X | LFG
Landfill Gas.LFG | natural gas peaker | TRUE | 54842 | WM Renewable Energy LLC | 54661 | Pheasant Run Landfill Gas Recovery | WI | Kenosha | GEN5 | Landfill Gas | IC |  | S | 0.8 | 0.8 | 0.5 | N | 2000 |  |  | N | IPP Non-CHP | 2 | X | LFG
Landfill Gas.LFG | natural gas peaker | TRUE | 54842 | WM Renewable Energy LLC | 54661 | Pheasant Run Landfill Gas Recovery | WI | Kenosha | GEN6 | Landfill Gas | IC |  | S | 0.8 | 0.8 | 0.5 | N | 2000 |  |  | N | IPP Non-CHP | 2 | X | LFG
Landfill Gas.LFG | natural gas peaker | TRUE | 54842 | WM Renewable Energy LLC | 54661 | Pheasant Run Landfill Gas Recovery | WI | Kenosha | GEN7 | Landfill Gas | IC |  | S | 0.8 | 0.8 | 0.5 | N | 2000 |  |  | N | IPP Non-CHP | 2 | X | LFG
Landfill Gas.LFG | natural gas peaker | TRUE | 54842 | WM Renewable Energy LLC | 54661 | Pheasant Run Landfill Gas Recovery | WI | Kenosha | GEN8 | Landfill Gas | IC |  | S | 0.8 | 0.8 | 0.5 | N | 2002 |  |  | N | IPP Non-CHP | 2 | X | LFG
Landfill Gas.LFG | natural gas peaker | TRUE | 54842 | WM Renewable Energy LLC | 54661 | Pheasant Run Landfill Gas Recovery | WI | Kenosha | GEN9 | Landfill Gas | IC |  | S | 0.8 | 0.8 | 0.5 | N | 2002 |  |  | N | IPP Non-CHP | 2 | X | LFG
Landfill Gas.LFG | natural gas peaker | TRUE | 54843 | WM Illinois Renewable Energy LLC | 54662 | Woodland Landfill Gas Recovery | IL | Kane | GEN1 | Landfill Gas | IC |  | S | 0.8 | 0.8 | 0.5 | N | 1992 |  |  | N | IPP Non-CHP | 2 | X | LFG
Landfill Gas.LFG | natural gas peaker | TRUE | 54843 | WM Illinois Renewable Energy LLC | 54662 | Woodland Landfill Gas Recovery | IL | Kane | GEN2 | Landfill Gas | IC |  | S | 0.8 | 0.8 | 0.5 | N | 1992 |  |  | N | IPP Non-CHP | 2 | X | LFG
Landfill Gas.LFG | natural gas peaker | TRUE | 54843 | WM Illinois Renewable Energy LLC | 54662 | Woodland Landfill Gas Recovery | IL | Kane | GEN3 | Landfill Gas | IC |  | S | 1.6 | 1.6 | 0.8 | N | 2010 |  |  | N | IPP Non-CHP | 2 | X | LFG
Landfill Gas.LFG | natural gas peaker | TRUE | 54843 | WM Illinois Renewable Energy LLC | 54662 | Woodland Landfill Gas Recovery | IL | Kane | GEN4 | Landfill Gas | IC |  | S | 1.6 | 1.6 | 0.8 | N | 2010 |  |  | N | IPP Non-CHP | 2 | X | LFG
Landfill Gas.LFG | natural gas peaker | TRUE | 54842 | WM Renewable Energy LLC | 54663 | Turnkey Landfill Gas Recovery | NH | Strafford | GEN1 | Landfill Gas | IC |  | S | 0.8 | 0.8 | 0.5 | N | 1992 |  |  | N | IPP Non-CHP | 2 | X | LFG
Landfill Gas.LFG | natural gas peaker | TRUE | 54842 | WM Renewable Energy LLC | 54663 | Turnkey Landfill Gas Recovery | NH | Strafford | GEN2 | Landfill Gas | IC |  | S | 0.8 | 0.8 | 0.5 | N | 1992 |  |  | N | IPP Non-CHP | 2 | X | LFG
Landfill Gas.LFG | natural gas peaker | TRUE | 54842 | WM Renewable Energy LLC | 54663 | Turnkey Landfill Gas Recovery | NH | Strafford | GEN3 | Landfill Gas | IC |  | S | 0.8 | 0.8 | 0.5 | N | 1992 |  |  | N | IPP Non-CHP | 2 | X | LFG
Landfill Gas.LFG | natural gas peaker | TRUE | 54842 | WM Renewable Energy LLC | 54663 | Turnkey Landfill Gas Recovery | NH | Strafford | GEN4 | Landfill Gas | IC |  | S | 0.8 | 0.8 | 0.5 | N | 1993 |  |  | N | IPP Non-CHP | 2 | X | LFG
Landfill Gas.LFG | natural gas peaker | TRUE | 54842 | WM Renewable Energy LLC | 54663 | Turnkey Landfill Gas Recovery | NH | Strafford | GEN5 | Landfill Gas | GT |  | S | 2.9 | 3.3 | 1 | N | 1997 |  |  | N | IPP Non-CHP | 2 | X | LFG
Landfill Gas.LFG | natural gas peaker | TRUE | 54842 | WM Renewable Energy LLC | 54663 | Turnkey Landfill Gas Recovery | NH | Strafford | GEN6 | Landfill Gas | GT |  | S | 2.9 | 3.3 | 1 | N | 1997 |  |  | N | IPP Non-CHP | 2 | X | LFG
Solar Photovoltaic.SUN | solar PV | TRUE | 18031 | Steamboat Development Corp | 54665 | Steamboat II | NV | Washoe | SB2SL | Solar Photovoltaic | PV |  | S | 5.5 | 2.8 |  | N | 2023 |  |  | N | IPP Non-CHP | 2 | X | SUN
Geothermal.GEO | geothermal | TRUE | 18031 | Steamboat Development Corp | 54665 | Steamboat II | NV | Washoe | T201 | Geothermal | BT |  | S | 5.4 | 8.1 | 5.4 | N | 1992 |  |  | N | IPP Non-CHP | 2 | X | GEO
Geothermal.GEO | geothermal | TRUE | 18031 | Steamboat Development Corp | 54665 | Steamboat II | NV | Washoe | T202 | Geothermal | BT |  | S | 5.4 | 8.1 | 5.4 | N | 1992 |  |  | N | IPP Non-CHP | 2 | X | GEO
Solar Photovoltaic.SUN | solar PV | TRUE | 18031 | Steamboat Development Corp | 54666 | Steamboat III | NV | Washoe | SB3SL | Solar Photovoltaic | PV |  | S | 5.5 | 2.8 |  | N | 2023 |  |  | N | IPP Non-CHP | 2 | X | SUN
Geothermal.GEO | geothermal | TRUE | 18031 | Steamboat Development Corp | 54666 | Steamboat III | NV | Washoe | T301 | Geothermal | BT |  | S | 5.4 | 8.1 | 5.4 | N | 1992 |  |  | N | IPP Non-CHP | 2 | X | GEO
Geothermal.GEO | geothermal | TRUE | 18031 | Steamboat Development Corp | 54666 | Steamboat III | NV | Washoe | T302 | Geothermal | BT |  | S | 5.4 | 8.1 | 5.4 | N | 1992 |  |  | N | IPP Non-CHP | 2 | X | GEO
Natural Gas Fired Combined Cycle.NG | natural gas combined cycle | FALSE | 3670 | FreePort-McMoRan-Corp-Chino Mines | 54667 | Chino Mines | NM | Grant | 7 | Natural Gas Fired Combined Cycle | CA | CTG9 | S | 15.4 | 15.5 | 2 | N | 1959 |  |  | N | Industrial Non-CHP | 6 | X | NG
Natural Gas Fired Combined Cycle.NG | natural gas combined cycle | FALSE | 3670 | FreePort-McMoRan-Corp-Chino Mines | 54667 | Chino Mines | NM | Grant | 9 | Natural Gas Fired Combined Cycle | CT | CTG9 | S | 35 | 40 | 4.5 | N | 2001 |  |  | N | Industrial Non-CHP | 6 | X | NG
Conventional Hydroelectric.WAT | hydro | TRUE | 11782 | Marysville Hydro Partners | 54668 | Falls River Hydro | ID | Fremont | 1 | Conventional Hydroelectric | HY |  | S | 4.5 | 4.5 | 1 | N | 1993 |  |  | N | IPP Non-CHP | 2 | X | WAT
Conventional Hydroelectric.WAT | hydro | TRUE | 11782 | Marysville Hydro Partners | 54668 | Falls River Hydro | ID | Fremont | 2 | Conventional Hydroelectric | HY |  | S | 4.5 | 4.5 | 1 | N | 1993 |  |  | N | IPP Non-CHP | 2 | X | WAT
Conventional Hydroelectric.WAT | hydro | TRUE | 6527 | Ford Hydro Ltd Partnership | 54674 | Ford Hydro LP | ID | Clearwater | GEN1 | Conventional Hydroelectric | HY |  | S | 0.2 | 0.5 | 0.1 | N | 1988 |  |  | N | IPP Non-CHP | 2 | X | WAT
Conventional Hydroelectric.WAT | hydro | TRUE | 6527 | Ford Hydro Ltd Partnership | 54674 | Ford Hydro LP | ID | Clearwater | GEN2 | Conventional Hydroelectric | HY |  | S | 0.2 | 0.5 | 0.1 | N | 1988 |  |  | N | IPP Non-CHP | 2 | X | WAT
Conventional Hydroelectric.WAT | hydro | TRUE | 6527 | Ford Hydro Ltd Partnership | 54674 | Ford Hydro LP | ID | Clearwater | GEN3 | Conventional Hydroelectric | HY |  | S | 0.2 | 0.5 | 0.1 | N | 1988 |  |  | N | IPP Non-CHP | 2 | X | WAT
Petroleum Liquids.DFO | petroleum | FALSE | 17664 | Spartanburg Commissioners PW | 54675 | Spartanburg Water System | SC | Spartanburg | DI2 | Petroleum Liquids | IC |  | S | 2 | 2 | 0.5 | N | 2011 |  |  | N | Commercial Non-CHP | 4 | X | DFO
Conventional Hydroelectric.WAT | hydro | FALSE | 17664 | Spartanburg Commissioners PW | 54675 | Spartanburg Water System | SC | Spartanburg | HG1 | Conventional Hydroelectric | HY |  | S | 0.5 | 0.5 | 0.4 | N | 1926 |  |  | N | Commercial Non-CHP | 4 | X | WAT
Conventional Hydroelectric.WAT | hydro | FALSE | 17664 | Spartanburg Commissioners PW | 54675 | Spartanburg Water System | SC | Spartanburg | HG2 | Conventional Hydroelectric | HY |  | S | 0.5 | 0.5 | 0.4 | N | 1926 |  |  | N | Commercial Non-CHP | 4 | X | WAT
Natural Gas Fired Combined Cycle.NG | natural gas combined cycle | TRUE | 5374 | Dow Chemical Company-Oyster Creek VIII | 54676 | Oyster Creek Unit VIII | TX | Brazoria | G81 | Natural Gas Fired Combined Cycle | CT | CC1 | J | 73 | 90 | 70 | N | 1994 |  |  | Y | IPP CHP | 3 | T | NG
Natural Gas Fired Combined Cycle.NG | natural gas combined cycle | TRUE | 5374 | Dow Chemical Company-Oyster Creek VIII | 54676 | Oyster Creek Unit VIII | TX | Brazoria | G82 | Natural Gas Fired Combined Cycle | CT | CC1 | J | 73 | 90 | 70 | N | 1994 |  |  | Y | IPP CHP | 3 | T | NG
Natural Gas Fired Combined Cycle.NG | natural gas combined cycle | TRUE | 5374 | Dow Chemical Company-Oyster Creek VIII | 54676 | Oyster Creek Unit VIII | TX | Brazoria | G83 | Natural Gas Fired Combined Cycle | CT | CC1 | J | 73 | 90 | 70 | N | 1994 |  |  | Y | IPP CHP | 3 | T | NG
Natural Gas Fired Combined Cycle.NG | natural gas combined cycle | TRUE | 5374 | Dow Chemical Company-Oyster Creek VIII | 54676 | Oyster Creek Unit VIII | TX | Brazoria | G84 | Natural Gas Fired Combined Cycle | CA | CC1 | J | 160 | 160 | 50 | N | 1994 |  |  | Y | IPP CHP | 3 | T | NG | OG
All Other.WH | other | FALSE | 4660 | CII Carbon LLC | 54677 | CII Carbon LLC | LA | St Bernard | TG-2 | All Other | ST |  | S | 23 | 23 | 3 | N | 1951 |  |  | Y | Industrial CHP | 7 | B | WH
All Other.WH | other | FALSE | 4660 | CII Carbon LLC | 54677 | CII Carbon LLC | LA | St Bernard | TG-3 | All Other | ST |  | S | 23 | 23 | 3 | N | 1951 |  |  | Y | Industrial CHP | 7 | B | WH
Conventional Hydroelectric.WAT | hydro | TRUE | 6371 | First National Bank-Commerce | 54678 | Sidney A Murray Jr Hydroelectric | LA | Concordia | 01 | Conventional Hydroelectric | HY |  | S | 24 | 24 | 3 | N | 1990 |  |  | N | IPP Non-CHP | 2 | X | WAT
Conventional Hydroelectric.WAT | hydro | TRUE | 6371 | First National Bank-Commerce | 54678 | Sidney A Murray Jr Hydroelectric | LA | Concordia | 02 | Conventional Hydroelectric | HY |  | S | 24 | 24 | 3 | N | 1990 |  |  | N | IPP Non-CHP | 2 | X | WAT
Conventional Hydroelectric.WAT | hydro | TRUE | 6371 | First National Bank-Commerce | 54678 | Sidney A Murray Jr Hydroelectric | LA | Concordia | 03 | Conventional Hydroelectric | HY |  | S | 24 | 24 | 3 | N | 1990 |  |  | N | IPP Non-CHP | 2 | X | WAT
Conventional Hydroelectric.WAT | hydro | TRUE | 6371 | First National Bank-Commerce | 54678 | Sidney A Murray Jr Hydroelectric | LA | Concordia | 04 | Conventional Hydroelectric | HY |  | S | 24 | 24 | 3 | N | 1990 |  |  | N | IPP Non-CHP | 2 | X | WAT
Conventional Hydroelectric.WAT | hydro | TRUE | 6371 | First National Bank-Commerce | 54678 | Sidney A Murray Jr Hydroelectric | LA | Concordia | 05 | Conventional Hydroelectric | HY |  | S | 24 | 24 | 3 | N | 1990 |  |  | N | IPP Non-CHP | 2 | X | WAT
Conventional Hydroelectric.WAT | hydro | TRUE | 6371 | First National Bank-Commerce | 54678 | Sidney A Murray Jr Hydroelectric | LA | Concordia | 06 | Conventional Hydroelectric | HY |  | S | 24 | 24 | 3 | N | 1990 |  |  | N | IPP Non-CHP | 2 | X | WAT
Conventional Hydroelectric.WAT | hydro | TRUE | 6371 | First National Bank-Commerce | 54678 | Sidney A Murray Jr Hydroelectric | LA | Concordia | 07 | Conventional Hydroelectric | HY |  | S | 24 | 24 | 3 | N | 1990 |  |  | N | IPP Non-CHP | 2 | X | WAT
Conventional Hydroelectric.WAT | hydro | TRUE | 6371 | First National Bank-Commerce | 54678 | Sidney A Murray Jr Hydroelectric | LA | Concordia | 08 | Conventional Hydroelectric | HY |  | S | 24 | 24 | 3 | N | 1990 |  |  | N | IPP Non-CHP | 2 | X | WAT
Conventional Hydroelectric.WAT | hydro | TRUE | 1994 | Boulder City of | 54679 | Boulder City Lakewood Hydro | CO | Boulder | 0001 | Conventional Hydroelectric | HY |  | S | 3.5 | 3.5 | 0.3 | N | 2004 |  |  | N | IPP Non-CHP | 2 | X | WAT
Conventional Hydroelectric.WAT | hydro | TRUE | 1994 | Boulder City of | 54680 | Boulder City Betasso Hydro Plant | CO | Boulder | 0001 | Conventional Hydroelectric | HY |  | S | 3 | 3 | 0.3 | N | 1987 |  |  | N | IPP Non-CHP | 2 | X | WAT
Onshore Wind Turbine.WND | onshore wind | TRUE | 2770 | Terra-Gen Operating Co-Wind | 54686 | Difwind Farms Ltd VI | CA | Kern | EXIS | Onshore Wind Turbine | WT |  | S | 25.3 | 25.3 | 0 | N | 1987 |  |  | N | IPP Non-CHP | 2 | X | WND
Conventional Hydroelectric.WAT | hydro | TRUE | 42890 | City of Woonsocket | 54688 | Thundermist Hydro | RI | Providence | HYD1 | Conventional Hydroelectric | HY |  | S | 1.1 | 1.1 | 0.3 | N | 1981 |  |  | N | IPP Non-CHP | 2 | X | WAT
Geothermal.GEO | geothermal | TRUE | 49748 | ORCAL Geothermal, Inc | 54689 | Heber Geothermal | CA | Imperial | 3 | Geothermal | BT |  | W | 3 | 3.5 | 3 | N | 2006 |  |  | N | IPP Non-CHP | 2 | X | GEO
Geothermal.GEO | geothermal | TRUE | 49748 | ORCAL Geothermal, Inc | 54689 | Heber Geothermal | CA | Imperial | 4 | Geothermal | BT |  | W | 12.5 | 19 | 12.5 | N | 2018 |  |  | N | IPP Non-CHP | 2 | X | GEO
Geothermal.GEO | geothermal | TRUE | 49748 | ORCAL Geothermal, Inc | 54689 | Heber Geothermal | CA | Imperial | OEC1 | Geothermal | BT |  | W | 18 | 26.5 | 12 | N | 2023 |  |  | N | IPP Non-CHP | 2 | X | GEO
Geothermal.GEO | geothermal | TRUE | 49748 | ORCAL Geothermal, Inc | 54689 | Heber Geothermal | CA | Imperial | OEC11 | Geothermal | BT |  | W | 12 | 16 | 8 | N | 2023 |  |  | N | IPP Non-CHP | 2 | X | GEO
Geothermal.GEO | geothermal | TRUE | 49748 | ORCAL Geothermal, Inc | 54689 | Heber Geothermal | CA | Imperial | OEC2 | Geothermal | BT |  | W | 18 | 26.5 | 12 | N | 2023 |  |  | N | IPP Non-CHP | 2 | X | GEO
Natural Gas Steam Turbine.NG | natural gas steam turbine | FALSE | 24206 | Amalgamated Sugar Co-Nampa | 54690 | Amalgamated Sugar LLC Nampa | ID | Canyon | 2250 | Natural Gas Steam Turbine | ST |  | S | 2.2 | 2.2 | 1 | N | 1948 |  |  | Y | Industrial CHP | 7 | T | NG
Natural Gas Steam Turbine.NG | natural gas steam turbine | FALSE | 24206 | Amalgamated Sugar Co-Nampa | 54690 | Amalgamated Sugar LLC Nampa | ID | Canyon | 6500 | Natural Gas Steam Turbine | ST |  | S | 6 | 6 | 3 | N | 1968 |  |  | Y | Industrial CHP | 7 | T | NG | BIT
Conventional Hydroelectric.WAT | hydro | TRUE | 57280 | Eagle Creek Renewable Energy, LLC | 54691 | Lower Beaver Falls Project | NY | Lewis | 2G | Conventional Hydroelectric | HY |  | W | 0.5 | 0.5 | 0.1 | N | 1979 |  |  | N | IPP Non-CHP | 2 | X | WAT
Conventional Hydroelectric.WAT | hydro | TRUE | 57280 | Eagle Creek Renewable Energy, LLC | 54691 | Lower Beaver Falls Project | NY | Lewis | 3G | Conventional Hydroelectric | HY |  | W | 0.5 | 0.5 | 0.1 | N | 1979 |  |  | N | IPP Non-CHP | 2 | X | WAT
Natural Gas Fired Combined Cycle.NG | natural gas combined cycle | TRUE | 49919 | Falcon Power Operating Company | 54694 | Yuma Cogeneration Associates | AZ | Yuma | GEN1 | Natural Gas Fired Combined Cycle | CT | YUCG | S | 35.1 | 37.4 | 32 | N | 1994 |  |  | Y | IPP CHP | 3 | T | NG
Natural Gas Fired Combined Cycle.NG | natural gas combined cycle | TRUE | 49919 | Falcon Power Operating Company | 54694 | Yuma Cogeneration Associates | AZ | Yuma | GEN2 | Natural Gas Fired Combined Cycle | CA | YUCG | S | 17.1 | 16.5 | 5 | N | 1994 |  |  | Y | IPP CHP | 3 | T | NG
Landfill Gas.LFG | natural gas peaker | TRUE | 54842 | WM Renewable Energy LLC | 54700 | Metro Methane Recovery Facility | IA | Polk | GEN1 | Landfill Gas | IC |  | S | 0.8 | 0.8 | 0.5 | N | 1998 |  |  | N | IPP Non-CHP | 2 | X | LFG
Landfill Gas.LFG | natural gas peaker | TRUE | 54842 | WM Renewable Energy LLC | 54700 | Metro Methane Recovery Facility | IA | Polk | GEN10 | Landfill Gas | IC |  | S | 1.6 | 1.6 | 0.8 | N | 2014 |  |  | N | IPP Non-CHP | 2 | X | LFG
Landfill Gas.LFG | natural gas peaker | TRUE | 54842 | WM Renewable Energy LLC | 54700 | Metro Methane Recovery Facility | IA | Polk | GEN11 | Landfill Gas | IC |  | S | 1.6 | 1.6 | 0.8 | N | 2014 |  |  | N | IPP Non-CHP | 2 | X | LFG
Landfill Gas.LFG | natural gas peaker | TRUE | 54842 | WM Renewable Energy LLC | 54700 | Metro Methane Recovery Facility | IA | Polk | GEN12 | Landfill Gas | IC |  | S | 1.6 | 1.6 | 0.8 | N | 2014 |  |  | N | IPP Non-CHP | 2 | X | LFG
Landfill Gas.LFG | natural gas peaker | TRUE | 54842 | WM Renewable Energy LLC | 54700 | Metro Methane Recovery Facility | IA | Polk | GEN2 | Landfill Gas | IC |  | S | 0.8 | 0.8 | 0.5 | N | 1998 |  |  | N | IPP Non-CHP | 2 | X | LFG
Landfill Gas.LFG | natural gas peaker | TRUE | 54842 | WM Renewable Energy LLC | 54700 | Metro Methane Recovery Facility | IA | Polk | GEN3 | Landfill Gas | IC |  | S | 0.8 | 0.8 | 0.5 | N | 1998 |  |  | N | IPP Non-CHP | 2 | X | LFG
Landfill Gas.LFG | natural gas peaker | TRUE | 54842 | WM Renewable Energy LLC | 54700 | Metro Methane Recovery Facility | IA | Polk | GEN4 | Landfill Gas | IC |  | S | 0.8 | 0.8 | 0.5 | N | 1998 |  |  | N | IPP Non-CHP | 2 | X | LFG
Landfill Gas.LFG | natural gas peaker | TRUE | 54842 | WM Renewable Energy LLC | 54700 | Metro Methane Recovery Facility | IA | Polk | GEN5 | Landfill Gas | IC |  | S | 0.8 | 0.8 | 0.5 | N | 1998 |  |  | N | IPP Non-CHP | 2 | X | LFG
Landfill Gas.LFG | natural gas peaker | TRUE | 54842 | WM Renewable Energy LLC | 54700 | Metro Methane Recovery Facility | IA | Polk | GEN6 | Landfill Gas | IC |  | S | 0.8 | 0.8 | 0.5 | N | 1998 |  |  | N | IPP Non-CHP | 2 | X | LFG
Landfill Gas.LFG | natural gas peaker | TRUE | 54842 | WM Renewable Energy LLC | 54700 | Metro Methane Recovery Facility | IA | Polk | GEN7 | Landfill Gas | IC |  | S | 0.8 | 0.8 | 0.5 | N | 1998 |  |  | N | IPP Non-CHP | 2 | X | LFG
Landfill Gas.LFG | natural gas peaker | TRUE | 54842 | WM Renewable Energy LLC | 54700 | Metro Methane Recovery Facility | IA | Polk | GEN8 | Landfill Gas | IC |  | S | 0.8 | 0.8 | 0.5 | N | 1998 |  |  | N | IPP Non-CHP | 2 | X | LFG
Petroleum Liquids.DFO | petroleum | TRUE | 361 | Industrial Energy Applications Inc | 54710 | Alliant SBD 9205 A Y McDonald | IA | Dubuque | 0001 | Petroleum Liquids | IC |  | S | 1.5 | 1.5 | 0.1 | N | 1993 |  |  | N | IPP Non-CHP | 2 | X | DFO
Petroleum Liquids.DFO | petroleum | TRUE | 361 | Industrial Energy Applications Inc | 54710 | Alliant SBD 9205 A Y McDonald | IA | Dubuque | 0002 | Petroleum Liquids | IC |  | S | 1.6 | 1.6 | 0.1 | N | 1990 |  |  | N | IPP Non-CHP | 2 | X | DFO
Petroleum Liquids.DFO | petroleum | TRUE | 361 | Industrial Energy Applications Inc | 54710 | Alliant SBD 9205 A Y McDonald | IA | Dubuque | 0003 | Petroleum Liquids | IC |  | S | 0.5 | 0.5 | 0.1 | N | 2016 |  |  | N | IPP Non-CHP | 2 | X | DFO
Petroleum Liquids.DFO | petroleum | TRUE | 361 | Industrial Energy Applications Inc | 54712 | Alliant SBD 9201 Norplex | IA | Allamakee | 0002 | Petroleum Liquids | IC |  | S | 1 | 1 | 0.1 | N | 2014 |  |  | N | IPP Non-CHP | 2 | X | DFO
Petroleum Liquids.DFO | petroleum | TRUE | 361 | Industrial Energy Applications Inc | 54712 | Alliant SBD 9201 Norplex | IA | Allamakee | 0044 | Petroleum Liquids | IC |  | S | 1.1 | 1.1 | 1.1 | N | 1988 |  |  | N | IPP Non-CHP | 2 | X | DFO
Petroleum Liquids.DFO | petroleum | TRUE | 361 | Industrial Energy Applications Inc | 54715 | Alliant SBD 9107 JBS USA | IA | Marshall | 2665 | Petroleum Liquids | IC |  | S | 1.6 | 1.6 | 0.1 | N | 1992 |  |  | N | IPP Non-CHP | 2 | X | DFO
Petroleum Liquids.DFO | petroleum | TRUE | 361 | Industrial Energy Applications Inc | 54715 | Alliant SBD 9107 JBS USA | IA | Marshall | 2688 | Petroleum Liquids | IC |  | S | 1.6 | 1.6 | 0.1 | N | 1992 |  |  | N | IPP Non-CHP | 2 | X | DFO
Petroleum Liquids.DFO | petroleum | TRUE | 361 | Industrial Energy Applications Inc | 54715 | Alliant SBD 9107 JBS USA | IA | Marshall | 2689 | Petroleum Liquids | IC |  | S | 1.6 | 1.6 | 0.1 | N | 1992 |  |  | N | IPP Non-CHP | 2 | X | DFO
Petroleum Liquids.DFO | petroleum | TRUE | 361 | Industrial Energy Applications Inc | 54715 | Alliant SBD 9107 JBS USA | IA | Marshall | 4644 | Petroleum Liquids | IC |  | S | 1.6 | 1.6 | 0.1 | N | 1994 |  |  | N | IPP Non-CHP | 2 | X | DFO
Petroleum Liquids.DFO | petroleum | TRUE | 361 | Industrial Energy Applications Inc | 54715 | Alliant SBD 9107 JBS USA | IA | Marshall | 4658 | Petroleum Liquids | IC |  | S | 1.6 | 1.6 | 0.1 | N | 1996 |  |  | N | IPP Non-CHP | 2 | X | DFO
Petroleum Liquids.DFO | petroleum | TRUE | 361 | Industrial Energy Applications Inc | 54715 | Alliant SBD 9107 JBS USA | IA | Marshall | 4659 | Petroleum Liquids | IC |  | S | 1.6 | 1.6 | 0.1 | N | 1998 |  |  | N | IPP Non-CHP | 2 | X | DFO
Petroleum Liquids.DFO | petroleum | TRUE | 361 | Industrial Energy Applications Inc | 54715 | Alliant SBD 9107 JBS USA | IA | Marshall | 4660 | Petroleum Liquids | IC |  | S | 1.8 | 1.8 | 0.1 | N | 2000 |  |  | N | IPP Non-CHP | 2 | X | DFO
Petroleum Liquids.DFO | petroleum | TRUE | 361 | Industrial Energy Applications Inc | 54716 | Alliant SBD 8602 Marion Sub | IA | Linn | 1536 | Petroleum Liquids | IC |  | S | 1.5 | 1.5 | 0.1 | N | 1986 |  |  | N | IPP Non-CHP | 2 | X | DFO
Petroleum Liquids.DFO | petroleum | TRUE | 361 | Industrial Energy Applications Inc | 54716 | Alliant SBD 8602 Marion Sub | IA | Linn | 2734 | Petroleum Liquids | IC |  | S | 1.5 | 1.5 | 0.1 | N | 1986 |  |  | N | IPP Non-CHP | 2 | X | DFO
Petroleum Liquids.DFO | petroleum | TRUE | 361 | Industrial Energy Applications Inc | 54716 | Alliant SBD 8602 Marion Sub | IA | Linn | 2741 | Petroleum Liquids | IC |  | S | 1.1 | 1.1 | 0.1 | N | 1986 |  |  | N | IPP Non-CHP | 2 | X | DFO
Petroleum Liquids.DFO | petroleum | TRUE | 361 | Industrial Energy Applications Inc | 54716 | Alliant SBD 8602 Marion Sub | IA | Linn | 2785 | Petroleum Liquids | IC |  | S | 1.5 | 1.5 | 0.1 | N | 1986 |  |  | N | IPP Non-CHP | 2 | X | DFO
Petroleum Liquids.DFO | petroleum | TRUE | 361 | Industrial Energy Applications Inc | 54717 | Alliant SBD 9106 Rockwell CR | IA | Linn | 2671 | Petroleum Liquids | IC |  | S | 1.6 | 1.6 | 0.1 | N | 1992 |  |  | N | IPP Non-CHP | 2 | X | DFO
Petroleum Liquids.DFO | petroleum | TRUE | 361 | Industrial Energy Applications Inc | 54717 | Alliant SBD 9106 Rockwell CR | IA | Linn | 2672 | Petroleum Liquids | IC |  | S | 1.6 | 1.6 | 0.1 | N | 1992 |  |  | N | IPP Non-CHP | 2 | X | DFO
Petroleum Liquids.DFO | petroleum | TRUE | 361 | Industrial Energy Applications Inc | 54717 | Alliant SBD 9106 Rockwell CR | IA | Linn | 2675 | Petroleum Liquids | IC |  | S | 1.6 | 1.6 | 0.1 | N | 1992 |  |  | N | IPP Non-CHP | 2 | X | DFO
Petroleum Liquids.DFO | petroleum | TRUE | 361 | Industrial Energy Applications Inc | 54717 | Alliant SBD 9106 Rockwell CR | IA | Linn | 2678 | Petroleum Liquids | IC |  | S | 1.6 | 1.6 | 0.1 | N | 1992 |  |  | N | IPP Non-CHP | 2 | X | DFO
Petroleum Liquids.DFO | petroleum | TRUE | 361 | Industrial Energy Applications Inc | 54717 | Alliant SBD 9106 Rockwell CR | IA | Linn | 2679 | Petroleum Liquids | IC |  | S | 1.6 | 1.6 | 0.1 | N | 1992 |  |  | N | IPP Non-CHP | 2 | X | DFO
Petroleum Liquids.DFO | petroleum | TRUE | 361 | Industrial Energy Applications Inc | 54717 | Alliant SBD 9106 Rockwell CR | IA | Linn | 2682 | Petroleum Liquids | IC |  | S | 1.6 | 1.6 | 0.1 | N | 1992 |  |  | N | IPP Non-CHP | 2 | X | DFO
Petroleum Liquids.DFO | petroleum | TRUE | 361 | Industrial Energy Applications Inc | 54717 | Alliant SBD 9106 Rockwell CR | IA | Linn | 2683 | Petroleum Liquids | IC |  | S | 1.6 | 1.6 | 0.1 | N | 1992 |  |  | N | IPP Non-CHP | 2 | X | DFO
Petroleum Liquids.DFO | petroleum | TRUE | 361 | Industrial Energy Applications Inc | 54717 | Alliant SBD 9106 Rockwell CR | IA | Linn | 2684 | Petroleum Liquids | IC |  | S | 1.6 | 1.6 | 0.1 | N | 1992 |  |  | N | IPP Non-CHP | 2 | X | DFO
Petroleum Liquids.DFO | petroleum | TRUE | 361 | Industrial Energy Applications Inc | 54717 | Alliant SBD 9106 Rockwell CR | IA | Linn | 2685 | Petroleum Liquids | IC |  | S | 1.6 | 1.6 | 0.1 | N | 1992 |  |  | N | IPP Non-CHP | 2 | X | DFO
Petroleum Liquids.DFO | petroleum | TRUE | 361 | Industrial Energy Applications Inc | 54717 | Alliant SBD 9106 Rockwell CR | IA | Linn | 2690 | Petroleum Liquids | IC |  | S | 1.6 | 1.6 | 0.1 | N | 1992 |  |  | N | IPP Non-CHP | 2 | X | DFO
Petroleum Liquids.DFO | petroleum | TRUE | 361 | Industrial Energy Applications Inc | 54718 | Alliant SBD 9206 Donaldson | IA | Howard | 4632 | Petroleum Liquids | IC |  | S | 1.6 | 1.6 | 0.1 | N | 1995 |  |  | N | IPP Non-CHP | 2 | X | DFO
Petroleum Liquids.DFO | petroleum | TRUE | 56189 | American Profol Incorporated | 54719 | Alliant SBD 9203 Profol | IA | Linn | 6916 | Petroleum Liquids | IC |  | S | 1.8 | 1.8 | 0.1 | N | 1996 |  |  | N | IPP Non-CHP | 2 | X | DFO
Petroleum Liquids.DFO | petroleum | TRUE | 56189 | American Profol Incorporated | 54719 | Alliant SBD 9203 Profol | IA | Linn | 6917 | Petroleum Liquids | IC |  | S | 1.8 | 1.8 | 0.1 | N | 2001 |  |  | N | IPP Non-CHP | 2 | X | DFO
Petroleum Liquids.DFO | petroleum | TRUE | 56189 | American Profol Incorporated | 54719 | Alliant SBD 9203 Profol | IA | Linn | 6918 | Petroleum Liquids | IC |  | S | 2 | 2 | 0.1 | N | 2012 |  |  | N | IPP Non-CHP | 2 | X | DFO
Petroleum Liquids.DFO | petroleum | TRUE | 361 | Industrial Energy Applications Inc | 54720 | Alliant SBD 8601 Quad Graphics | IA | Iowa | 2736 | Petroleum Liquids | IC |  | S | 1.5 | 1.5 | 0.1 | N | 1986 |  |  | N | IPP Non-CHP | 2 | X | DFO
Petroleum Liquids.DFO | petroleum | TRUE | 361 | Industrial Energy Applications Inc | 54720 | Alliant SBD 8601 Quad Graphics | IA | Iowa | 3489 | Petroleum Liquids | IC |  | S | 1 | 1 | 0.1 | N | 1991 |  |  | N | IPP Non-CHP | 2 | X | DFO
Petroleum Liquids.DFO | petroleum | TRUE | 361 | Industrial Energy Applications Inc | 54720 | Alliant SBD 8601 Quad Graphics | IA | Iowa | 7164 | Petroleum Liquids | IC |  | S | 1.1 | 1.1 | 0.1 | N | 1996 |  |  | N | IPP Non-CHP | 2 | X | DFO
Conventional Hydroelectric.WAT | hydro | TRUE | 20100 | Warm Springs Power Enterprises | 54721 | Warm Springs Power Enterprises | OR | Jefferson | 0001 | Conventional Hydroelectric | HY |  | S | 18.5 | 18.5 | 1 | N | 1982 |  |  | N | IPP Non-CHP | 2 | X | WAT
Landfill Gas.LFG | natural gas peaker | TRUE | 57249 | EPP Renewable Energy | 54723 | I 95 Landfill Phase II | VA | Fairfax | UNT1 | Landfill Gas | IC |  | S | 0.8 | 0.8 | 0.3 | N | 1993 |  |  | N | IPP Non-CHP | 2 | X | LFG
Landfill Gas.LFG | natural gas peaker | TRUE | 57249 | EPP Renewable Energy | 54723 | I 95 Landfill Phase II | VA | Fairfax | UNT2 | Landfill Gas | IC |  | S | 0.8 | 0.8 | 0.3 | N | 1993 |  |  | N | IPP Non-CHP | 2 | X | LFG
Landfill Gas.LFG | natural gas peaker | TRUE | 57249 | EPP Renewable Energy | 54723 | I 95 Landfill Phase II | VA | Fairfax | UNT3 | Landfill Gas | IC |  | S | 0.8 | 0.8 | 0.3 | N | 1993 |  |  | N | IPP Non-CHP | 2 | X | LFG
Landfill Gas.LFG | natural gas peaker | TRUE | 57249 | EPP Renewable Energy | 54723 | I 95 Landfill Phase II | VA | Fairfax | UNT4 | Landfill Gas | IC |  | S | 0.8 | 0.8 | 0.3 | N | 1993 |  |  | N | IPP Non-CHP | 2 | X | LFG
Geothermal.GEO | geothermal | TRUE | 34691 | Ormat Nevada Inc | 54724 | Ormesa II | CA | Imperial | OEC21 | Geothermal | BT |  | S | 8 | 12 | 8 | N | 1989 |  |  | N | IPP Non-CHP | 2 | X | GEO
Geothermal.GEO | geothermal | TRUE | 34691 | Ormat Nevada Inc | 54724 | Ormesa II | CA | Imperial | OEC22 | Geothermal | BT |  | S | 8 | 12 | 8 | N | 2007 |  |  | N | IPP Non-CHP | 2 | X | GEO
Conventional Hydroelectric.WAT | hydro | TRUE | 16070 | Rio Blanco Water Conserv Dist | 54729 | Taylor Draw Hydroelectric Facility | CO | Rio Blanco | COX1 | Conventional Hydroelectric | HY |  | S | 2 | 2 | 0.2 | N | 1993 |  |  | N | IPP Non-CHP | 2 | X | WAT
Petroleum Liquids.DFO | petroleum | FALSE | 8453 | Hendricks Regional Health | 54731 | Hendricks Regional Health | IN | Hendricks | GE06 | Petroleum Liquids | IC |  | S | 1 | 1 | 0 | N | 2010 |  |  | N | Commercial Non-CHP | 4 | X | DFO
Petroleum Liquids.DFO | petroleum | FALSE | 8453 | Hendricks Regional Health | 54731 | Hendricks Regional Health | IN | Hendricks | GEO1 | Petroleum Liquids | IC |  | S | 0.5 | 0.5 | 0 | N | 1992 | 12 | 2024 | N | Commercial Non-CHP | 4 | X | DFO
Petroleum Liquids.DFO | petroleum | FALSE | 8453 | Hendricks Regional Health | 54731 | Hendricks Regional Health | IN | Hendricks | GEO2 | Petroleum Liquids | IC |  | S | 0.5 | 0.5 | 0 | N | 1992 | 12 | 2024 | N | Commercial Non-CHP | 4 | X | DFO
Petroleum Liquids.DFO | petroleum | FALSE | 8453 | Hendricks Regional Health | 54731 | Hendricks Regional Health | IN | Hendricks | GEO3 | Petroleum Liquids | IC |  | S | 0.3 | 0.3 | 0 | N | 1992 | 12 | 2024 | N | Commercial Non-CHP | 4 | X | DFO
Petroleum Liquids.DFO | petroleum | FALSE | 8453 | Hendricks Regional Health | 54731 | Hendricks Regional Health | IN | Hendricks | GEO4 | Petroleum Liquids | IC |  | S | 1 | 1 | 0 | N | 2004 |  |  | N | Commercial Non-CHP | 4 | X | DFO
Petroleum Liquids.DFO | petroleum | FALSE | 8453 | Hendricks Regional Health | 54731 | Hendricks Regional Health | IN | Hendricks | GEO5 | Petroleum Liquids | IC |  | S | 1 | 1 | 0 | N | 2004 |  |  | N | Commercial Non-CHP | 4 | X | DFO
Petroleum Liquids.DFO | petroleum | FALSE | 14989 | Freeport McMoRan Inc | 54734 | Freeport McMoRan | NM | Grant | 1 | Petroleum Liquids | IC |  | S | 2.9 | 2.9 | 0.5 | N | 1967 |  |  | N | Industrial Non-CHP | 6 | X | DFO | NG
Petroleum Liquids.DFO | petroleum | FALSE | 14989 | Freeport McMoRan Inc | 54734 | Freeport McMoRan | NM | Grant | 11 | Petroleum Liquids | IC |  | S | 2.9 | 2.9 | 0.5 | N | 1971 |  |  | N | Industrial Non-CHP | 6 | X | DFO | NG
Petroleum Liquids.DFO | petroleum | FALSE | 14989 | Freeport McMoRan Inc | 54734 | Freeport McMoRan | NM | Grant | 12 | Petroleum Liquids | IC |  | S | 2.9 | 2.9 | 0.5 | N | 1972 |  |  | N | Industrial Non-CHP | 6 | X | DFO | NG
Petroleum Liquids.DFO | petroleum | FALSE | 14989 | Freeport McMoRan Inc | 54734 | Freeport McMoRan | NM | Grant | 13 | Petroleum Liquids | IC |  | S | 2.9 | 2.9 | 0.5 | N | 1972 |  |  | N | Industrial Non-CHP | 6 | X | DFO | NG
Petroleum Liquids.DFO | petroleum | FALSE | 14989 | Freeport McMoRan Inc | 54734 | Freeport McMoRan | NM | Grant | 14 | Petroleum Liquids | IC |  | S | 2.9 | 2.9 | 0.5 | N | 1972 |  |  | N | Industrial Non-CHP | 6 | X | DFO | NG
Petroleum Liquids.DFO | petroleum | FALSE | 14989 | Freeport McMoRan Inc | 54734 | Freeport McMoRan | NM | Grant | 15 | Petroleum Liquids | IC |  | S | 2.9 | 2.9 | 0.5 | N | 1972 |  |  | N | Industrial Non-CHP | 6 | X | DFO | NG
Petroleum Liquids.DFO | petroleum | FALSE | 14989 | Freeport McMoRan Inc | 54734 | Freeport McMoRan | NM | Grant | 3 | Petroleum Liquids | IC |  | S | 2.9 | 2.9 | 0.5 | N | 1967 |  |  | N | Industrial Non-CHP | 6 | X | DFO | NG
Petroleum Liquids.DFO | petroleum | FALSE | 14989 | Freeport McMoRan Inc | 54734 | Freeport McMoRan | NM | Grant | 4 | Petroleum Liquids | IC |  | S | 2.9 | 2.9 | 0.5 | N | 1967 |  |  | N | Industrial Non-CHP | 6 | X | DFO | NG
Petroleum Liquids.DFO | petroleum | FALSE | 14989 | Freeport McMoRan Inc | 54734 | Freeport McMoRan | NM | Grant | 7 | Petroleum Liquids | IC |  | S | 2.9 | 2.9 | 0.5 | N | 1967 |  |  | N | Industrial Non-CHP | 6 | X | DFO | NG
Petroleum Liquids.DFO | petroleum | FALSE | 14989 | Freeport McMoRan Inc | 54734 | Freeport McMoRan | NM | Grant | 8 | Petroleum Liquids | IC |  | S | 2.9 | 2.9 | 0.5 | N | 1967 |  |  | N | Industrial Non-CHP | 6 | X | DFO | NG
Petroleum Liquids.DFO | petroleum | TRUE | 361 | Industrial Energy Applications Inc | 54735 | Alliant SBD 9301 Prairie Farms | IA | Dubuque | 0079 | Petroleum Liquids | IC |  | S | 1.8 | 1.8 | 0.1 | N | 1993 |  |  | N | IPP Non-CHP | 2 | X | DFO
Petroleum Liquids.DFO | petroleum | TRUE | 361 | Industrial Energy Applications Inc | 54735 | Alliant SBD 9301 Prairie Farms | IA | Dubuque | 0080 | Petroleum Liquids | IC |  | S | 1.1 | 1.1 | 0.1 | N | 1998 |  |  | N | IPP Non-CHP | 2 | X | DFO
Petroleum Liquids.DFO | petroleum | TRUE | 361 | Industrial Energy Applications Inc | 54735 | Alliant SBD 9301 Prairie Farms | IA | Dubuque | 0081 | Petroleum Liquids | IC |  | S | 0.6 | 0.6 | 0.1 | N | 2019 |  |  | N | IPP Non-CHP | 2 | X | DFO
All Other.WH | other | FALSE | 19102 | Transcontinental Gas PL Corp | 54744 | District 70 Transco Gas Pipe Line | MS | Walthall | 001 | All Other | ST |  | S | 0.7 | 0.8 | 0.2 | N | 1951 |  |  | N | Commercial Non-CHP | 4 | X | WH
All Other.WH | other | FALSE | 19102 | Transcontinental Gas PL Corp | 54744 | District 70 Transco Gas Pipe Line | MS | Walthall | 002 | All Other | ST |  | S | 0.7 | 0.8 | 0.2 | N | 1951 |  |  | N | Commercial Non-CHP | 4 | X | WH
Municipal Solid Waste.MSW | municipal solid waste | TRUE | 20541 | Wheelabrator Environmental Systems | 54746 | Wheelabrator Falls | PA | Bucks | WFI1 | Municipal Solid Waste | ST |  | S | 43.9 | 43.6 | 0 | N | 1994 |  |  | N | IPP Non-CHP | 2 | X | MSW
Natural Gas Fired Combined Cycle.NG | natural gas combined cycle | TRUE | 22269 | Goal Line LP | 54749 | Goal Line LP | CA | San Diego | CTG | Natural Gas Fired Combined Cycle | CT | CC1 | S | 40 | 40 | 35 | N | 1994 |  |  | Y | IPP CHP | 3 | T | NG
Natural Gas Fired Combined Cycle.NG | natural gas combined cycle | TRUE | 22269 | Goal Line LP | 54749 | Goal Line LP | CA | San Diego | STG | Natural Gas Fired Combined Cycle | CA | CC1 | S | 9.4 | 9.4 | 6 | N | 1994 |  |  | Y | IPP CHP | 3 | T | NG
Onshore Wind Turbine.WND | onshore wind | TRUE | 64260 | Nextera Energy Resources | 54750 | Coram Tehachapi | CA | Kern | VW1 | Onshore Wind Turbine | WT |  | S | 6.5 | 6.5 | 1 | N | 1992 |  |  | N | IPP Non-CHP | 2 | X | WND
Wood/Wood Waste Biomass.WDS | biomass | TRUE | 3836 | NorthStar Clean Energy | 54751 | Genesee Power Station LP | MI | Genesee | GEN1 | Wood/Wood Waste Biomass | ST |  | J | 35 | 35 | 10 | N | 1995 |  |  | N | IPP Non-CHP | 2 | X | WDS | TDF | NG
Wood/Wood Waste Biomass.WDS | biomass | FALSE | 56291 | International Paper Co. | 54752 | International Paper Pine Hill Mill | AL | Wilcox | NO1 | Wood/Wood Waste Biomass | ST |  | S | 40 | 40 | 10 | N | 1968 |  |  | Y | Industrial CHP | 7 | B | WDS | NG | BIT
Wood/Wood Waste Biomass.BLQ | biomass | FALSE | 56291 | International Paper Co. | 54752 | International Paper Pine Hill Mill | AL | Wilcox | NO2 | Wood/Wood Waste Biomass | ST |  | S | 34.8 | 35.1 | 10 | N | 1982 |  |  | Y | Industrial CHP | 7 | T | BLQ | RFO | NG
Conventional Hydroelectric.WAT | hydro | TRUE | 10723 | Lateral 10 Ventures | 54753 | Lateral 10 Ventures | ID | Twin Falls | GEN1 | Conventional Hydroelectric | HY |  | S | 2.3 | 2.2 | 0.2 | N | 1984 |  |  | N | IPP Non-CHP | 2 | X | WAT
Landfill Gas.LFG | natural gas peaker | TRUE | 55858 | EDL Inc | 54756 | Coopersville | MI | Ottawa | 3-1 | Landfill Gas | IC |  | S | 0.8 | 0.8 | 0.6 | N | 1994 |  |  | N | IPP Non-CHP | 2 | X | LFG
Landfill Gas.LFG | natural gas peaker | TRUE | 55858 | EDL Inc | 54756 | Coopersville | MI | Ottawa | 3-2 | Landfill Gas | IC |  | S | 0.8 | 0.8 | 0.6 | N | 1994 |  |  | N | IPP Non-CHP | 2 | X | LFG
Landfill Gas.LFG | natural gas peaker | TRUE | 55858 | EDL Inc | 54756 | Coopersville | MI | Ottawa | 3-3 | Landfill Gas | IC |  | S | 0.8 | 0.8 | 0.6 | N | 1994 |  |  | N | IPP Non-CHP | 2 | X | LFG
Landfill Gas.LFG | natural gas peaker | TRUE | 55858 | EDL Inc | 54756 | Coopersville | MI | Ottawa | 3-4 | Landfill Gas | IC |  | S | 0.8 | 0.8 | 0.6 | N | 1994 |  |  | N | IPP Non-CHP | 2 | X | LFG
Landfill Gas.LFG | natural gas peaker | TRUE | 55858 | EDL Inc | 54756 | Coopersville | MI | Ottawa | 3-5 | Landfill Gas | IC |  | S | 0.8 | 0.8 | 0.6 | N | 1994 |  |  | N | IPP Non-CHP | 2 | X | LFG
Landfill Gas.LFG | natural gas peaker | TRUE | 55858 | EDL Inc | 54756 | Coopersville | MI | Ottawa | 3-6 | Landfill Gas | IC |  | S | 0.8 | 0.8 | 0.6 | N | 1994 |  |  | N | IPP Non-CHP | 2 | X | LFG
Landfill Gas.LFG | natural gas peaker | TRUE | 55858 | EDL Inc | 54756 | Coopersville | MI | Ottawa | 3-7 | Landfill Gas | IC |  | S | 1.6 | 1.6 | 0.6 | N | 2006 |  |  | N | IPP Non-CHP | 2 | X | LFG
Landfill Gas.LFG | natural gas peaker | TRUE | 55858 | EDL Inc | 54757 | Grand Blanc Generating Station | MI | Genesee | 4-1 | Landfill Gas | IC |  | S | 0.8 | 0.8 | 0.6 | N | 1994 |  |  | N | IPP Non-CHP | 2 | X | LFG
Landfill Gas.LFG | natural gas peaker | TRUE | 55858 | EDL Inc | 54757 | Grand Blanc Generating Station | MI | Genesee | 4-2 | Landfill Gas | IC |  | S | 0.8 | 0.8 | 0.6 | N | 1994 |  |  | N | IPP Non-CHP | 2 | X | LFG
Landfill Gas.LFG | natural gas peaker | TRUE | 55858 | EDL Inc | 54757 | Grand Blanc Generating Station | MI | Genesee | 4-3 | Landfill Gas | IC |  | S | 0.8 | 0.8 | 0.6 | N | 1994 |  |  | N | IPP Non-CHP | 2 | X | LFG
Landfill Gas.LFG | natural gas peaker | TRUE | 55858 | EDL Inc | 54757 | Grand Blanc Generating Station | MI | Genesee | 4-4 | Landfill Gas | IC |  | S | 0.8 | 0.8 | 0.6 | N | 2000 |  |  | N | IPP Non-CHP | 2 | X | LFG
Landfill Gas.LFG | natural gas peaker | TRUE | 55858 | EDL Inc | 54757 | Grand Blanc Generating Station | MI | Genesee | 4-5 | Landfill Gas | IC |  | S | 0.8 | 0.8 | 0.6 | N | 2003 |  |  | N | IPP Non-CHP | 2 | X | LFG
Landfill Gas.LFG | natural gas peaker | TRUE | 55858 | EDL Inc | 54757 | Grand Blanc Generating Station | MI | Genesee | 4-7 | Landfill Gas | IC |  | S | 1.6 | 1.6 | 1 | N | 2012 |  |  | N | IPP Non-CHP | 2 | X | LFG
Landfill Gas.LFG | natural gas peaker | TRUE | 55858 | EDL Inc | 54757 | Grand Blanc Generating Station | MI | Genesee | 4-8 | Landfill Gas | IC |  | S | 1.6 | 1.6 | 1 | N | 2012 |  |  | N | IPP Non-CHP | 2 | X | LFG
Municipal Solid Waste.MSW | municipal solid waste | TRUE | 20541 | Wheelabrator Environmental Systems | 54758 | Wheelabrator Lisbon | CT | New London | GEN1 | Municipal Solid Waste | ST |  | W | 13 | 13 | 2 | N | 1995 |  |  | N | IPP Non-CHP | 2 | X | MSW
Natural Gas Fired Combined Cycle.NG | natural gas combined cycle | TRUE | 8503 | Hermiston Generating Co LP | 54761 | Hermiston Generating Plant | OR | Umatilla | GEN1 | Natural Gas Fired Combined Cycle | CA | CC1 | J | 80 | 83 | 65 | N | 1996 |  |  | Y | IPP CHP | 3 | T | NG
Natural Gas Fired Combined Cycle.NG | natural gas combined cycle | TRUE | 8503 | Hermiston Generating Co LP | 54761 | Hermiston Generating Plant | OR | Umatilla | GEN2 | Natural Gas Fired Combined Cycle | CT | CC1 | J | 152 | 160 | 99 | N | 1996 |  |  | Y | IPP CHP | 3 | T | NG
Natural Gas Fired Combined Cycle.NG | natural gas combined cycle | TRUE | 8503 | Hermiston Generating Co LP | 54761 | Hermiston Generating Plant | OR | Umatilla | GEN3 | Natural Gas Fired Combined Cycle | CA | CC2 | J | 80 | 83 | 65 | N | 1996 |  |  | Y | IPP CHP | 3 | T | NG
Natural Gas Fired Combined Cycle.NG | natural gas combined cycle | TRUE | 8503 | Hermiston Generating Co LP | 54761 | Hermiston Generating Plant | OR | Umatilla | GEN4 | Natural Gas Fired Combined Cycle | CT | CC2 | J | 152 | 160 | 99 | N | 1996 |  |  | Y | IPP CHP | 3 | T | NG
Wood/Wood Waste Biomass.BLQ | biomass | FALSE | 59976 | WestRock Mill Company, LLC | 54763 | WestRock Demopolis Mill | AL | Marengo | 2TG | Wood/Wood Waste Biomass | ST |  | S | 8.6 | 10.8 | 2 | N | 1982 |  |  | Y | Industrial CHP | 7 | T | BLQ | WDS | NG | DFO
Wood/Wood Waste Biomass.BLQ | biomass | FALSE | 59976 | WestRock Mill Company, LLC | 54763 | WestRock Demopolis Mill | AL | Marengo | 4TG | Wood/Wood Waste Biomass | ST |  | S | 34.9 | 34.9 | 3 | N | 2014 |  |  | N | Industrial CHP | 7 | X | BLQ | WDS | NG | DFO
Petroleum Liquids.DFO | petroleum | TRUE | 5178 | Dinwiddie Power Inc | 54766 | Boydton Plank Road Cogen Plant Hybrid | VA | Dinwiddie | GEN1 | Petroleum Liquids | IC |  | S | 0.3 | 0.3 | 0.1 | N | 1993 |  |  | N | IPP Non-CHP | 2 | X | DFO | NG
Petroleum Liquids.DFO | petroleum | TRUE | 5178 | Dinwiddie Power Inc | 54766 | Boydton Plank Road Cogen Plant Hybrid | VA | Dinwiddie | GEN10 | Petroleum Liquids | IC |  | S | 0.3 | 0.3 | 0.1 | N | 1993 |  |  | N | IPP Non-CHP | 2 | X | DFO | NG
Petroleum Liquids.DFO | petroleum | TRUE | 5178 | Dinwiddie Power Inc | 54766 | Boydton Plank Road Cogen Plant Hybrid | VA | Dinwiddie | GEN11 | Petroleum Liquids | IC |  | S | 0.3 | 0.3 | 0.1 | N | 2000 |  |  | N | IPP Non-CHP | 2 | X | DFO | NG
Petroleum Liquids.DFO | petroleum | TRUE | 5178 | Dinwiddie Power Inc | 54766 | Boydton Plank Road Cogen Plant Hybrid | VA | Dinwiddie | GEN12 | Petroleum Liquids | IC |  | S | 0.3 | 0.3 | 0.1 | N | 2000 |  |  | N | IPP Non-CHP | 2 | X | DFO | NG
Petroleum Liquids.DFO | petroleum | TRUE | 5178 | Dinwiddie Power Inc | 54766 | Boydton Plank Road Cogen Plant Hybrid | VA | Dinwiddie | GEN13 | Petroleum Liquids | IC |  | S | 0.3 | 0.3 | 0.1 | N | 2000 |  |  | N | IPP Non-CHP | 2 | X | DFO | NG
Petroleum Liquids.DFO | petroleum | TRUE | 5178 | Dinwiddie Power Inc | 54766 | Boydton Plank Road Cogen Plant Hybrid | VA | Dinwiddie | GEN14 | Petroleum Liquids | IC |  | S | 0.3 | 0.3 | 0.1 | N | 2000 |  |  | N | IPP Non-CHP | 2 | X | DFO | NG
Petroleum Liquids.DFO | petroleum | TRUE | 5178 | Dinwiddie Power Inc | 54766 | Boydton Plank Road Cogen Plant Hybrid | VA | Dinwiddie | GEN15 | Petroleum Liquids | IC |  | S | 0.3 | 0.3 | 0.1 | N | 2000 |  |  | N | IPP Non-CHP | 2 | X | DFO | NG
Petroleum Liquids.DFO | petroleum | TRUE | 5178 | Dinwiddie Power Inc | 54766 | Boydton Plank Road Cogen Plant Hybrid | VA | Dinwiddie | GEN16 | Petroleum Liquids | IC |  | S | 0.3 | 0.3 | 0.1 | N | 2000 |  |  | N | IPP Non-CHP | 2 | X | DFO | NG
Petroleum Liquids.DFO | petroleum | TRUE | 5178 | Dinwiddie Power Inc | 54766 | Boydton Plank Road Cogen Plant Hybrid | VA | Dinwiddie | GEN17 | Petroleum Liquids | IC |  | S | 0.3 | 0.3 | 0.1 | N | 2000 |  |  | N | IPP Non-CHP | 2 | X | DFO | NG
Petroleum Liquids.DFO | petroleum | TRUE | 5178 | Dinwiddie Power Inc | 54766 | Boydton Plank Road Cogen Plant Hybrid | VA | Dinwiddie | GEN18 | Petroleum Liquids | IC |  | S | 0.3 | 0.3 | 0.1 | N | 2000 |  |  | N | IPP Non-CHP | 2 | X | DFO | NG
Petroleum Liquids.DFO | petroleum | TRUE | 5178 | Dinwiddie Power Inc | 54766 | Boydton Plank Road Cogen Plant Hybrid | VA | Dinwiddie | GEN19 | Petroleum Liquids | IC |  | S | 0.3 | 0.3 | 0.1 | N | 2000 |  |  | N | IPP Non-CHP | 2 | X | DFO | NG
Petroleum Liquids.DFO | petroleum | TRUE | 5178 | Dinwiddie Power Inc | 54766 | Boydton Plank Road Cogen Plant Hybrid | VA | Dinwiddie | GEN2 | Petroleum Liquids | IC |  | S | 0.3 | 0.3 | 0.1 | N | 1993 |  |  | N | IPP Non-CHP | 2 | X | DFO | NG
Petroleum Liquids.DFO | petroleum | TRUE | 5178 | Dinwiddie Power Inc | 54766 | Boydton Plank Road Cogen Plant Hybrid | VA | Dinwiddie | GEN20 | Petroleum Liquids | IC |  | S | 0.3 | 0.3 | 0.1 | N | 2000 |  |  | N | IPP Non-CHP | 2 | X | DFO | NG
Petroleum Liquids.DFO | petroleum | TRUE | 5178 | Dinwiddie Power Inc | 54766 | Boydton Plank Road Cogen Plant Hybrid | VA | Dinwiddie | GEN21 | Petroleum Liquids | IC |  | S | 0.3 | 0.3 | 0.1 | N | 2000 |  |  | N | IPP Non-CHP | 2 | X | DFO | NG
Petroleum Liquids.DFO | petroleum | TRUE | 5178 | Dinwiddie Power Inc | 54766 | Boydton Plank Road Cogen Plant Hybrid | VA | Dinwiddie | GEN22 | Petroleum Liquids | IC |  | S | 0.3 | 0.3 | 0.1 | N | 2000 |  |  | N | IPP Non-CHP | 2 | X | DFO | NG
Petroleum Liquids.DFO | petroleum | TRUE | 5178 | Dinwiddie Power Inc | 54766 | Boydton Plank Road Cogen Plant Hybrid | VA | Dinwiddie | GEN23 | Petroleum Liquids | IC |  | S | 0.3 | 0.3 | 0.1 | N | 2000 |  |  | N | IPP Non-CHP | 2 | X | DFO | NG
Petroleum Liquids.DFO | petroleum | TRUE | 5178 | Dinwiddie Power Inc | 54766 | Boydton Plank Road Cogen Plant Hybrid | VA | Dinwiddie | GEN24 | Petroleum Liquids | IC |  | S | 0.3 | 0.3 | 0.1 | N | 2000 |  |  | N | IPP Non-CHP | 2 | X | DFO | NG
Petroleum Liquids.DFO | petroleum | TRUE | 5178 | Dinwiddie Power Inc | 54766 | Boydton Plank Road Cogen Plant Hybrid | VA | Dinwiddie | GEN25 | Petroleum Liquids | IC |  | S | 0.3 | 0.3 | 0.1 | N | 2000 |  |  | N | IPP Non-CHP | 2 | X | DFO | NG
Petroleum Liquids.DFO | petroleum | TRUE | 5178 | Dinwiddie Power Inc | 54766 | Boydton Plank Road Cogen Plant Hybrid | VA | Dinwiddie | GEN26 | Petroleum Liquids | IC |  | S | 0.3 | 0.3 | 0.1 | N | 2000 |  |  | N | IPP Non-CHP | 2 | X | DFO | NG
Petroleum Liquids.DFO | petroleum | TRUE | 5178 | Dinwiddie Power Inc | 54766 | Boydton Plank Road Cogen Plant Hybrid | VA | Dinwiddie | GEN27 | Petroleum Liquids | IC |  | S | 0.3 | 0.3 | 0.1 | N | 2000 |  |  | N | IPP Non-CHP | 2 | X | DFO | NG
Petroleum Liquids.DFO | petroleum | TRUE | 5178 | Dinwiddie Power Inc | 54766 | Boydton Plank Road Cogen Plant Hybrid | VA | Dinwiddie | GEN28 | Petroleum Liquids | IC |  | S | 0.3 | 0.3 | 0.1 | N | 2000 |  |  | N | IPP Non-CHP | 2 | X | DFO | NG
Petroleum Liquids.DFO | petroleum | TRUE | 5178 | Dinwiddie Power Inc | 54766 | Boydton Plank Road Cogen Plant Hybrid | VA | Dinwiddie | GEN29 | Petroleum Liquids | IC |  | S | 0.3 | 0.3 | 0.1 | N | 2000 |  |  | N | IPP Non-CHP | 2 | X | DFO | NG
Petroleum Liquids.DFO | petroleum | TRUE | 5178 | Dinwiddie Power Inc | 54766 | Boydton Plank Road Cogen Plant Hybrid | VA | Dinwiddie | GEN3 | Petroleum Liquids | IC |  | S | 0.3 | 0.3 | 0.1 | N | 1993 |  |  | N | IPP Non-CHP | 2 | X | DFO | NG
Petroleum Liquids.DFO | petroleum | TRUE | 5178 | Dinwiddie Power Inc | 54766 | Boydton Plank Road Cogen Plant Hybrid | VA | Dinwiddie | GEN30 | Petroleum Liquids | IC |  | S | 0.3 | 0.3 | 0.1 | N | 2000 |  |  | N | IPP Non-CHP | 2 | X | DFO | NG
Petroleum Liquids.DFO | petroleum | TRUE | 5178 | Dinwiddie Power Inc | 54766 | Boydton Plank Road Cogen Plant Hybrid | VA | Dinwiddie | GEN31 | Petroleum Liquids | IC |  | S | 0.3 | 0.3 | 0.1 | N | 2000 |  |  | N | IPP Non-CHP | 2 | X | DFO | NG
Petroleum Liquids.DFO | petroleum | TRUE | 5178 | Dinwiddie Power Inc | 54766 | Boydton Plank Road Cogen Plant Hybrid | VA | Dinwiddie | GEN32 | Petroleum Liquids | IC |  | S | 0.3 | 0.3 | 0.1 | N | 2000 |  |  | N | IPP Non-CHP | 2 | X | DFO | NG
Petroleum Liquids.DFO | petroleum | TRUE | 5178 | Dinwiddie Power Inc | 54766 | Boydton Plank Road Cogen Plant Hybrid | VA | Dinwiddie | GEN33 | Petroleum Liquids | IC |  | S | 0.3 | 0.3 | 0.1 | N | 2000 |  |  | N | IPP Non-CHP | 2 | X | DFO | NG
Petroleum Liquids.DFO | petroleum | TRUE | 5178 | Dinwiddie Power Inc | 54766 | Boydton Plank Road Cogen Plant Hybrid | VA | Dinwiddie | GEN34 | Petroleum Liquids | IC |  | S | 0.3 | 0.3 | 0.1 | N | 2000 |  |  | N | IPP Non-CHP | 2 | X | DFO | NG
Petroleum Liquids.DFO | petroleum | TRUE | 5178 | Dinwiddie Power Inc | 54766 | Boydton Plank Road Cogen Plant Hybrid | VA | Dinwiddie | GEN4 | Petroleum Liquids | IC |  | S | 0.3 | 0.3 | 0.1 | N | 1993 |  |  | N | IPP Non-CHP | 2 | X | DFO | NG
Petroleum Liquids.DFO | petroleum | TRUE | 5178 | Dinwiddie Power Inc | 54766 | Boydton Plank Road Cogen Plant Hybrid | VA | Dinwiddie | GEN5 | Petroleum Liquids | IC |  | S | 0.3 | 0.3 | 0.1 | N | 1993 |  |  | N | IPP Non-CHP | 2 | X | DFO | NG
Petroleum Liquids.DFO | petroleum | TRUE | 5178 | Dinwiddie Power Inc | 54766 | Boydton Plank Road Cogen Plant Hybrid | VA | Dinwiddie | GEN6 | Petroleum Liquids | IC |  | S | 0.3 | 0.3 | 0.1 | N | 1993 |  |  | N | IPP Non-CHP | 2 | X | DFO | NG
Petroleum Liquids.DFO | petroleum | TRUE | 5178 | Dinwiddie Power Inc | 54766 | Boydton Plank Road Cogen Plant Hybrid | VA | Dinwiddie | GEN7 | Petroleum Liquids | IC |  | S | 0.3 | 0.3 | 0.1 | N | 1993 |  |  | N | IPP Non-CHP | 2 | X | DFO | NG
Petroleum Liquids.DFO | petroleum | TRUE | 5178 | Dinwiddie Power Inc | 54766 | Boydton Plank Road Cogen Plant Hybrid | VA | Dinwiddie | GEN8 | Petroleum Liquids | IC |  | S | 0.3 | 0.3 | 0.1 | N | 1993 |  |  | N | IPP Non-CHP | 2 | X | DFO | NG
Petroleum Liquids.DFO | petroleum | TRUE | 5178 | Dinwiddie Power Inc | 54766 | Boydton Plank Road Cogen Plant Hybrid | VA | Dinwiddie | GEN9 | Petroleum Liquids | IC |  | S | 0.3 | 0.3 | 0.1 | N | 1993 |  |  | N | IPP Non-CHP | 2 | X | DFO | NG
Natural Gas Fired Combustion Turbine.NG | natural gas peaker | TRUE | 60662 | WCAC Operating Company | 54768 | Live Oak Limited | CA | Kern | GEN1 | Natural Gas Fired Combustion Turbine | GT |  | W | 46 | 48 | 21 | N | 1992 |  |  | Y | IPP CHP | 3 | T | NG
Natural Gas Internal Combustion Engine.NG | natural gas peaker | FALSE | 11329 | NYU Langone Health | 54769 | NYU Luthern Medical Center | NY | Kings | GEN1 | Natural Gas Internal Combustion Engine | IC |  | S | 0.8 | 0.8 | 0.2 | N | 1994 |  |  | Y | Commercial CHP | 5 | T | NG
Natural Gas Internal Combustion Engine.NG | natural gas peaker | FALSE | 11329 | NYU Langone Health | 54769 | NYU Luthern Medical Center | NY | Kings | GEN2 | Natural Gas Internal Combustion Engine | IC |  | S | 0.8 | 0.8 | 0.2 | N | 1994 |  |  | Y | Commercial CHP | 5 | T | NG
Petroleum Liquids.DFO | petroleum | FALSE | 11329 | NYU Langone Health | 54769 | NYU Luthern Medical Center | NY | Kings | GEN3 | Petroleum Liquids | IC |  | S | 1.5 | 1.5 | 0.5 | N | 2006 |  |  | N | Commercial CHP | 5 | X | DFO
Petroleum Liquids.DFO | petroleum | FALSE | 11329 | NYU Langone Health | 54769 | NYU Luthern Medical Center | NY | Kings | GEN4 | Petroleum Liquids | IC |  | S | 1.5 | 1.5 | 0.5 | N | 2006 |  |  | N | Commercial CHP | 5 | X | DFO
Conventional Hydroelectric.WAT | hydro | TRUE | 55754 | Boralex Hydro Operations Inc | 54772 | South Glens Falls Hydroelectric | NY | Saratoga | GEN1 | Conventional Hydroelectric | HY |  | J | 6.9 | 6.9 | 0.1 | N | 1994 |  |  | N | IPP Non-CHP | 2 | X | WAT
Conventional Hydroelectric.WAT | hydro | TRUE | 55754 | Boralex Hydro Operations Inc | 54772 | South Glens Falls Hydroelectric | NY | Saratoga | GEN2 | Conventional Hydroelectric | HY |  | J | 6.9 | 6.9 | 0.1 | N | 1994 |  |  | N | IPP Non-CHP | 2 | X | WAT
Petroleum Liquids.DFO | petroleum | FALSE | 19539 | University of Iowa | 54775 | University of Iowa Main Power Plant | IA | Johnson | DG7 | Petroleum Liquids | IC |  | S | 1.7 | 1.7 | 0.5 | N | 1998 |  |  | N | Commercial CHP | 5 | X | DFO
Natural Gas Internal Combustion Engine.NG | natural gas peaker | FALSE | 19539 | University of Iowa | 54775 | University of Iowa Main Power Plant | IA | Johnson | GEN10 | Natural Gas Internal Combustion Engine | IC |  | S | 2 | 2 | 0.5 | N | 2014 |  |  | N | Commercial CHP | 5 | X | NG
Natural Gas Steam Turbine.NG | natural gas steam turbine | FALSE | 19539 | University of Iowa | 54775 | University of Iowa Main Power Plant | IA | Johnson | GEN12 | Natural Gas Steam Turbine | ST |  | S | 5.8 | 5.8 | 1 | N | 2022 |  |  | Y | Commercial CHP | 5 | T | NG | WDS | BIT | OBS
Natural Gas Steam Turbine.NG | natural gas steam turbine | FALSE | 19539 | University of Iowa | 54775 | University of Iowa Main Power Plant | IA | Johnson | GEN13 | Natural Gas Steam Turbine | ST |  | S | 10 | 10 | 1 | N | 2022 |  |  | Y | Commercial CHP | 5 | T | NG | WDS | BIT | OBS
Natural Gas Steam Turbine.NG | natural gas steam turbine | FALSE | 19539 | University of Iowa | 54775 | University of Iowa Main Power Plant | IA | Johnson | GEN6 | Natural Gas Steam Turbine | ST |  | S | 15 | 15 | 1.5 | N | 1974 |  |  | Y | Commercial CHP | 5 | T | NG | WDS | BIT | OBS
Natural Gas Internal Combustion Engine.NG | natural gas peaker | FALSE | 19539 | University of Iowa | 54775 | University of Iowa Main Power Plant | IA | Johnson | GEN7 | Natural Gas Internal Combustion Engine | IC |  | S | 2 | 2 | 0.5 | N | 2014 |  |  | N | Commercial CHP | 5 | X | NG
Natural Gas Internal Combustion Engine.NG | natural gas peaker | FALSE | 19539 | University of Iowa | 54775 | University of Iowa Main Power Plant | IA | Johnson | GEN8 | Natural Gas Internal Combustion Engine | IC |  | S | 2 | 2 | 0.5 | N | 2014 |  |  | N | Commercial CHP | 5 | X | NG
Natural Gas Internal Combustion Engine.NG | natural gas peaker | FALSE | 19539 | University of Iowa | 54775 | University of Iowa Main Power Plant | IA | Johnson | GEN9 | Natural Gas Internal Combustion Engine | IC |  | S | 2 | 2 | 0.5 | N | 2014 |  |  | N | Commercial CHP | 5 | X | NG
Natural Gas Steam Turbine.NG | natural gas steam turbine | FALSE | 19528 | University of Illinois | 54780 | University of Illinois Abbott Power Plt | IL | Champaign | T1 | Natural Gas Steam Turbine | ST |  | S | 3 | 3 | 1 | N | 1940 |  |  | Y | Commercial CHP | 5 | T | NG | BIT | DFO
Natural Gas Steam Turbine.NG | natural gas steam turbine | FALSE | 19528 | University of Illinois | 54780 | University of Illinois Abbott Power Plt | IL | Champaign | T10 | Natural Gas Steam Turbine | ST |  | S | 7.8 | 7.8 | 3 | N | 2004 |  |  | Y | Commercial CHP | 5 | T | NG | BIT | DFO
Natural Gas Steam Turbine.NG | natural gas steam turbine | FALSE | 19528 | University of Illinois | 54780 | University of Illinois Abbott Power Plt | IL | Champaign | T11 | Natural Gas Steam Turbine | ST |  | S | 12.5 | 12.5 | 3 | N | 2004 |  |  | Y | Commercial CHP | 5 | T | NG | BIT | DFO
Natural Gas Steam Turbine.NG | natural gas steam turbine | FALSE | 19528 | University of Illinois | 54780 | University of Illinois Abbott Power Plt | IL | Champaign | T12 | Natural Gas Steam Turbine | ST |  | S | 7 | 7 | 3 | N | 2004 |  |  | Y | Commercial CHP | 5 | T | NG | BIT | DFO
Natural Gas Steam Turbine.NG | natural gas steam turbine | FALSE | 19528 | University of Illinois | 54780 | University of Illinois Abbott Power Plt | IL | Champaign | T2 | Natural Gas Steam Turbine | ST |  | S | 3 | 3 | 1 | N | 1940 |  |  | Y | Commercial CHP | 5 | T | NG | BIT | DFO
Natural Gas Steam Turbine.NG | natural gas steam turbine | FALSE | 19528 | University of Illinois | 54780 | University of Illinois Abbott Power Plt | IL | Champaign | T3 | Natural Gas Steam Turbine | ST |  | S | 3 | 3 | 1 | N | 1948 |  |  | Y | Commercial CHP | 5 | T | NG | BIT | DFO
Natural Gas Steam Turbine.NG | natural gas steam turbine | FALSE | 19528 | University of Illinois | 54780 | University of Illinois Abbott Power Plt | IL | Champaign | T4 | Natural Gas Steam Turbine | ST |  | S | 3 | 3 | 1 | N | 1951 |  |  | Y | Commercial CHP | 5 | T | NG | BIT | DFO
Natural Gas Steam Turbine.NG | natural gas steam turbine | FALSE | 19528 | University of Illinois | 54780 | University of Illinois Abbott Power Plt | IL | Champaign | T6 | Natural Gas Steam Turbine | ST |  | S | 7.5 | 7.5 | 1.5 | N | 1959 |  |  | Y | Commercial CHP | 5 | T | NG | BIT | DFO
Natural Gas Steam Turbine.NG | natural gas steam turbine | FALSE | 19528 | University of Illinois | 54780 | University of Illinois Abbott Power Plt | IL | Champaign | T7 | Natural Gas Steam Turbine | ST |  | S | 7.5 | 7.5 | 1.5 | N | 1962 |  |  | Y | Commercial CHP | 5 | T | NG | BIT | DFO
Natural Gas Fired Combustion Turbine.NG | natural gas peaker | FALSE | 19528 | University of Illinois | 54780 | University of Illinois Abbott Power Plt | IL | Champaign | T8 | Natural Gas Fired Combustion Turbine | GT |  | S | 12.5 | 15 | 7 | N | 2003 |  |  | Y | Commercial CHP | 5 | T | NG | DFO
Natural Gas Fired Combustion Turbine.NG | natural gas peaker | FALSE | 19528 | University of Illinois | 54780 | University of Illinois Abbott Power Plt | IL | Champaign | T9 | Natural Gas Fired Combustion Turbine | GT |  | S | 12.5 | 15 | 7 | N | 2003 |  |  | Y | Commercial CHP | 5 | T | NG | DFO
Landfill Gas.LFG | natural gas peaker | TRUE | 17283 | Seneca Energy II | 54782 | Seneca Energy | NY | Seneca | GE10 | Landfill Gas | IC |  | S | 0.8 | 0.8 | 0.6 | N | 1998 | 10 | 2025 | N | IPP Non-CHP | 2 | X | LFG
Landfill Gas.LFG | natural gas peaker | TRUE | 17283 | Seneca Energy II | 54782 | Seneca Energy | NY | Seneca | GE11 | Landfill Gas | IC |  | S | 0.8 | 0.8 | 0.6 | N | 1998 | 10 | 2025 | N | IPP Non-CHP | 2 | X | LFG
Landfill Gas.LFG | natural gas peaker | TRUE | 17283 | Seneca Energy II | 54782 | Seneca Energy | NY | Seneca | GE12 | Landfill Gas | IC |  | S | 0.8 | 0.8 | 0.6 | N | 1998 | 10 | 2025 | N | IPP Non-CHP | 2 | X | LFG
Landfill Gas.LFG | natural gas peaker | TRUE | 17283 | Seneca Energy II | 54782 | Seneca Energy | NY | Seneca | GE13 | Landfill Gas | IC |  | S | 0.8 | 0.8 | 0.6 | N | 1998 | 10 | 2025 | N | IPP Non-CHP | 2 | X | LFG
Landfill Gas.LFG | natural gas peaker | TRUE | 17283 | Seneca Energy II | 54782 | Seneca Energy | NY | Seneca | GE14 | Landfill Gas | IC |  | S | 0.8 | 0.8 | 0.6 | N | 1998 | 10 | 2025 | N | IPP Non-CHP | 2 | X | LFG
Landfill Gas.LFG | natural gas peaker | TRUE | 17283 | Seneca Energy II | 54782 | Seneca Energy | NY | Seneca | GE15 | Landfill Gas | IC |  | S | 1.6 | 1.6 | 0.8 | N | 2007 |  |  | N | IPP Non-CHP | 2 | X | LFG
Landfill Gas.LFG | natural gas peaker | TRUE | 17283 | Seneca Energy II | 54782 | Seneca Energy | NY | Seneca | GE16 | Landfill Gas | IC |  | S | 1.6 | 1.6 | 0.8 | N | 2007 |  |  | N | IPP Non-CHP | 2 | X | LFG
Landfill Gas.LFG | natural gas peaker | TRUE | 17283 | Seneca Energy II | 54782 | Seneca Energy | NY | Seneca | GE17 | Landfill Gas | IC |  | S | 1.6 | 1.6 | 0.8 | N | 2007 |  |  | N | IPP Non-CHP | 2 | X | LFG
Landfill Gas.LFG | natural gas peaker | TRUE | 17283 | Seneca Energy II | 54782 | Seneca Energy | NY | Seneca | GE18 | Landfill Gas | IC |  | S | 1.6 | 1.6 | 0.8 | N | 2007 |  |  | N | IPP Non-CHP | 2 | X | LFG
Landfill Gas.LFG | natural gas peaker | TRUE | 17283 | Seneca Energy II | 54782 | Seneca Energy | NY | Seneca | GEN1 | Landfill Gas | IC |  | S | 0.8 | 0.8 | 0.6 | N | 1996 |  |  | N | IPP Non-CHP | 2 | X | LFG
Landfill Gas.LFG | natural gas peaker | TRUE | 17283 | Seneca Energy II | 54782 | Seneca Energy | NY | Seneca | GEN2 | Landfill Gas | IC |  | S | 0.8 | 0.8 | 0.6 | N | 1996 |  |  | N | IPP Non-CHP | 2 | X | LFG
Landfill Gas.LFG | natural gas peaker | TRUE | 17283 | Seneca Energy II | 54782 | Seneca Energy | NY | Seneca | GEN3 | Landfill Gas | IC |  | S | 0.8 | 0.8 | 0.6 | N | 1996 |  |  | N | IPP Non-CHP | 2 | X | LFG
Landfill Gas.LFG | natural gas peaker | TRUE | 17283 | Seneca Energy II | 54782 | Seneca Energy | NY | Seneca | GEN4 | Landfill Gas | IC |  | S | 0.8 | 0.8 | 0.6 | N | 1996 |  |  | N | IPP Non-CHP | 2 | X | LFG
Landfill Gas.LFG | natural gas peaker | TRUE | 17283 | Seneca Energy II | 54782 | Seneca Energy | NY | Seneca | GEN5 | Landfill Gas | IC |  | S | 0.8 | 0.8 | 0.6 | N | 1996 | 10 | 2025 | N | IPP Non-CHP | 2 | X | LFG
Landfill Gas.LFG | natural gas peaker | TRUE | 17283 | Seneca Energy II | 54782 | Seneca Energy | NY | Seneca | GEN6 | Landfill Gas | IC |  | S | 0.8 | 0.8 | 0.6 | N | 1997 | 10 | 2025 | N | IPP Non-CHP | 2 | X | LFG
Landfill Gas.LFG | natural gas peaker | TRUE | 17283 | Seneca Energy II | 54782 | Seneca Energy | NY | Seneca | GEN7 | Landfill Gas | IC |  | S | 0.8 | 0.8 | 0.6 | N | 1997 | 10 | 2025 | N | IPP Non-CHP | 2 | X | LFG
Landfill Gas.LFG | natural gas peaker | TRUE | 17283 | Seneca Energy II | 54782 | Seneca Energy | NY | Seneca | GEN8 | Landfill Gas | IC |  | S | 0.8 | 0.8 | 0.6 | N | 1998 | 10 | 2025 | N | IPP Non-CHP | 2 | X | LFG
Landfill Gas.LFG | natural gas peaker | TRUE | 17283 | Seneca Energy II | 54782 | Seneca Energy | NY | Seneca | GEN9 | Landfill Gas | IC |  | S | 0.8 | 0.8 | 0.6 | N | 1998 | 10 | 2025 | N | IPP Non-CHP | 2 | X | LFG
Natural Gas Steam Turbine.NG | natural gas steam turbine | TRUE | 7564 | Grays Ferry Cogen Partnership | 54785 | Grays Ferry Cogeneration | PA | Philadelphia | GEN1 | Natural Gas Steam Turbine | ST | CC1 | S | 56.6 | 56.6 | 6 | N | 1997 |  |  | Y | IPP CHP | 3 | T | NG | DFO | OBL
Natural Gas Fired Combustion Turbine.NG | natural gas peaker | TRUE | 7564 | Grays Ferry Cogen Partnership | 54785 | Grays Ferry Cogeneration | PA | Philadelphia | GEN2 | Natural Gas Fired Combustion Turbine | GT | CC1 | S | 114 | 127 | 52 | N | 1997 |  |  | Y | IPP CHP | 3 | T | NG
Natural Gas Internal Combustion Engine.NG | natural gas peaker | FALSE | 6883 | Evanston Board of Education | 54788 | Evanston Township High School | IL | Cook | GEN1 | Natural Gas Internal Combustion Engine | IC |  | S | 0.8 | 0.8 | 0.4 | N | 1992 |  |  | N | Commercial Non-CHP | 4 | X | NG
Natural Gas Internal Combustion Engine.NG | natural gas peaker | FALSE | 6883 | Evanston Board of Education | 54788 | Evanston Township High School | IL | Cook | GEN2 | Natural Gas Internal Combustion Engine | IC |  | S | 0.8 | 0.8 | 0.4 | N | 1992 |  |  | N | Commercial Non-CHP | 4 | X | NG
Natural Gas Internal Combustion Engine.NG | natural gas peaker | FALSE | 6883 | Evanston Board of Education | 54788 | Evanston Township High School | IL | Cook | GEN3 | Natural Gas Internal Combustion Engine | IC |  | S | 0.8 | 0.8 | 0.4 | N | 1992 |  |  | N | Commercial Non-CHP | 4 | X | NG
Natural Gas Steam Turbine.NG | natural gas steam turbine | FALSE | 55932 | Georgia-Pacific Brewton LLC | 54789 | Georgia-Pacific Brewton Mill | AL | Escambia | 2TG | Natural Gas Steam Turbine | ST |  | S | 9.5 | 10 | 4.4 | N | 1964 |  |  | Y | Industrial CHP | 7 | T | NG
Natural Gas Steam Turbine.NG | natural gas steam turbine | FALSE | 55932 | Georgia-Pacific Brewton LLC | 54789 | Georgia-Pacific Brewton Mill | AL | Escambia | 3TG | Natural Gas Steam Turbine | ST |  | S | 9.6 | 10.2 | 4 | N | 1982 |  |  | Y | Industrial CHP | 7 | T | NG
Wood/Wood Waste Biomass.BLQ | biomass | FALSE | 55932 | Georgia-Pacific Brewton LLC | 54789 | Georgia-Pacific Brewton Mill | AL | Escambia | 4TG | Wood/Wood Waste Biomass | ST |  | S | 54.9 | 56.5 | 12.4 | N | 2017 |  |  | Y | Industrial CHP | 7 | T | BLQ | NG
Natural Gas Fired Combustion Turbine.NG | natural gas peaker | FALSE | 8683 | CSL Behring LLC | 54790 | CSL Behring LLC | IL | Kankakee | GEN1 | Natural Gas Fired Combustion Turbine | GT |  | S | 3.8 | 5.3 | 0.1 | N | 1993 |  |  | Y | Industrial CHP | 7 | T | NG
Onshore Wind Turbine.WND | onshore wind | TRUE | 59496 | ALLETE Clean Energy | 54793 | Storm Lake 1 | IA | Buena Vista | 2 | Onshore Wind Turbine | WT |  | S | 0.7 | 0.7 | 0.7 | N | 1999 |  |  | N | IPP Non-CHP | 2 | X | WND
Onshore Wind Turbine.WND | onshore wind | TRUE | 59496 | ALLETE Clean Energy | 54793 | Storm Lake 1 | IA | Buena Vista | 3 | Onshore Wind Turbine | WT |  | S | 0.7 | 0.7 | 0.7 | N | 1999 |  |  | N | IPP Non-CHP | 2 | X | WND
Onshore Wind Turbine.WND | onshore wind | TRUE | 59496 | ALLETE Clean Energy | 54793 | Storm Lake 1 | IA | Buena Vista | EXIS | Onshore Wind Turbine | WT |  | S | 104.3 | 104.3 | 1 | N | 1999 |  |  | N | IPP Non-CHP | 2 | X | WND
Natural Gas Steam Turbine.NG | natural gas steam turbine | FALSE | 5277 | American Sugar Refining, Inc. | 54795 | Domino Sugar Baltimore | MD | Baltimore City | GEN1 | Natural Gas Steam Turbine | ST |  | S | 5 | 5 | 1 | N | 1959 |  |  | Y | Industrial CHP | 7 | B | NG | RFO
Natural Gas Steam Turbine.NG | natural gas steam turbine | FALSE | 5277 | American Sugar Refining, Inc. | 54795 | Domino Sugar Baltimore | MD | Baltimore City | GEN2 | Natural Gas Steam Turbine | ST |  | S | 2.5 | 2.5 | 0.5 | N | 1955 |  |  | Y | Industrial CHP | 7 | B | NG | RFO
Natural Gas Steam Turbine.NG | natural gas steam turbine | FALSE | 5277 | American Sugar Refining, Inc. | 54795 | Domino Sugar Baltimore | MD | Baltimore City | GEN4 | Natural Gas Steam Turbine | ST |  | S | 10 | 10 | 1 | N | 2001 |  |  | Y | Industrial CHP | 7 | T | NG
Natural Gas Fired Combustion Turbine.NG | natural gas peaker | FALSE | 16578 | Saint Agnes Medical Center | 54800 | Saint Agnes Medical Center | CA | Fresno | 9911 | Natural Gas Fired Combustion Turbine | GT |  | S | 2.7 | 2.2 | 1.8 | N | 2001 |  |  | Y | Commercial CHP | 5 | T | NG
Natural Gas Fired Combustion Turbine.NG | natural gas peaker | FALSE | 16578 | Saint Agnes Medical Center | 54800 | Saint Agnes Medical Center | CA | Fresno | 9929 | Natural Gas Fired Combustion Turbine | GT |  | S | 2.7 | 2.2 | 1.8 | N | 2001 |  |  | Y | Commercial CHP | 5 | T | NG
Conventional Hydroelectric.WAT | hydro | FALSE | 1005 | Avalon Hydropower LLC | 54801 | Avalon Hydropower | NC | ROCKINGHAM | GEN1 | Conventional Hydroelectric | HY |  | S | 0.8 | 0.8 | 0.1 | N | 1997 |  |  | N | Commercial Non-CHP | 4 | X | WAT
Conventional Hydroelectric.WAT | hydro | FALSE | 1005 | Avalon Hydropower LLC | 54801 | Avalon Hydropower | NC | ROCKINGHAM | GEN2 | Conventional Hydroelectric | HY |  | S | 0.3 | 0.3 | 0.1 | N | 2000 |  |  | N | Commercial Non-CHP | 4 | X | WAT
Conventional Hydroelectric.WAT | hydro | FALSE | 1005 | Avalon Hydropower LLC | 54801 | Avalon Hydropower | NC | ROCKINGHAM | GEN3 | Conventional Hydroelectric | HY |  | S | 0.1 | 0.1 | 0.1 | N | 2000 |  |  | N | Commercial Non-CHP | 4 | X | WAT
Wood/Wood Waste Biomass.BLQ | biomass | FALSE | 12222 | Mead Coated Board Inc | 54802 | Mead Coated Board | AL | Russell | GEN1 | Wood/Wood Waste Biomass | ST |  | S | 40 | 40 | 20 | N | 1966 |  |  | Y | Industrial CHP | 7 | T | BLQ | WDS | NG | DFO
Wood/Wood Waste Biomass.BLQ | biomass | FALSE | 12222 | Mead Coated Board Inc | 54802 | Mead Coated Board | AL | Russell | GEN2 | Wood/Wood Waste Biomass | ST |  | S | 55.5 | 55.5 | 20 | N | 1990 |  |  | Y | Industrial CHP | 7 | T | BLQ | WDS | NG | DFO
Natural Gas Fired Combustion Turbine.NG | natural gas peaker | FALSE | 12222 | Mead Coated Board Inc | 54802 | Mead Coated Board | AL | Russell | GEN3 | Natural Gas Fired Combustion Turbine | GT |  | S | 21 | 25 | 13 | N | 1998 |  |  | Y | Industrial CHP | 7 | T | NG
Petroleum Liquids.DFO | petroleum | FALSE | 59190 | Plymouth State University | 54803 | Plymouth State College Cogeneration | NH | Grafton | A | Petroleum Liquids | IC |  | S | 1.2 | 1.2 | 0.4 | N | 1994 |  |  | Y | Commercial CHP | 5 | T | DFO
Petroleum Liquids.DFO | petroleum | FALSE | 59190 | Plymouth State University | 54803 | Plymouth State College Cogeneration | NH | Grafton | B | Petroleum Liquids | IC |  | S | 1.6 | 1.6 | 0.4 | N | 2000 |  |  | N | Commercial CHP | 5 | X | DFO
Natural Gas Fired Combined Cycle.NG | natural gas combined cycle | TRUE | 12469 | Milford Power LLC | 54805 | Milford Power LP | MA | Worcester | GT-1 | Natural Gas Fired Combined Cycle | CT | ST-1 | W | 123 | 125 | 70 | N | 1993 |  |  | N | IPP Non-CHP | 2 | X | NG
Natural Gas Fired Combined Cycle.NG | natural gas combined cycle | TRUE | 12469 | Milford Power LLC | 54805 | Milford Power LP | MA | Worcester | ST-1 | Natural Gas Fired Combined Cycle | CA | ST-1 | W | 81.8 | 98.1 | 30 | N | 1993 |  |  | N | IPP Non-CHP | 2 | X | NG
Natural Gas Fired Combined Cycle.NG | natural gas combined cycle | FALSE | 13491 | New York University | 54808 | New York University Central Plant | NY | New York | GT1 | Natural Gas Fired Combined Cycle | CT | CC1 | S | 5.5 | 5.5 | 3 | N | 2010 |  |  | N | Commercial CHP | 5 | X | NG | DFO
Natural Gas Fired Combined Cycle.NG | natural gas combined cycle | FALSE | 13491 | New York University | 54808 | New York University Central Plant | NY | New York | GT2 | Natural Gas Fired Combined Cycle | CT | CC1 | S | 5.5 | 5.5 | 3 | N | 2010 |  |  | N | Commercial CHP | 5 | X | NG | DFO
Natural Gas Fired Combined Cycle.NG | natural gas combined cycle | FALSE | 13491 | New York University | 54808 | New York University Central Plant | NY | New York | T1 | Natural Gas Fired Combined Cycle | CA | CC1 | S | 1.8 | 1.8 | 0.3 | N | 1984 |  |  | Y | Commercial CHP | 5 | T | NG
Petroleum Liquids.DFO | petroleum | FALSE | 19664 | University of Washington | 54809 | University of Washington Power Plant | WA | King | DG3 | Petroleum Liquids | IC |  | S | 2 | 2 | 0.1 | N | 1993 |  |  | N | Commercial CHP | 5 | X | DFO
Petroleum Liquids.DFO | petroleum | FALSE | 19664 | University of Washington | 54809 | University of Washington Power Plant | WA | King | DG4 | Petroleum Liquids | IC |  | S | 2 | 2 | 0.1 | N | 1993 |  |  | N | Commercial CHP | 5 | X | DFO
Petroleum Liquids.DFO | petroleum | FALSE | 19664 | University of Washington | 54809 | University of Washington Power Plant | WA | King | DG5 | Petroleum Liquids | IC |  | S | 2 | 2 | 0.1 | N | 1994 |  |  | N | Commercial CHP | 5 | X | DFO
Petroleum Liquids.DFO | petroleum | FALSE | 19664 | University of Washington | 54809 | University of Washington Power Plant | WA | King | DG6 | Petroleum Liquids | IC |  | S | 2 | 2 | 0.1 | N | 2003 |  |  | N | Commercial CHP | 5 | X | DFO
Petroleum Liquids.DFO | petroleum | FALSE | 19664 | University of Washington | 54809 | University of Washington Power Plant | WA | King | DG7 | Petroleum Liquids | IC |  | S | 2 | 2 | 0.1 | N | 2003 |  |  | N | Commercial CHP | 5 | X | DFO
Petroleum Liquids.DFO | petroleum | FALSE | 19664 | University of Washington | 54809 | University of Washington Power Plant | WA | King | DRUPS | Petroleum Liquids | IC |  | S | 2 | 2 | 0.1 | N | 2022 |  |  | N | Commercial CHP | 5 | X | DFO
Natural Gas Steam Turbine.NG | natural gas steam turbine | FALSE | 19664 | University of Washington | 54809 | University of Washington Power Plant | WA | King | TG3 | Natural Gas Steam Turbine | ST |  | S | 3 | 3 | 0.2 | N | 2023 |  |  | Y | Commercial CHP | 5 | B | NG | DFO
Conventional Hydroelectric.WAT | hydro | TRUE | 62045 | Wood Hydro, LLC | 54812 | Mile 28 Water Power Project | ID | Jerome | 1 | Conventional Hydroelectric | HY |  | S | 0.7 | 0.6 | 0.3 | N | 1994 |  |  | N | IPP Non-CHP | 2 | X | WAT
Conventional Hydroelectric.WAT | hydro | TRUE | 62045 | Wood Hydro, LLC | 54812 | Mile 28 Water Power Project | ID | Jerome | 2 | Conventional Hydroelectric | HY |  | S | 0.7 | 0.6 | 0.3 | N | 1994 |  |  | N | IPP Non-CHP | 2 | X | WAT
Petroleum Liquids.DFO | petroleum | TRUE | 17069 | Shepherd Center | 54813 | Shepherd Center | GA | Fulton | 1 | Petroleum Liquids | IC |  | S | 0.6 | 0.6 | 0 | N | 1992 |  |  | N | IPP Non-CHP | 2 | X | DFO
Petroleum Liquids.DFO | petroleum | TRUE | 17069 | Shepherd Center | 54813 | Shepherd Center | GA | Fulton | 2 | Petroleum Liquids | IC |  | S | 0.6 | 0.6 | 0 | N | 1992 |  |  | N | IPP Non-CHP | 2 | X | DFO
Petroleum Liquids.DFO | petroleum | TRUE | 17069 | Shepherd Center | 54813 | Shepherd Center | GA | Fulton | 3 | Petroleum Liquids | IC |  | S | 0.2 | 0.2 | 0 | N | 1989 |  |  | N | IPP Non-CHP | 2 | X | DFO
Petroleum Liquids.DFO | petroleum | TRUE | 17069 | Shepherd Center | 54813 | Shepherd Center | GA | Fulton | 4 | Petroleum Liquids | IC |  | S | 0.3 | 0.3 | 0 | N | 1981 |  |  | N | IPP Non-CHP | 2 | X | DFO
Petroleum Liquids.DFO | petroleum | FALSE | 56107 | Highwoods Properties | 54816 | Riverwood 100 Building | GA | Cobb | 11KT | Petroleum Liquids | IC |  | W | 1.1 | 1.1 | 0.2 | N | 1989 |  |  | N | Commercial Non-CHP | 4 | X | DFO
Natural Gas Fired Combined Cycle.NG | natural gas combined cycle | TRUE | 66083 | Johnson County Power LLC | 54817 | Johnson County | TX | Johnson | GT-1 | Natural Gas Fired Combined Cycle | CT | CC01 | S | 163 | 174 | 100 | N | 1996 |  |  | N | Electric Utility | 1 | X | NG | DFO
Natural Gas Fired Combined Cycle.NG | natural gas combined cycle | TRUE | 66083 | Johnson County Power LLC | 54817 | Johnson County | TX | Johnson | ST-1 | Natural Gas Fired Combined Cycle | CA | CC01 | S | 104 | 104 | 100 | N | 1996 |  |  | N | Electric Utility | 1 | X | NG
Petroleum Liquids.DFO | petroleum | FALSE | 21260 | Banyan St./GAP 191 Peachtree Owner, LLC | 54818 | 191 Peachtree Tower | GA | Fulton | GEN1 | Petroleum Liquids | IC |  | S | 1.2 | 1.2 | 0.3 | N | 1991 |  |  | N | Commercial Non-CHP | 4 | X | DFO
Petroleum Liquids.DFO | petroleum | FALSE | 21260 | Banyan St./GAP 191 Peachtree Owner, LLC | 54818 | 191 Peachtree Tower | GA | Fulton | GEN2 | Petroleum Liquids | IC |  | S | 1.2 | 1.2 | 0.3 | N | 1991 |  |  | N | Commercial Non-CHP | 4 | X | DFO
Petroleum Liquids.DFO | petroleum | FALSE | 17449 | Smithfield Fresh Meats Corp. | 54823 | Smithfield Farmland Corp Bladen | NC | Bladen | GEN1 | Petroleum Liquids | IC |  | S | 1.5 | 1.5 | 0 | N | 1993 |  |  | N | Industrial Non-CHP | 6 | X | DFO
Petroleum Liquids.DFO | petroleum | FALSE | 17449 | Smithfield Fresh Meats Corp. | 54823 | Smithfield Farmland Corp Bladen | NC | Bladen | GEN2 | Petroleum Liquids | IC |  | S | 1.5 | 1.5 | 0 | N | 1993 |  |  | N | Industrial Non-CHP | 6 | X | DFO
Petroleum Liquids.DFO | petroleum | FALSE | 17449 | Smithfield Fresh Meats Corp. | 54823 | Smithfield Farmland Corp Bladen | NC | Bladen | GEN3 | Petroleum Liquids | IC |  | S | 1.5 | 1.5 | 0 | N | 1993 |  |  | N | Industrial Non-CHP | 6 | X | DFO
Petroleum Liquids.DFO | petroleum | FALSE | 17449 | Smithfield Fresh Meats Corp. | 54823 | Smithfield Farmland Corp Bladen | NC | Bladen | GEN4 | Petroleum Liquids | IC |  | S | 1.5 | 1.5 | 0 | N | 1993 |  |  | N | Industrial Non-CHP | 6 | X | DFO
Petroleum Liquids.DFO | petroleum | FALSE | 17449 | Smithfield Fresh Meats Corp. | 54823 | Smithfield Farmland Corp Bladen | NC | Bladen | GEN5 | Petroleum Liquids | IC |  | S | 1.5 | 1.5 | 0 | N | 1993 |  |  | N | Industrial Non-CHP | 6 | X | DFO
Petroleum Liquids.DFO | petroleum | FALSE | 17449 | Smithfield Fresh Meats Corp. | 54823 | Smithfield Farmland Corp Bladen | NC | Bladen | GEN6 | Petroleum Liquids | IC |  | S | 1.5 | 1.5 | 0 | N | 1993 |  |  | N | Industrial Non-CHP | 6 | X | DFO
Petroleum Liquids.DFO | petroleum | FALSE | 17449 | Smithfield Fresh Meats Corp. | 54823 | Smithfield Farmland Corp Bladen | NC | Bladen | GEN7 | Petroleum Liquids | IC |  | S | 1.5 | 1.5 | 0 | N | 1993 |  |  | N | Industrial Non-CHP | 6 | X | DFO
Petroleum Liquids.DFO | petroleum | FALSE | 17449 | Smithfield Fresh Meats Corp. | 54823 | Smithfield Farmland Corp Bladen | NC | Bladen | GEN8 | Petroleum Liquids | IC |  | S | 1.5 | 1.5 | 0 | N | 1993 |  |  | N | Industrial Non-CHP | 6 | X | DFO
Petroleum Liquids.DFO | petroleum | FALSE | 17449 | Smithfield Fresh Meats Corp. | 54823 | Smithfield Farmland Corp Bladen | NC | Bladen | GEN9 | Petroleum Liquids | IC |  | S | 1.5 | 1.5 | 0 | N | 1998 |  |  | N | Industrial Non-CHP | 6 | X | DFO
Petroleum Liquids.DFO | petroleum | FALSE | 17449 | Smithfield Fresh Meats Corp. | 54823 | Smithfield Farmland Corp Bladen | NC | Bladen | GN10 | Petroleum Liquids | IC |  | S | 1.5 | 1.5 | 0 | N | 1998 |  |  | N | Industrial Non-CHP | 6 | X | DFO
Petroleum Liquids.DFO | petroleum | FALSE | 17449 | Smithfield Fresh Meats Corp. | 54823 | Smithfield Farmland Corp Bladen | NC | Bladen | GN11 | Petroleum Liquids | IC |  | S | 1.5 | 1.5 | 0 | N | 1998 |  |  | N | Industrial Non-CHP | 6 | X | DFO
Petroleum Liquids.DFO | petroleum | FALSE | 17449 | Smithfield Fresh Meats Corp. | 54823 | Smithfield Farmland Corp Bladen | NC | Bladen | GN12 | Petroleum Liquids | IC |  | S | 1.5 | 1.5 | 0 | N | 1998 |  |  | N | Industrial Non-CHP | 6 | X | DFO
Petroleum Liquids.DFO | petroleum | FALSE | 17449 | Smithfield Fresh Meats Corp. | 54823 | Smithfield Farmland Corp Bladen | NC | Bladen | GN13 | Petroleum Liquids | IC |  | S | 1.5 | 1.5 | 0 | N | 1998 |  |  | N | Industrial Non-CHP | 6 | X | DFO
Petroleum Liquids.DFO | petroleum | FALSE | 17449 | Smithfield Fresh Meats Corp. | 54823 | Smithfield Farmland Corp Bladen | NC | Bladen | GN14 | Petroleum Liquids | IC |  | S | 1.5 | 1.5 | 0 | N | 1998 |  |  | N | Industrial Non-CHP | 6 | X | DFO
Petroleum Liquids.DFO | petroleum | FALSE | 17449 | Smithfield Fresh Meats Corp. | 54823 | Smithfield Farmland Corp Bladen | NC | Bladen | GN15 | Petroleum Liquids | IC |  | S | 1.5 | 1.5 | 0 | N | 1998 |  |  | N | Industrial Non-CHP | 6 | X | DFO
Petroleum Liquids.DFO | petroleum | FALSE | 17449 | Smithfield Fresh Meats Corp. | 54823 | Smithfield Farmland Corp Bladen | NC | Bladen | GN16 | Petroleum Liquids | IC |  | S | 1.5 | 1.5 | 0 | N | 1995 |  |  | N | Industrial Non-CHP | 6 | X | DFO
Petroleum Liquids.DFO | petroleum | FALSE | 17449 | Smithfield Fresh Meats Corp. | 54823 | Smithfield Farmland Corp Bladen | NC | Bladen | GN17 | Petroleum Liquids | IC |  | S | 1.5 | 1.5 | 0 | N | 1998 |  |  | N | Industrial Non-CHP | 6 | X | DFO
Petroleum Liquids.DFO | petroleum | FALSE | 17449 | Smithfield Fresh Meats Corp. | 54823 | Smithfield Farmland Corp Bladen | NC | Bladen | GN18 | Petroleum Liquids | IC |  | S | 1.5 | 1.5 | 0 | N | 1995 |  |  | N | Industrial Non-CHP | 6 | X | DFO
Petroleum Liquids.DFO | petroleum | FALSE | 17449 | Smithfield Fresh Meats Corp. | 54823 | Smithfield Farmland Corp Bladen | NC | Bladen | GN19 | Petroleum Liquids | IC |  | S | 1.5 | 1.5 | 0 | N | 1998 |  |  | N | Industrial Non-CHP | 6 | X | DFO
Conventional Hydroelectric.WAT | hydro | TRUE | 54809 | Wailuku Holding Company LLC | 54827 | Wailuku River Hydroelectric | HI | Hawaii | 8101 | Conventional Hydroelectric | HY |  | S | 4.9 | 4.8 | 0.1 | N | 1993 |  |  | N | IPP Non-CHP | 2 | X | WAT
Conventional Hydroelectric.WAT | hydro | TRUE | 54809 | Wailuku Holding Company LLC | 54827 | Wailuku River Hydroelectric | HI | Hawaii | 8102 | Conventional Hydroelectric | HY |  | S | 4.9 | 4.8 | 0.1 | N | 1993 |  |  | N | IPP Non-CHP | 2 | X | WAT
Natural Gas Fired Combustion Turbine.NG | natural gas peaker | FALSE | 2265 | Bristol-Myers Squibb Co | 54829 | Bristol Myers Squibb New Brunswick | NJ | Middlesex | GEN1 | Natural Gas Fired Combustion Turbine | GT |  | S | 8.8 | 10.5 | 5.8 | N | 1992 |  |  | Y | Industrial CHP | 7 | T | NG | DFO
Natural Gas Steam Turbine.NG | natural gas steam turbine | FALSE | 2265 | Bristol-Myers Squibb Co | 54829 | Bristol Myers Squibb New Brunswick | NJ | Middlesex | GEN2 | Natural Gas Steam Turbine | ST |  | S | 0.6 | 1 | 0.2 | N | 1999 |  |  | Y | Industrial CHP | 7 | T | NG | DFO
Petroleum Liquids.DFO | petroleum | FALSE | 50109 | DeKalb Regional Health System | 54830 | Emory Decatur Hospital | GA | DeKalb | 03 | Petroleum Liquids | IC |  | S | 1.2 | 1.2 | 0 | N | 2004 |  |  | N | Commercial Non-CHP | 4 | X | DFO
Petroleum Liquids.DFO | petroleum | FALSE | 50109 | DeKalb Regional Health System | 54830 | Emory Decatur Hospital | GA | DeKalb | 90 | Petroleum Liquids | IC |  | S | 1.2 | 1.2 | 0 | N | 1991 |  |  | N | Commercial Non-CHP | 4 | X | DFO
Petroleum Liquids.DFO | petroleum | FALSE | 50109 | DeKalb Regional Health System | 54830 | Emory Decatur Hospital | GA | DeKalb | 93 | Petroleum Liquids | IC |  | S | 1.2 | 1.2 | 0 | N | 1993 |  |  | N | Commercial Non-CHP | 4 | X | DFO
Natural Gas Fired Combined Cycle.NG | natural gas combined cycle | TRUE | 14410 | KMC Thermo, LLC | 54832 | Brandywine Power Facility | MD | Prince Georges | 1 | Natural Gas Fired Combined Cycle | CT | F701 | S |  |  | 40 | N | 1996 |  |  | Y | IPP CHP | 3 | T | NG | DFO
Natural Gas Fired Combined Cycle.NG | natural gas combined cycle | TRUE | 14410 | KMC Thermo, LLC | 54832 | Brandywine Power Facility | MD | Prince Georges | 2 | Natural Gas Fired Combined Cycle | CT | F701 | S |  |  | 40 | N | 1996 |  |  | Y | IPP CHP | 3 | T | NG | DFO
Natural Gas Fired Combined Cycle.NG | natural gas combined cycle | TRUE | 14410 | KMC Thermo, LLC | 54832 | Brandywine Power Facility | MD | Prince Georges | 3 | Natural Gas Fired Combined Cycle | CA | F701 | S | 230 | 254 | 60 | N | 1996 |  |  | Y | IPP CHP | 3 | T | NG | DFO
Petroleum Liquids.DFO | petroleum | FALSE | 19272 | Doyon Utilities - Fort Greely | 54834 | Fort Greely Power Plant | AK | Southeast Fairbanks | EN-4 | Petroleum Liquids | IC |  | S | 1.2 | 1.2 | 0.9 | N | 1959 |  |  | N | Commercial Non-CHP | 4 | X | DFO
Petroleum Liquids.DFO | petroleum | FALSE | 19272 | Doyon Utilities - Fort Greely | 54834 | Fort Greely Power Plant | AK | Southeast Fairbanks | EN-5 | Petroleum Liquids | IC |  | S | 1.2 | 1.2 | 0.9 | N | 1959 |  |  | N | Commercial Non-CHP | 4 | X | DFO
Petroleum Liquids.DFO | petroleum | FALSE | 19272 | Doyon Utilities - Fort Greely | 54834 | Fort Greely Power Plant | AK | Southeast Fairbanks | EN-6 | Petroleum Liquids | IC |  | S | 2.5 | 2.5 | 1 | N | 2010 |  |  | N | Commercial Non-CHP | 4 | X | DFO
Petroleum Liquids.DFO | petroleum | FALSE | 19272 | Doyon Utilities - Fort Greely | 54834 | Fort Greely Power Plant | AK | Southeast Fairbanks | EN-7 | Petroleum Liquids | IC |  | S | 2.5 | 2.5 | 1 | N | 2010 |  |  | N | Commercial Non-CHP | 4 | X | DFO
Petroleum Liquids.DFO | petroleum | FALSE | 56537 | Evonik Degussa Corporation | 54835 | Evonik Industries AG | IN | Tippecanoe | T121 | Petroleum Liquids | IC |  | S | 1.2 | 1.2 | 0.3 | N | 1992 |  |  | N | Industrial Non-CHP | 6 | X | DFO
Petroleum Liquids.DFO | petroleum | FALSE | 19726 | Valdosta City of | 54839 | Valdosta Water Treatment Plant | GA | Lowndes | GEN1 | Petroleum Liquids | IC |  | S | 1.7 | 1.7 | 1.7 | N | 1993 |  |  | N | Commercial Non-CHP | 4 | X | DFO
Petroleum Liquids.DFO | petroleum | FALSE | 19726 | Valdosta City of | 54839 | Valdosta Water Treatment Plant | GA | Lowndes | GEN2 | Petroleum Liquids | IC |  | S | 1.7 | 1.7 | 1.7 | N | 2008 |  |  | N | Commercial Non-CHP | 4 | X | DFO
Natural Gas Fired Combined Cycle.NG | natural gas combined cycle | TRUE | 19876 | Virginia Electric & Power Co | 54844 | Gordonsville Energy LP | VA | Louisa | GOR1 | Natural Gas Fired Combined Cycle | CT | G782 | S | 64.1 | 85.3 | 60 | N | 1994 |  |  | N | Electric Utility | 1 | X | NG | DFO
Natural Gas Fired Combined Cycle.NG | natural gas combined cycle | TRUE | 19876 | Virginia Electric & Power Co | 54844 | Gordonsville Energy LP | VA | Louisa | GOR2 | Natural Gas Fired Combined Cycle | CT | G783 | S | 63.5 | 85.7 | 60 | N | 1994 |  |  | N | Electric Utility | 1 | X | NG | DFO
Natural Gas Fired Combined Cycle.NG | natural gas combined cycle | TRUE | 19876 | Virginia Electric & Power Co | 54844 | Gordonsville Energy LP | VA | Louisa | GOR3 | Natural Gas Fired Combined Cycle | CA | G782 | S | 44.9 | 48.8 | 33 | N | 1994 |  |  | N | Electric Utility | 1 | X | NG | DFO
Natural Gas Fired Combined Cycle.NG | natural gas combined cycle | TRUE | 19876 | Virginia Electric & Power Co | 54844 | Gordonsville Energy LP | VA | Louisa | GOR4 | Natural Gas Fired Combined Cycle | CA | G783 | S | 45.5 | 50.4 | 33 | N | 1994 |  |  | N | Electric Utility | 1 | X | NG | DFO
Petroleum Liquids.DFO | petroleum | FALSE | 18166 | Sun Trust Plaza Associates LLC | 54845 | Sun Trust Plaza | GA | Fulton | EG-1 | Petroleum Liquids | IC |  | S | 1 | 1 | 1 | N | 1994 |  |  | N | Commercial Non-CHP | 4 | X | DFO
Petroleum Liquids.DFO | petroleum | FALSE | 18166 | Sun Trust Plaza Associates LLC | 54845 | Sun Trust Plaza | GA | Fulton | EG-2 | Petroleum Liquids | IC |  | S | 1 | 1 | 1 | N | 1994 |  |  | N | Commercial Non-CHP | 4 | X | DFO
Petroleum Liquids.DFO | petroleum | FALSE | 11284 | Lowndes County Hospital Authority | 54848 | South Georgia Medical Center Inc | GA | Lowndes | GEN 7 | Petroleum Liquids | IC |  | S | 0.8 | 0.8 | 0.1 | N | 2008 |  |  | N | Commercial Non-CHP | 4 | X | DFO
Petroleum Liquids.DFO | petroleum | FALSE | 11284 | Lowndes County Hospital Authority | 54848 | South Georgia Medical Center Inc | GA | Lowndes | GEN1A | Petroleum Liquids | IC |  | S | 2 | 2 | 0.1 | N | 2013 |  |  | N | Commercial Non-CHP | 4 | X | DFO
Petroleum Liquids.DFO | petroleum | FALSE | 11284 | Lowndes County Hospital Authority | 54848 | South Georgia Medical Center Inc | GA | Lowndes | GEN2A | Petroleum Liquids | IC |  | S | 2 | 2 | 0.1 | N | 2013 |  |  | N | Commercial Non-CHP | 4 | X | DFO
Petroleum Liquids.DFO | petroleum | FALSE | 11284 | Lowndes County Hospital Authority | 54848 | South Georgia Medical Center Inc | GA | Lowndes | GEN4 | Petroleum Liquids | IC |  | S | 0.7 | 0.7 | 0.1 | N | 2001 |  |  | N | Commercial Non-CHP | 4 | X | DFO
Wood/Wood Waste Biomass.WDS | biomass | FALSE | 4413 | Cox Companies, LLC | 54850 | Cox Waste to Energy | KY | Taylor | 01 | Wood/Wood Waste Biomass | ST |  | S | 3 | 2.5 | 0.1 | N | 1995 |  |  | Y | Industrial CHP | 7 | B | WDS
Wood/Wood Waste Biomass.WDS | biomass | FALSE | 4413 | Cox Companies, LLC | 54850 | Cox Waste to Energy | KY | Taylor | 02 | Wood/Wood Waste Biomass | ST |  | S | 0.3 | 0.9 | 0.1 | N | 2002 |  |  | Y | Industrial CHP | 7 | B | WDS
Natural Gas Fired Combustion Turbine.NG | natural gas peaker | FALSE | 12619 | Milwaukee Metro Sewerage Dist | 54851 | MMSD Jones Island Wastewater | WI | Milwaukee | GEN1 | Natural Gas Fired Combustion Turbine | GT |  | S | 13 | 15 | 2 | N | 1971 |  |  | Y | Commercial CHP | 5 | T | NG | DFO
Natural Gas Fired Combustion Turbine.NG | natural gas peaker | FALSE | 12619 | Milwaukee Metro Sewerage Dist | 54851 | MMSD Jones Island Wastewater | WI | Milwaukee | SOL1 | Natural Gas Fired Combustion Turbine | GT |  | S | 4.6 | 4.6 | 0.7 | N | 2013 |  |  | Y | Commercial CHP | 5 | T | NG | LFG
Landfill Gas.LFG | natural gas peaker | FALSE | 12619 | Milwaukee Metro Sewerage Dist | 54851 | MMSD Jones Island Wastewater | WI | Milwaukee | SOL2 | Landfill Gas | GT |  | S | 4.6 | 4.6 | 0.7 | N | 2013 |  |  | Y | Commercial CHP | 5 | T | LFG | NG
Landfill Gas.LFG | natural gas peaker | FALSE | 12619 | Milwaukee Metro Sewerage Dist | 54851 | MMSD Jones Island Wastewater | WI | Milwaukee | SOL3 | Landfill Gas | GT |  | S | 4.6 | 4.6 | 0.7 | N | 2013 |  |  | Y | Commercial CHP | 5 | T | LFG | NG
Natural Gas Fired Combustion Turbine.NG | natural gas peaker | TRUE | 13407 | Nevada Power Co | 54854 | Sun Peak Generating Station | NV | Clark | 5657 | Natural Gas Fired Combustion Turbine | GT |  | S | 74 | 74 | 70 | N | 1991 |  |  | N | Electric Utility | 1 | X | NG | DFO
Natural Gas Fired Combustion Turbine.NG | natural gas peaker | TRUE | 13407 | Nevada Power Co | 54854 | Sun Peak Generating Station | NV | Clark | 5658 | Natural Gas Fired Combustion Turbine | GT |  | S | 74 | 74 | 70 | N | 1991 |  |  | N | Electric Utility | 1 | X | NG | DFO
Natural Gas Fired Combustion Turbine.NG | natural gas peaker | TRUE | 13407 | Nevada Power Co | 54854 | Sun Peak Generating Station | NV | Clark | 5659 | Natural Gas Fired Combustion Turbine | GT |  | S | 74 | 74 | 70 | N | 1991 |  |  | N | Electric Utility | 1 | X | NG | DFO
Natural Gas Fired Combustion Turbine.NG | natural gas peaker | FALSE | 11390 | M&M Mars Inc | 54855 | Mars Snackfood US | IL | Cook | 1 | Natural Gas Fired Combustion Turbine | GT |  | S | 3 | 3.8 | 1 | N | 1987 |  |  | Y | Industrial CHP | 7 | T | NG
Petroleum Liquids.DFO | petroleum | FALSE | 22035 | AT&T | 54858 | Southwestern Bell Telephone | MO | St Louis City | E/G1 | Petroleum Liquids | IC |  | S | 2 | 2 | 0.7 | N | 1992 |  |  | N | Commercial Non-CHP | 4 | X | DFO
Petroleum Liquids.DFO | petroleum | FALSE | 22035 | AT&T | 54858 | Southwestern Bell Telephone | MO | St Louis City | E/G2 | Petroleum Liquids | IC |  | S | 2 | 2 | 0.7 | N | 1992 |  |  | N | Commercial Non-CHP | 4 | X | DFO
Petroleum Liquids.DFO | petroleum | FALSE | 22035 | AT&T | 54858 | Southwestern Bell Telephone | MO | St Louis City | E/G3 | Petroleum Liquids | IC |  | S | 2 | 2 | 0.7 | N | 1992 |  |  | N | Commercial Non-CHP | 4 | X | DFO
Petroleum Liquids.DFO | petroleum | FALSE | 22035 | AT&T | 54858 | Southwestern Bell Telephone | MO | St Louis City | E/G4 | Petroleum Liquids | IC |  | S | 2.8 | 2.8 | 0.8 | N | 2005 |  |  | N | Commercial Non-CHP | 4 | X | DFO
Petroleum Liquids.DFO | petroleum | FALSE | 22035 | AT&T | 54858 | Southwestern Bell Telephone | MO | St Louis City | E/G5 | Petroleum Liquids | IC |  | S | 2.8 | 2.8 | 0.8 | N | 2008 |  |  | N | Commercial Non-CHP | 4 | X | DFO
Petroleum Liquids.DFO | petroleum | FALSE | 22035 | AT&T | 54858 | Southwestern Bell Telephone | MO | St Louis City | E/G6 | Petroleum Liquids | IC |  | S | 2.8 | 2.8 | 0.8 | N | 2011 |  |  | N | Commercial Non-CHP | 4 | X | DFO
Petroleum Liquids.DFO | petroleum | FALSE | 22035 | AT&T | 54858 | Southwestern Bell Telephone | MO | St Louis City | E/G7 | Petroleum Liquids | IC |  | S | 2.8 | 2.8 | 0.8 | N | 2011 |  |  | N | Commercial Non-CHP | 4 | X | DFO
Conventional Hydroelectric.WAT | hydro | TRUE | 1784 | Black Creek Hydro Inc | 54860 | Black Creek | WA | King | GEN1 | Conventional Hydroelectric | HY |  | S | 3.7 | 3.7 | 0.1 | N | 1994 |  |  | N | IPP Non-CHP | 2 | X | WAT
Petroleum Liquids.DFO | petroleum | FALSE | 1362 | Bassett Healthcare | 54863 | Bassett Medical Center | NY | Otsego | 0001 | Petroleum Liquids | IC |  | S | 0.8 | 0.8 | 0.1 | N | 1992 |  |  | N | Commercial Non-CHP | 4 | X | DFO
Petroleum Liquids.DFO | petroleum | FALSE | 1362 | Bassett Healthcare | 54863 | Bassett Medical Center | NY | Otsego | 0002 | Petroleum Liquids | IC |  | S | 0.8 | 0.8 | 0.1 | N | 1992 |  |  | N | Commercial Non-CHP | 4 | X | DFO
Petroleum Liquids.DFO | petroleum | FALSE | 1362 | Bassett Healthcare | 54863 | Bassett Medical Center | NY | Otsego | 0003 | Petroleum Liquids | IC |  | S | 0.8 | 0.8 | 0.1 | N | 1992 |  |  | N | Commercial Non-CHP | 4 | X | DFO
Petroleum Liquids.DFO | petroleum | FALSE | 1362 | Bassett Healthcare | 54863 | Bassett Medical Center | NY | Otsego | 0004 | Petroleum Liquids | IC |  | S | 1.6 | 1.6 | 0.2 | N | 2004 |  |  | N | Commercial Non-CHP | 4 | X | DFO
Petroleum Liquids.DFO | petroleum | FALSE | 1362 | Bassett Healthcare | 54863 | Bassett Medical Center | NY | Otsego | 0005 | Petroleum Liquids | IC |  | S | 1.6 | 1.6 | 0.2 | N | 2006 |  |  | N | Commercial Non-CHP | 4 | X | DFO
Conventional Hydroelectric.WAT | hydro | TRUE | 57280 | Eagle Creek Renewable Energy, LLC | 54865 | Phoenix Hydro Project | NY | Oswego | 1-02 | Conventional Hydroelectric | HY |  | W | 1.2 | 1.2 | 0.3 | N | 1991 |  |  | N | IPP Non-CHP | 2 | X | WAT
Conventional Hydroelectric.WAT | hydro | TRUE | 57280 | Eagle Creek Renewable Energy, LLC | 54865 | Phoenix Hydro Project | NY | Oswego | 2-01 | Conventional Hydroelectric | HY |  | W | 1.2 | 1.2 | 0.3 | N | 1991 |  |  | N | IPP Non-CHP | 2 | X | WAT
Conventional Steam Coal.BIT | hard coal | FALSE | 50021 | Neenah Paper Michigan Inc. | 54867 | Neenah Paper Munising Mill | MI | Alger | M387 | Conventional Steam Coal | ST |  | S | 5.8 | 5.8 | 1 | N | 1930 |  |  | Y | Industrial CHP | 7 | B | BIT | NG
Petroleum Liquids.DFO | petroleum | FALSE | 876 | Atlanta Gift Mart LP | 54877 | Atlanta Gift Mart LP | GA | Fulton | BUG | Petroleum Liquids | IC |  | S | 1.2 | 1.2 | 0.4 | N | 1991 |  |  | N | Commercial Non-CHP | 4 | X | DFO
Conventional Hydroelectric.WAT | hydro | FALSE | 65338 | BiOrigin Specialty Products | 54878 | Dunn Paper | NY | St Lawrence | 01 | Conventional Hydroelectric | HY |  | S | 0.4 | 0.4 | 0.1 | N | 1959 |  |  | N | Industrial Non-CHP | 6 | X | WAT
Conventional Hydroelectric.WAT | hydro | FALSE | 65338 | BiOrigin Specialty Products | 54878 | Dunn Paper | NY | St Lawrence | 02 | Conventional Hydroelectric | HY |  | S | 0.3 | 0.3 | 0.1 | N | 1959 |  |  | N | Industrial Non-CHP | 6 | X | WAT
Conventional Hydroelectric.WAT | hydro | FALSE | 65338 | BiOrigin Specialty Products | 54878 | Dunn Paper | NY | St Lawrence | 03 | Conventional Hydroelectric | HY |  | S | 0.3 | 0.3 | 0.1 | N | 1959 |  |  | N | Industrial Non-CHP | 6 | X | WAT
Conventional Hydroelectric.WAT | hydro | TRUE | 10056 | City of Kaukauna | 54885 | Kimberly Mill | WI | Outagamie | 1H | Conventional Hydroelectric | HY |  | S | 0.7 | 0.7 | 0.2 | N | 1926 |  |  | N | Electric Utility | 1 | X | WAT
Conventional Hydroelectric.WAT | hydro | TRUE | 10056 | City of Kaukauna | 54885 | Kimberly Mill | WI | Outagamie | 2H | Conventional Hydroelectric | HY |  | S | 0.7 | 0.7 | 0.2 | N | 1927 |  |  | N | Electric Utility | 1 | X | WAT
Conventional Hydroelectric.WAT | hydro | TRUE | 10056 | City of Kaukauna | 54885 | Kimberly Mill | WI | Outagamie | 3H | Conventional Hydroelectric | HY |  | S | 0.7 | 0.7 | 0.2 | N | 1927 |  |  | N | Electric Utility | 1 | X | WAT
Natural Gas Internal Combustion Engine.NG | natural gas peaker | FALSE | 15917 | Presence Health | 54886 | Presence Saint Mary of Nazareth Hospital | IL | Cook | GEN1 | Natural Gas Internal Combustion Engine | IC |  | S | 0.8 | 0.8 | 0.4 | N | 1993 |  |  | N | Commercial Non-CHP | 4 | X | NG
Natural Gas Internal Combustion Engine.NG | natural gas peaker | FALSE | 15917 | Presence Health | 54886 | Presence Saint Mary of Nazareth Hospital | IL | Cook | GEN3 | Natural Gas Internal Combustion Engine | IC |  | S | 0.8 | 0.8 | 0.4 | N | 1993 |  |  | N | Commercial Non-CHP | 4 | X | NG
Petroleum Liquids.DFO | petroleum | FALSE | 15917 | Presence Health | 54886 | Presence Saint Mary of Nazareth Hospital | IL | Cook | GEN4 | Petroleum Liquids | IC |  | S | 0.9 | 0.9 | 0.3 | N | 1993 |  |  | N | Commercial Non-CHP | 4 | X | DFO
Petroleum Liquids.DFO | petroleum | FALSE | 15917 | Presence Health | 54886 | Presence Saint Mary of Nazareth Hospital | IL | Cook | GEN5 | Petroleum Liquids | IC |  | S | 0.9 | 0.9 | 0.3 | N | 1993 |  |  | N | Commercial Non-CHP | 4 | X | DFO
Petroleum Liquids.DFO | petroleum | FALSE | 15917 | Presence Health | 54886 | Presence Saint Mary of Nazareth Hospital | IL | Cook | GEN6 | Petroleum Liquids | IC |  | S | 0.8 | 0.8 | 0.3 | N | 2006 |  |  | N | Commercial Non-CHP | 4 | X | DFO
Natural Gas Fired Combustion Turbine.NG | natural gas peaker | FALSE | 59895 | Patheon Manufacturing Service LLC | 54887 | DSM Pharmaceuticals | NC | Pitt | GEN1 | Natural Gas Fired Combustion Turbine | GT |  | S | 3.5 | 4 | 0.5 | N | 1993 |  |  | Y | Industrial CHP | 7 | T | NG | DFO
Petroleum Liquids.DFO | petroleum | FALSE | 59895 | Patheon Manufacturing Service LLC | 54887 | DSM Pharmaceuticals | NC | Pitt | GEN2 | Petroleum Liquids | IC |  | S | 0.3 | 0.3 | 0.3 | N | 1994 |  |  | N | Industrial CHP | 7 | X | DFO
Petroleum Liquids.DFO | petroleum | FALSE | 59895 | Patheon Manufacturing Service LLC | 54887 | DSM Pharmaceuticals | NC | Pitt | GEN3 | Petroleum Liquids | IC |  | S | 1.1 | 1.1 | 1 | N | 1994 |  |  | N | Industrial CHP | 7 | X | DFO
Petroleum Liquids.DFO | petroleum | FALSE | 59895 | Patheon Manufacturing Service LLC | 54887 | DSM Pharmaceuticals | NC | Pitt | GEN4 | Petroleum Liquids | IC |  | S | 1.2 | 1.2 | 1 | N | 1987 |  |  | N | Industrial CHP | 7 | X | DFO
Petroleum Liquids.DFO | petroleum | FALSE | 59895 | Patheon Manufacturing Service LLC | 54887 | DSM Pharmaceuticals | NC | Pitt | GEN5 | Petroleum Liquids | IC |  | S | 1 | 1 | 1 | N | 1999 |  |  | N | Industrial CHP | 7 | X | DFO
Petroleum Liquids.DFO | petroleum | FALSE | 59895 | Patheon Manufacturing Service LLC | 54887 | DSM Pharmaceuticals | NC | Pitt | GEN6 | Petroleum Liquids | IC |  | S | 1.2 | 1.2 | 1 | N | 2003 |  |  | N | Industrial CHP | 7 | X | DFO
Petroleum Liquids.DFO | petroleum | FALSE | 59895 | Patheon Manufacturing Service LLC | 54887 | DSM Pharmaceuticals | NC | Pitt | GEN7 | Petroleum Liquids | IC |  | S | 0.1 | 0.1 | 0.1 | N | 2015 |  |  | N | Industrial CHP | 7 | X | DFO
Petroleum Liquids.DFO | petroleum | FALSE | 59895 | Patheon Manufacturing Service LLC | 54887 | DSM Pharmaceuticals | NC | Pitt | GEN8 | Petroleum Liquids | IC |  | S | 0.3 | 0.3 | 0.3 | N | 2015 |  |  | N | Industrial CHP | 7 | X | DFO
Landfill Gas.LFG | natural gas peaker | TRUE | 13559 | North American Natural Res | 54890 | Peoples Generating Station | MI | Saginaw | GEN1 | Landfill Gas | IC |  | S | 2.2 | 2.2 | 2.2 | N | 1995 |  |  | N | IPP Non-CHP | 2 | X | LFG
Conventional Hydroelectric.WAT | hydro | TRUE | 57280 | Eagle Creek Renewable Energy, LLC | 54894 | Narrows (NC) | NC | Stanly | YN1 | Conventional Hydroelectric | HY |  | W | 30 | 30 | 1 | N | 1917 |  |  | N | Electric Utility | 1 | X | WAT
Conventional Hydroelectric.WAT | hydro | TRUE | 57280 | Eagle Creek Renewable Energy, LLC | 54894 | Narrows (NC) | NC | Stanly | YN2 | Conventional Hydroelectric | HY |  | W | 30 | 30 | 1 | N | 1917 |  |  | N | Electric Utility | 1 | X | WAT
Conventional Hydroelectric.WAT | hydro | TRUE | 57280 | Eagle Creek Renewable Energy, LLC | 54894 | Narrows (NC) | NC | Stanly | YN3 | Conventional Hydroelectric | HY |  | W | 30 | 30 | 29 | N | 1917 |  |  | N | Electric Utility | 1 | X | WAT
Conventional Hydroelectric.WAT | hydro | TRUE | 57280 | Eagle Creek Renewable Energy, LLC | 54894 | Narrows (NC) | NC | Stanly | YN4 | Conventional Hydroelectric | HY |  | W | 29 | 29 | 1 | N | 1924 |  |  | N | Electric Utility | 1 | X | WAT
Conventional Hydroelectric.WAT | hydro | TRUE | 57280 | Eagle Creek Renewable Energy, LLC | 54895 | Falls Hydro | NC | Stanly | YF1 | Conventional Hydroelectric | HY |  | W | 9 | 9 | 5 | N | 1922 |  |  | N | Electric Utility | 1 | X | WAT
Conventional Hydroelectric.WAT | hydro | TRUE | 57280 | Eagle Creek Renewable Energy, LLC | 54895 | Falls Hydro | NC | Stanly | YF2 | Conventional Hydroelectric | HY |  | W | 10 | 10.5 | 5 | N | 1919 |  |  | N | Electric Utility | 1 | X | WAT
Conventional Hydroelectric.WAT | hydro | TRUE | 57280 | Eagle Creek Renewable Energy, LLC | 54895 | Falls Hydro | NC | Stanly | YF3 | Conventional Hydroelectric | HY |  | W | 11 | 11 | 5 | N | 1919 |  |  | N | Electric Utility | 1 | X | WAT
Conventional Hydroelectric.WAT | hydro | TRUE | 57280 | Eagle Creek Renewable Energy, LLC | 54896 | High Rock Hydro | NC | Davidson | HR1 | Conventional Hydroelectric | HY |  | W | 13 | 13 | 5 | N | 1927 |  |  | N | Electric Utility | 1 | X | WAT
Conventional Hydroelectric.WAT | hydro | TRUE | 57280 | Eagle Creek Renewable Energy, LLC | 54896 | High Rock Hydro | NC | Davidson | HR2 | Conventional Hydroelectric | HY |  | W | 13 | 12.1 | 5 | N | 1927 |  |  | N | Electric Utility | 1 | X | WAT
Conventional Hydroelectric.WAT | hydro | TRUE | 57280 | Eagle Creek Renewable Energy, LLC | 54896 | High Rock Hydro | NC | Davidson | HR3 | Conventional Hydroelectric | HY |  | W | 13 | 12.1 | 5 | N | 1927 |  |  | N | Electric Utility | 1 | X | WAT
Conventional Hydroelectric.WAT | hydro | TRUE | 57280 | Eagle Creek Renewable Energy, LLC | 54897 | Tuckertown Hydro | NC | Montgomery | TT1 | Conventional Hydroelectric | HY |  | W | 13 | 13 | 5 | N | 1962 |  |  | N | Electric Utility | 1 | X | WAT
Conventional Hydroelectric.WAT | hydro | TRUE | 57280 | Eagle Creek Renewable Energy, LLC | 54897 | Tuckertown Hydro | NC | Montgomery | TT2 | Conventional Hydroelectric | HY |  | W | 13 | 13 | 5 | N | 1962 |  |  | N | Electric Utility | 1 | X | WAT
Conventional Hydroelectric.WAT | hydro | TRUE | 57280 | Eagle Creek Renewable Energy, LLC | 54897 | Tuckertown Hydro | NC | Montgomery | TT3 | Conventional Hydroelectric | HY |  | W | 13 | 13 | 5 | N | 1962 |  |  | N | Electric Utility | 1 | X | WAT
Conventional Hydroelectric.WAT | hydro | TRUE | 306 | Brookfield Smoky Mountain Hydropower LP | 54898 | Santeetlah | NC | Graham | 1 | Conventional Hydroelectric | HY |  | S | 20 | 20 | 12 | N | 1928 |  |  | N | IPP Non-CHP | 2 | X | WAT
Conventional Hydroelectric.WAT | hydro | TRUE | 306 | Brookfield Smoky Mountain Hydropower LP | 54898 | Santeetlah | NC | Graham | 2 | Conventional Hydroelectric | HY |  | S | 20 | 20 | 12 | N | 1928 |  |  | N | IPP Non-CHP | 2 | X | WAT
Conventional Hydroelectric.WAT | hydro | TRUE | 306 | Brookfield Smoky Mountain Hydropower LP | 54899 | Cheoah | NC | Graham | 1A | Conventional Hydroelectric | HY |  | S | 28 | 28 | 14 | N | 2012 |  |  | N | IPP Non-CHP | 2 | X | WAT
Conventional Hydroelectric.WAT | hydro | TRUE | 306 | Brookfield Smoky Mountain Hydropower LP | 54899 | Cheoah | NC | Graham | 2A | Conventional Hydroelectric | HY |  | S | 28 | 28 | 14 | N | 2012 |  |  | N | IPP Non-CHP | 2 | X | WAT
Conventional Hydroelectric.WAT | hydro | TRUE | 306 | Brookfield Smoky Mountain Hydropower LP | 54899 | Cheoah | NC | Graham | 3A | Conventional Hydroelectric | HY |  | S | 28 | 28 | 14 | N | 2013 |  |  | N | IPP Non-CHP | 2 | X | WAT
Conventional Hydroelectric.WAT | hydro | TRUE | 306 | Brookfield Smoky Mountain Hydropower LP | 54899 | Cheoah | NC | Graham | 4A | Conventional Hydroelectric | HY |  | S | 28 | 28 | 14 | N | 2012 |  |  | N | IPP Non-CHP | 2 | X | WAT
Conventional Hydroelectric.WAT | hydro | TRUE | 306 | Brookfield Smoky Mountain Hydropower LP | 54899 | Cheoah | NC | Graham | 5 | Conventional Hydroelectric | HY |  | S | 31 | 31 | 15 | N | 1949 |  |  | N | IPP Non-CHP | 2 | X | WAT
Conventional Hydroelectric.WAT | hydro | TRUE | 306 | Brookfield Smoky Mountain Hydropower LP | 54900 | Calderwood | TN | Blount | 1 | Conventional Hydroelectric | HY |  | S | 52 | 52 | 35 | N | 1930 |  |  | N | IPP Non-CHP | 2 | X | WAT
Conventional Hydroelectric.WAT | hydro | TRUE | 306 | Brookfield Smoky Mountain Hydropower LP | 54900 | Calderwood | TN | Blount | 2 | Conventional Hydroelectric | HY |  | S | 52 | 52 | 35 | N | 1930 |  |  | N | IPP Non-CHP | 2 | X | WAT
Conventional Hydroelectric.WAT | hydro | TRUE | 306 | Brookfield Smoky Mountain Hydropower LP | 54900 | Calderwood | TN | Blount | 3 | Conventional Hydroelectric | HY |  | S | 52 | 52 | 35 | N | 1938 |  |  | N | IPP Non-CHP | 2 | X | WAT
Conventional Hydroelectric.WAT | hydro | TRUE | 306 | Brookfield Smoky Mountain Hydropower LP | 54901 | Chilhowee | TN | Blount | 1 | Conventional Hydroelectric | HY |  | S | 17 | 17 | 8 | N | 1957 |  |  | N | IPP Non-CHP | 2 | X | WAT
Conventional Hydroelectric.WAT | hydro | TRUE | 306 | Brookfield Smoky Mountain Hydropower LP | 54901 | Chilhowee | TN | Blount | 2 | Conventional Hydroelectric | HY |  | S | 17 | 17 | 8 | N | 1957 |  |  | N | IPP Non-CHP | 2 | X | WAT
Conventional Hydroelectric.WAT | hydro | TRUE | 306 | Brookfield Smoky Mountain Hydropower LP | 54901 | Chilhowee | TN | Blount | 3 | Conventional Hydroelectric | HY |  | S | 17 | 17 | 8 | N | 1957 |  |  | N | IPP Non-CHP | 2 | X | WAT
Landfill Gas.LFG | natural gas peaker | TRUE | 57249 | EPP Renewable Energy | 54903 | Adrian Energy Associates LLC | MI | Lenawee | UNT1 | Landfill Gas | IC |  | J | 0.8 | 0.8 | 0.3 | N | 1994 |  |  | N | IPP Non-CHP | 2 | X | LFG
Landfill Gas.LFG | natural gas peaker | TRUE | 57249 | EPP Renewable Energy | 54903 | Adrian Energy Associates LLC | MI | Lenawee | UNT2 | Landfill Gas | IC |  | J | 0.8 | 0.8 | 0.3 | N | 1994 |  |  | N | IPP Non-CHP | 2 | X | LFG
Landfill Gas.LFG | natural gas peaker | TRUE | 57249 | EPP Renewable Energy | 54903 | Adrian Energy Associates LLC | MI | Lenawee | UNT3 | Landfill Gas | IC |  | J | 0.8 | 0.8 | 0.3 | N | 1994 |  |  | N | IPP Non-CHP | 2 | X | LFG
Petroleum Liquids.DFO | petroleum | FALSE | 60564 | GP Center Holdings LLC | 54906 | Georgia Pacific Center | GA | Fulton | 01 | Petroleum Liquids | IC |  | S | 0.7 | 0.7 | 0.3 | N | 1982 |  |  | N | Commercial Non-CHP | 4 | X | DFO
Petroleum Liquids.DFO | petroleum | FALSE | 60564 | GP Center Holdings LLC | 54906 | Georgia Pacific Center | GA | Fulton | 02 | Petroleum Liquids | IC |  | S | 0.7 | 0.7 | 0.3 | N | 1982 |  |  | N | Commercial Non-CHP | 4 | X | DFO
Natural Gas Fired Combustion Turbine.NG | natural gas peaker | FALSE | 11820 | Massachusetts Inst of Tech | 54907 | Mass Inst Tech Cntrl Utilities/Cogen Plt | MA | Middlesex | GT200 | Natural Gas Fired Combustion Turbine | GT |  | S | 17.7 | 20.7 | 9 | N | 2021 |  |  | Y | Commercial CHP | 5 | T | NG | DFO
Natural Gas Fired Combustion Turbine.NG | natural gas peaker | FALSE | 11820 | Massachusetts Inst of Tech | 54907 | Mass Inst Tech Cntrl Utilities/Cogen Plt | MA | Middlesex | GT300 | Natural Gas Fired Combustion Turbine | GT |  | S | 17.7 | 20.7 | 9 | N | 2021 |  |  | Y | Commercial CHP | 5 | T | NG | DFO
Other Waste Biomass.AB | biomass | FALSE | 772 | Archer Daniels Midland Co | 54908 | Enderlin | ND | Ransom | GEN1 | Other Waste Biomass | ST |  | S | 5.1 | 5.1 | 0.3 | N | 1983 |  |  | Y | Industrial CHP | 7 | T | AB | NG
Other Waste Biomass.AB | biomass | FALSE | 772 | Archer Daniels Midland Co | 54908 | Enderlin | ND | Ransom | GEN2 | Other Waste Biomass | ST |  | S | 4.7 | 4.7 | 0.3 | N | 1983 |  |  | Y | Industrial CHP | 7 | T | AB
Onshore Wind Turbine.WND | onshore wind | TRUE | 2719 | CalWind Resources Inc | 54909 | Tehachapi Wind Resource II | CA | Kern | EXI2 | Onshore Wind Turbine | WT |  | S | 8.3 | 8.3 | 0 | N | 2002 |  |  | N | IPP Non-CHP | 2 | X | WND
Onshore Wind Turbine.WND | onshore wind | TRUE | 2719 | CalWind Resources Inc | 54909 | Tehachapi Wind Resource II | CA | Kern | EXIS | Onshore Wind Turbine | WT |  | S | 13.6 | 13.6 | 0 | N | 1997 |  |  | N | IPP Non-CHP | 2 | X | WND
Landfill Gas.LFG | natural gas peaker | TRUE | 55858 | EDL Inc | 54910 | Brent Run Generating Station | MI | Genesee | 7-1 | Landfill Gas | IC |  | S | 1.6 | 1.6 | 0.6 | N | 1998 |  |  | N | IPP Non-CHP | 2 | X | LFG
Landfill Gas.LFG | natural gas peaker | TRUE | 55858 | EDL Inc | 54910 | Brent Run Generating Station | MI | Genesee | 7-2 | Landfill Gas | IC |  | S | 1.6 | 1.6 | 0.6 | N | 1998 |  |  | N | IPP Non-CHP | 2 | X | LFG
Landfill Gas.LFG | natural gas peaker | TRUE | 55858 | EDL Inc | 54910 | Brent Run Generating Station | MI | Genesee | 7-3 | Landfill Gas | IC |  | S | 0.6 | 0.6 | 0.6 | N | 2010 |  |  | N | IPP Non-CHP | 2 | X | LFG
Landfill Gas.LFG | natural gas peaker | TRUE | 55858 | EDL Inc | 54910 | Brent Run Generating Station | MI | Genesee | 7-4 | Landfill Gas | IC |  | S | 1.6 | 1.6 | 0.6 | N | 2012 |  |  | N | IPP Non-CHP | 2 | X | LFG
Landfill Gas.LFG | natural gas peaker | TRUE | 55858 | EDL Inc | 54910 | Brent Run Generating Station | MI | Genesee | 7-5 | Landfill Gas | IC |  | S | 1.6 | 1.6 | 0.6 | N | 2012 |  |  | N | IPP Non-CHP | 2 | X | LFG
Natural Gas Fired Combined Cycle.NG | natural gas combined cycle | FALSE | 11651 | Martinez Refining Co | 54912 | Martinez Refining | CA | Contra Costa | GTG1 | Natural Gas Fired Combined Cycle | CT | CC1 | S | 40 | 42 | 4 | N | 1995 |  |  | Y | Industrial CHP | 7 | T | NG
Natural Gas Fired Combined Cycle.NG | natural gas combined cycle | FALSE | 11651 | Martinez Refining Co | 54912 | Martinez Refining | CA | Contra Costa | GTG2 | Natural Gas Fired Combined Cycle | CT | CC1 | S | 40 | 42 | 4 | N | 1996 |  |  | Y | Industrial CHP | 7 | T | NG
Other Gases.OG | other | FALSE | 11651 | Martinez Refining Co | 54912 | Martinez Refining | CA | Contra Costa | STG1 | Other Gases | CA | CC1 | S | 20 | 20 | 4 | N | 1995 |  |  | Y | Industrial CHP | 7 | B | OG
Natural Gas Fired Combined Cycle.NG | natural gas combined cycle | TRUE | 2313 | Brooklyn Navy Yard Cogen PLP | 54914 | Brooklyn Navy Yard Cogeneration | NY | Kings | 01 | Natural Gas Fired Combined Cycle | CT | CC1 | J | 95 | 110 | 90 | N | 1996 |  |  | Y | IPP CHP | 3 | T | NG | DFO
Natural Gas Fired Combined Cycle.NG | natural gas combined cycle | TRUE | 2313 | Brooklyn Navy Yard Cogen PLP | 54914 | Brooklyn Navy Yard Cogeneration | NY | Kings | 02 | Natural Gas Fired Combined Cycle | CT | CC2 | J | 95 | 110 | 90 | N | 1996 |  |  | Y | IPP CHP | 3 | T | NG | DFO
Natural Gas Fired Combined Cycle.NG | natural gas combined cycle | TRUE | 2313 | Brooklyn Navy Yard Cogen PLP | 54914 | Brooklyn Navy Yard Cogeneration | NY | Kings | 03 | Natural Gas Fired Combined Cycle | CA | CC1 | J | 35 | 38 | 35 | N | 1996 |  |  | Y | IPP CHP | 3 | T | NG
Natural Gas Fired Combined Cycle.NG | natural gas combined cycle | TRUE | 2313 | Brooklyn Navy Yard Cogen PLP | 54914 | Brooklyn Navy Yard Cogeneration | NY | Kings | 04 | Natural Gas Fired Combined Cycle | CA | CC2 | J | 35 | 38 | 35 | N | 1996 |  |  | Y | IPP CHP | 3 | T | NG
Natural Gas Fired Combined Cycle.NG | natural gas combined cycle | TRUE | 12455 | Michigan Power Limited Partnership | 54915 | Michigan Power LP | MI | Mason | G001 | Natural Gas Fired Combined Cycle | CA | CC1 | W | 58 | 58 | 20 | N | 1995 |  |  | Y | IPP CHP | 3 | T | NG
Natural Gas Fired Combined Cycle.NG | natural gas combined cycle | TRUE | 12455 | Michigan Power Limited Partnership | 54915 | Michigan Power LP | MI | Mason | G101 | Natural Gas Fired Combined Cycle | CT | CC1 | W | 70 | 98 | 50 | N | 1995 |  |  | Y | IPP CHP | 3 | T | NG
Natural Gas Fired Combustion Turbine.NG | natural gas peaker | FALSE | 6667 | Ergon Refining Inc | 54918 | Ergon Refining Vicksburg | MS | Warren | TMO1 | Natural Gas Fired Combustion Turbine | GT |  | S | 4.5 | 4.7 | 3 | N | 1995 |  |  | Y | Industrial CHP | 7 | T | NG
Natural Gas Internal Combustion Engine.NG | natural gas peaker | TRUE | 40211 | Wabash Valley Power Assn, Inc | 54925 | Twin Bridges LFGTE | IN | Hendricks | I-1 | Natural Gas Internal Combustion Engine | IC |  | S | 0.8 | 0.8 | 0.4 | N | 1994 |  |  | N | Electric Utility | 1 | X | NG
Natural Gas Internal Combustion Engine.NG | natural gas peaker | TRUE | 40211 | Wabash Valley Power Assn, Inc | 54925 | Twin Bridges LFGTE | IN | Hendricks | I-2 | Natural Gas Internal Combustion Engine | IC |  | S | 0.8 | 0.8 | 0.4 | N | 1994 |  |  | N | Electric Utility | 1 | X | NG
Natural Gas Internal Combustion Engine.NG | natural gas peaker | TRUE | 40211 | Wabash Valley Power Assn, Inc | 54925 | Twin Bridges LFGTE | IN | Hendricks | I-3 | Natural Gas Internal Combustion Engine | IC |  | S | 0.8 | 0.8 | 0.4 | N | 1994 |  |  | N | Electric Utility | 1 | X | NG
Natural Gas Internal Combustion Engine.NG | natural gas peaker | TRUE | 40211 | Wabash Valley Power Assn, Inc | 54925 | Twin Bridges LFGTE | IN | Hendricks | I-4 | Natural Gas Internal Combustion Engine | IC |  | S | 0.8 | 0.8 | 0.4 | N | 1994 |  |  | N | Electric Utility | 1 | X | NG
Natural Gas Internal Combustion Engine.NG | natural gas peaker | TRUE | 40211 | Wabash Valley Power Assn, Inc | 54925 | Twin Bridges LFGTE | IN | Hendricks | II-1 | Natural Gas Internal Combustion Engine | IC |  | S | 0.8 | 0.8 | 0.4 | N | 2002 |  |  | N | Electric Utility | 1 | X | NG
Natural Gas Internal Combustion Engine.NG | natural gas peaker | TRUE | 40211 | Wabash Valley Power Assn, Inc | 54925 | Twin Bridges LFGTE | IN | Hendricks | II-2 | Natural Gas Internal Combustion Engine | IC |  | S | 0.8 | 0.8 | 0.4 | N | 2002 |  |  | N | Electric Utility | 1 | X | NG
Natural Gas Internal Combustion Engine.NG | natural gas peaker | TRUE | 40211 | Wabash Valley Power Assn, Inc | 54925 | Twin Bridges LFGTE | IN | Hendricks | II-3 | Natural Gas Internal Combustion Engine | IC |  | S | 0.8 | 0.8 | 0.4 | N | 2002 |  |  | N | Electric Utility | 1 | X | NG
Natural Gas Internal Combustion Engine.NG | natural gas peaker | TRUE | 40211 | Wabash Valley Power Assn, Inc | 54925 | Twin Bridges LFGTE | IN | Hendricks | II-4 | Natural Gas Internal Combustion Engine | IC |  | S | 0.8 | 0.8 | 0.4 | N | 2002 |  |  | N | Electric Utility | 1 | X | NG
Natural Gas Internal Combustion Engine.NG | natural gas peaker | TRUE | 40211 | Wabash Valley Power Assn, Inc | 54925 | Twin Bridges LFGTE | IN | Hendricks | III-1 | Natural Gas Internal Combustion Engine | IC |  | S | 0.8 | 0.8 | 0.4 | N | 2009 |  |  | N | Electric Utility | 1 | X | NG
Natural Gas Internal Combustion Engine.NG | natural gas peaker | TRUE | 40211 | Wabash Valley Power Assn, Inc | 54925 | Twin Bridges LFGTE | IN | Hendricks | III-2 | Natural Gas Internal Combustion Engine | IC |  | S | 0.8 | 0.8 | 0.4 | N | 2009 |  |  | N | Electric Utility | 1 | X | NG
Natural Gas Internal Combustion Engine.NG | natural gas peaker | TRUE | 40211 | Wabash Valley Power Assn, Inc | 54925 | Twin Bridges LFGTE | IN | Hendricks | III-3 | Natural Gas Internal Combustion Engine | IC |  | S | 0.8 | 0.8 | 0.4 | N | 2009 |  |  | N | Electric Utility | 1 | X | NG
Natural Gas Internal Combustion Engine.NG | natural gas peaker | TRUE | 40211 | Wabash Valley Power Assn, Inc | 54925 | Twin Bridges LFGTE | IN | Hendricks | III-4 | Natural Gas Internal Combustion Engine | IC |  | S | 0.8 | 0.8 | 0.4 | N | 2009 |  |  | N | Electric Utility | 1 | X | NG
Landfill Gas.LFG | natural gas peaker | TRUE | 40211 | Wabash Valley Power Assn, Inc | 54925 | Twin Bridges LFGTE | IN | Hendricks | IV-1 | Landfill Gas | IC |  | S | 1.6 | 1.6 | 0.8 | N | 2012 |  |  | N | Electric Utility | 1 | X | LFG
Landfill Gas.LFG | natural gas peaker | TRUE | 40211 | Wabash Valley Power Assn, Inc | 54925 | Twin Bridges LFGTE | IN | Hendricks | IV-2 | Landfill Gas | IC |  | S | 1.6 | 1.6 | 0.8 | N | 2012 |  |  | N | Electric Utility | 1 | X | LFG
Natural Gas Internal Combustion Engine.NG | natural gas peaker | TRUE | 40211 | Wabash Valley Power Assn, Inc | 54926 | Prairie View I & II LFGTE | IN | St Joseph | I-1 | Natural Gas Internal Combustion Engine | IC |  | S | 0.8 | 0.8 | 0.4 | N | 1994 |  |  | N | Electric Utility | 1 | X | NG
Natural Gas Internal Combustion Engine.NG | natural gas peaker | TRUE | 40211 | Wabash Valley Power Assn, Inc | 54926 | Prairie View I & II LFGTE | IN | St Joseph | I-2 | Natural Gas Internal Combustion Engine | IC |  | S | 0.8 | 0.8 | 0.4 | N | 1994 |  |  | N | Electric Utility | 1 | X | NG
Natural Gas Internal Combustion Engine.NG | natural gas peaker | TRUE | 40211 | Wabash Valley Power Assn, Inc | 54926 | Prairie View I & II LFGTE | IN | St Joseph | I-3 | Natural Gas Internal Combustion Engine | IC |  | S | 0.8 | 0.8 | 0.4 | N | 1994 |  |  | N | Electric Utility | 1 | X | NG
Natural Gas Internal Combustion Engine.NG | natural gas peaker | TRUE | 40211 | Wabash Valley Power Assn, Inc | 54926 | Prairie View I & II LFGTE | IN | St Joseph | I-4 | Natural Gas Internal Combustion Engine | IC |  | S | 0.8 | 0.8 | 0.4 | N | 1994 |  |  | N | Electric Utility | 1 | X | NG
Natural Gas Internal Combustion Engine.NG | natural gas peaker | TRUE | 40211 | Wabash Valley Power Assn, Inc | 54926 | Prairie View I & II LFGTE | IN | St Joseph | II-1 | Natural Gas Internal Combustion Engine | IC |  | S | 0.8 | 0.8 | 0.4 | N | 2007 |  |  | N | Electric Utility | 1 | X | NG
Natural Gas Internal Combustion Engine.NG | natural gas peaker | TRUE | 40211 | Wabash Valley Power Assn, Inc | 54926 | Prairie View I & II LFGTE | IN | St Joseph | II-2 | Natural Gas Internal Combustion Engine | IC |  | S | 0.8 | 0.8 | 0.4 | N | 2007 |  |  | N | Electric Utility | 1 | X | NG
Natural Gas Internal Combustion Engine.NG | natural gas peaker | TRUE | 40211 | Wabash Valley Power Assn, Inc | 54926 | Prairie View I & II LFGTE | IN | St Joseph | II-3 | Natural Gas Internal Combustion Engine | IC |  | S | 0.8 | 0.8 | 0.4 | N | 2007 |  |  | N | Electric Utility | 1 | X | NG
Natural Gas Internal Combustion Engine.NG | natural gas peaker | TRUE | 40211 | Wabash Valley Power Assn, Inc | 54926 | Prairie View I & II LFGTE | IN | St Joseph | II-4 | Natural Gas Internal Combustion Engine | IC |  | S | 0.8 | 0.8 | 0.4 | N | 2007 |  |  | N | Electric Utility | 1 | X | NG
Natural Gas Internal Combustion Engine.NG | natural gas peaker | FALSE | 62043 | Cox Operating LLC | 54927 | Grand Isle Gas Plant / Treating Station | LA | Jefferson | 1 | Natural Gas Internal Combustion Engine | IC |  | W | 2.9 | 3 | 0.4 | N | 1965 |  |  | N | Industrial Non-CHP | 6 | X | NG
Natural Gas Internal Combustion Engine.NG | natural gas peaker | FALSE | 62043 | Cox Operating LLC | 54927 | Grand Isle Gas Plant / Treating Station | LA | Jefferson | 2 | Natural Gas Internal Combustion Engine | IC |  | W | 2.9 | 3 | 0.4 | N | 1965 |  |  | N | Industrial Non-CHP | 6 | X | NG
Natural Gas Internal Combustion Engine.NG | natural gas peaker | FALSE | 62043 | Cox Operating LLC | 54927 | Grand Isle Gas Plant / Treating Station | LA | Jefferson | 3 | Natural Gas Internal Combustion Engine | IC |  | W | 2.9 | 3 | 0.4 | N | 1965 |  |  | N | Industrial Non-CHP | 6 | X | NG
Petroleum Liquids.DFO | petroleum | TRUE | 361 | Industrial Energy Applications Inc | 54929 | Alliant SBD 9403 Aegon DC | IA | Linn | 6111 | Petroleum Liquids | IC |  | S | 1.1 | 1.1 | 0.1 | N | 1995 |  |  | N | IPP Non-CHP | 2 | X | DFO
Petroleum Liquids.DFO | petroleum | TRUE | 361 | Industrial Energy Applications Inc | 54929 | Alliant SBD 9403 Aegon DC | IA | Linn | 6112 | Petroleum Liquids | IC |  | S | 1.5 | 1.5 | 0.1 | N | 2003 |  |  | N | IPP Non-CHP | 2 | X | DFO
Petroleum Liquids.DFO | petroleum | TRUE | 361 | Industrial Energy Applications Inc | 54929 | Alliant SBD 9403 Aegon DC | IA | Linn | 6113 | Petroleum Liquids | IC |  | S | 1.5 | 1.5 | 0.1 | N | 2007 |  |  | N | IPP Non-CHP | 2 | X | DFO
Onshore Wind Turbine.WND | onshore wind | TRUE | 2770 | Terra-Gen Operating Co-Wind | 54931 | Ridgetop | CA | Kern | WGN1 | Onshore Wind Turbine | WT |  | W | 46.9 | 46.9 | 0 | N | 1994 |  |  | N | IPP Non-CHP | 2 | X | WND
Natural Gas Fired Combustion Turbine.NG | natural gas peaker | FALSE | 49778 | Mondelez Global, LLC | 54933 | Mondelez Global LLC | IL | Winnebago | GEN1 | Natural Gas Fired Combustion Turbine | GT |  | S | 5 | 3 | 1.5 | N | 1995 |  |  | Y | Industrial CHP | 7 | T | NG
Natural Gas Fired Combustion Turbine.NG | natural gas peaker | FALSE | 2806 | California Dept of Corrections | 54936 | Richard J Donovan Correctional Facility | CA | San Diego | 03 | Natural Gas Fired Combustion Turbine | GT |  | S | 2.2 | 2.6 | 1 |  | 1987 |  |  | Y | Commercial CHP | 5 | T | NG
Natural Gas Internal Combustion Engine.NG | natural gas peaker | FALSE | 20347 | Wellesley College | 54937 | Wellesley College Central Utility Plant | MA | Norfolk | 1118 | Natural Gas Internal Combustion Engine | IC |  | S | 1.2 | 1.3 | 0.6 | N | 1994 |  |  | Y | Commercial CHP | 5 | T | NG
Natural Gas Internal Combustion Engine.NG | natural gas peaker | FALSE | 20347 | Wellesley College | 54937 | Wellesley College Central Utility Plant | MA | Norfolk | 1119 | Natural Gas Internal Combustion Engine | IC |  | S | 1.2 | 1.3 | 0.6 | N | 1994 |  |  | Y | Commercial CHP | 5 | T | NG
Natural Gas Internal Combustion Engine.NG | natural gas peaker | FALSE | 20347 | Wellesley College | 54937 | Wellesley College Central Utility Plant | MA | Norfolk | 1120 | Natural Gas Internal Combustion Engine | IC |  | S | 1.2 | 1.3 | 0.6 | N | 1994 |  |  | Y | Commercial CHP | 5 | T | NG
Natural Gas Internal Combustion Engine.NG | natural gas peaker | FALSE | 20347 | Wellesley College | 54937 | Wellesley College Central Utility Plant | MA | Norfolk | 1121 | Natural Gas Internal Combustion Engine | IC |  | S | 1.2 | 1.3 | 0.6 | N | 1994 |  |  | Y | Commercial CHP | 5 | T | NG
Natural Gas Internal Combustion Engine.NG | natural gas peaker | FALSE | 20347 | Wellesley College | 54937 | Wellesley College Central Utility Plant | MA | Norfolk | 1122 | Natural Gas Internal Combustion Engine | IC |  | S | 2 | 2 | 0.6 | N | 2021 |  |  | N | Commercial CHP | 5 | X | NG
Natural Gas Internal Combustion Engine.NG | natural gas peaker | FALSE | 20347 | Wellesley College | 54937 | Wellesley College Central Utility Plant | MA | Norfolk | 1123 | Natural Gas Internal Combustion Engine | IC |  | S | 2 | 2 | 0.6 | N | 2021 |  |  | N | Commercial CHP | 5 | X | NG
Natural Gas Internal Combustion Engine.NG | natural gas peaker | FALSE | 20347 | Wellesley College | 54937 | Wellesley College Central Utility Plant | MA | Norfolk | 8187 | Natural Gas Internal Combustion Engine | IC |  | S | 1.9 | 1.9 | 1.2 | N | 1999 |  |  | Y | Commercial CHP | 5 | T | NG
Petroleum Liquids.DFO | petroleum | FALSE | 20347 | Wellesley College | 54937 | Wellesley College Central Utility Plant | MA | Norfolk | SB1 | Petroleum Liquids | IC |  | S | 4 | 4 | 1.5 | N | 1985 |  |  | N | Commercial CHP | 5 | X | DFO
Natural Gas Fired Combined Cycle.NG | natural gas combined cycle | FALSE | 24008 | University of Oregon | 54950 | Univ of Oregon Central Power Station | OR | Lane | CTG1 | Natural Gas Fired Combined Cycle | CT | CCS1 | S | 7.5 | 7.5 | 6.5 | N | 2012 |  |  | Y | Commercial CHP | 5 | T | NG | DFO
Petroleum Liquids.DFO | petroleum | FALSE | 24008 | University of Oregon | 54950 | Univ of Oregon Central Power Station | OR | Lane | DG1 | Petroleum Liquids | IC |  | S | 2.2 | 2.2 | 1.6 | N | 2009 |  |  | N | Commercial CHP | 5 | X | DFO
Petroleum Liquids.DFO | petroleum | FALSE | 24008 | University of Oregon | 54950 | Univ of Oregon Central Power Station | OR | Lane | DG2 | Petroleum Liquids | IC |  | S | 2.2 | 2.2 | 1.6 | N | 2009 |  |  | N | Commercial CHP | 5 | X | DFO
Petroleum Liquids.DFO | petroleum | FALSE | 24008 | University of Oregon | 54950 | Univ of Oregon Central Power Station | OR | Lane | DG3 | Petroleum Liquids | IC |  | S | 2.2 | 2.2 | 1.6 | N | 2009 |  |  | N | Commercial CHP | 5 | X | DFO
Natural Gas Fired Combined Cycle.NG | natural gas combined cycle | FALSE | 24008 | University of Oregon | 54950 | Univ of Oregon Central Power Station | OR | Lane | STG1 | Natural Gas Fired Combined Cycle | CA | CCS1 | S | 1.5 | 3 | 0.5 | N | 2012 |  |  | Y | Commercial CHP | 5 | B | NG
Other Waste Biomass.OBG | biomass | FALSE | 12221 | Monterey One Water | 54951 | Monterey One Water | CA | Monterey | EG1 | Other Waste Biomass | IC |  | S | 0.6 | 0.6 | 0.4 | N | 1988 |  |  | Y | Commercial CHP | 5 | T | OBG | NG
Other Waste Biomass.OBG | biomass | FALSE | 12221 | Monterey One Water | 54951 | Monterey One Water | CA | Monterey | EG2 | Other Waste Biomass | IC |  | S | 0.6 | 0.6 | 0.4 | N | 1988 |  |  | Y | Commercial CHP | 5 | T | OBG | NG
Other Waste Biomass.OBG | biomass | FALSE | 12221 | Monterey One Water | 54951 | Monterey One Water | CA | Monterey | EG3 | Other Waste Biomass | IC |  | S | 0.6 | 0.6 | 0.4 | N | 1988 |  |  | Y | Commercial CHP | 5 | T | OBG | NG
Conventional Hydroelectric.WAT | hydro | TRUE | 55754 | Boralex Hydro Operations Inc | 54953 | Hudson Falls Hydroelectric Project | NY | Saratoga | GEN1 | Conventional Hydroelectric | HY |  | J | 22 | 22 | 0.1 | N | 1995 |  |  | N | IPP Non-CHP | 2 | X | WAT
Conventional Hydroelectric.WAT | hydro | TRUE | 55754 | Boralex Hydro Operations Inc | 54953 | Hudson Falls Hydroelectric Project | NY | Saratoga | GEN2 | Conventional Hydroelectric | HY |  | J | 22 | 22 | 0.1 | N | 1995 |  |  | N | IPP Non-CHP | 2 | X | WAT
Natural Gas Internal Combustion Engine.NG | natural gas peaker | TRUE | 40211 | Wabash Valley Power Assn, Inc | 54956 | Deercroft I & II LFGTE | IN | LaPorte | I-1 | Natural Gas Internal Combustion Engine | IC |  | S | 0.8 | 0.8 | 0.4 | N | 1999 |  |  | N | Electric Utility | 1 | X | NG | LFG
Natural Gas Internal Combustion Engine.NG | natural gas peaker | TRUE | 40211 | Wabash Valley Power Assn, Inc | 54956 | Deercroft I & II LFGTE | IN | LaPorte | I-2 | Natural Gas Internal Combustion Engine | IC |  | S | 0.8 | 0.8 | 0.4 | N | 1999 |  |  | N | Electric Utility | 1 | X | NG | LFG
Natural Gas Internal Combustion Engine.NG | natural gas peaker | TRUE | 40211 | Wabash Valley Power Assn, Inc | 54956 | Deercroft I & II LFGTE | IN | LaPorte | I-3 | Natural Gas Internal Combustion Engine | IC |  | S | 0.8 | 0.8 | 0.4 | N | 1999 |  |  | N | Electric Utility | 1 | X | NG | LFG
Natural Gas Internal Combustion Engine.NG | natural gas peaker | TRUE | 40211 | Wabash Valley Power Assn, Inc | 54956 | Deercroft I & II LFGTE | IN | LaPorte | I-4 | Natural Gas Internal Combustion Engine | IC |  | S | 0.8 | 0.8 | 0.4 | N | 1999 |  |  | N | Electric Utility | 1 | X | NG | LFG
Landfill Gas.LFG | natural gas peaker | TRUE | 40211 | Wabash Valley Power Assn, Inc | 54956 | Deercroft I & II LFGTE | IN | LaPorte | II-1 | Landfill Gas | IC |  | S | 0.8 | 0.8 | 0.4 | N | 2007 |  |  | N | Electric Utility | 1 | X | LFG
Landfill Gas.LFG | natural gas peaker | TRUE | 40211 | Wabash Valley Power Assn, Inc | 54956 | Deercroft I & II LFGTE | IN | LaPorte | II-2 | Landfill Gas | IC |  | S | 0.8 | 0.8 | 0.4 | N | 2007 |  |  | N | Electric Utility | 1 | X | LFG
Landfill Gas.LFG | natural gas peaker | TRUE | 40211 | Wabash Valley Power Assn, Inc | 54956 | Deercroft I & II LFGTE | IN | LaPorte | II-3 | Landfill Gas | IC |  | S | 0.8 | 0.8 | 0.4 | N | 2007 |  |  | N | Electric Utility | 1 | X | LFG
Landfill Gas.LFG | natural gas peaker | TRUE | 40211 | Wabash Valley Power Assn, Inc | 54956 | Deercroft I & II LFGTE | IN | LaPorte | II-4 | Landfill Gas | IC |  | S | 0.8 | 0.8 | 0.4 | N | 2007 |  |  | N | Electric Utility | 1 | X | LFG
Natural Gas Steam Turbine.NG | natural gas steam turbine | FALSE | 2769 | Cargill Inc | 54965 | Cargill Salt | MI | St Clair | ACTG | Natural Gas Steam Turbine | ST |  | S | 2 | 2 | 0.9 | N | 1968 |  |  | Y | Industrial CHP | 7 | T | NG
Natural Gas Steam Turbine.NG | natural gas steam turbine | FALSE | 2769 | Cargill Inc | 54965 | Cargill Salt | MI | St Clair | EACTG | Natural Gas Steam Turbine | ST |  | S | 2.2 | 2.2 | 0.5 | N | 2017 |  |  | Y | Industrial CHP | 7 | T | NG
Petroleum Liquids.DFO | petroleum | TRUE | 361 | Industrial Energy Applications Inc | 54968 | Alliant SBD 9502 Eaton | IA | Wright | 0385 | Petroleum Liquids | IC |  | S | 1.8 | 1.8 | 0.1 | N | 1995 |  |  | N | IPP Non-CHP | 2 | X | DFO
Petroleum Liquids.DFO | petroleum | TRUE | 361 | Industrial Energy Applications Inc | 54968 | Alliant SBD 9502 Eaton | IA | Wright | 0386 | Petroleum Liquids | IC |  | S | 1.8 | 1.8 | 0.1 | N | 1995 |  |  | N | IPP Non-CHP | 2 | X | DFO
Petroleum Liquids.DFO | petroleum | TRUE | 361 | Industrial Energy Applications Inc | 54968 | Alliant SBD 9502 Eaton | IA | Wright | 5824 | Petroleum Liquids | IC |  | S | 1.8 | 1.8 | 0.1 | N | 2000 |  |  | N | IPP Non-CHP | 2 | X | DFO
Conventional Hydroelectric.WAT | hydro | TRUE | 57280 | Eagle Creek Renewable Energy, LLC | 54969 | Dixon Hydroelectric Dam | IL | Lee | 1 | Conventional Hydroelectric | HY |  | W | 0.6 | 0.6 | 0.1 | N | 1925 |  |  | N | IPP Non-CHP | 2 | X | WAT
Conventional Hydroelectric.WAT | hydro | TRUE | 57280 | Eagle Creek Renewable Energy, LLC | 54969 | Dixon Hydroelectric Dam | IL | Lee | 2 | Conventional Hydroelectric | HY |  | W | 0.6 | 0.6 | 0.1 | N | 1925 |  |  | N | IPP Non-CHP | 2 | X | WAT
Conventional Hydroelectric.WAT | hydro | TRUE | 57280 | Eagle Creek Renewable Energy, LLC | 54969 | Dixon Hydroelectric Dam | IL | Lee | 3 | Conventional Hydroelectric | HY |  | W | 0.6 | 0.6 | 0.1 | N | 1925 |  |  | N | IPP Non-CHP | 2 | X | WAT
Conventional Hydroelectric.WAT | hydro | TRUE | 57280 | Eagle Creek Renewable Energy, LLC | 54969 | Dixon Hydroelectric Dam | IL | Lee | 4 | Conventional Hydroelectric | HY |  | W | 0.6 | 0.6 | 0.1 | N | 1925 |  |  | N | IPP Non-CHP | 2 | X | WAT
Conventional Hydroelectric.WAT | hydro | TRUE | 57280 | Eagle Creek Renewable Energy, LLC | 54969 | Dixon Hydroelectric Dam | IL | Lee | 5 | Conventional Hydroelectric | HY |  | W | 0.6 | 0.6 | 0.1 | N | 1925 |  |  | N | IPP Non-CHP | 2 | X | WAT
Wood/Wood Waste Biomass.WDS | biomass | TRUE | 16694 | Sauder Woodworking Co | 54974 | Sauder Power Plant | OH | Fulton | UNT1 | Wood/Wood Waste Biomass | ST |  | S | 3.6 | 3.6 | 0.5 | N | 1993 |  |  | Y | IPP CHP | 3 | T | WDS
Wood/Wood Waste Biomass.WDS | biomass | TRUE | 16694 | Sauder Woodworking Co | 54974 | Sauder Power Plant | OH | Fulton | UNT2 | Wood/Wood Waste Biomass | ST |  | S | 3.6 | 3.6 | 0.5 | N | 1993 |  |  | Y | IPP CHP | 3 | T | WDS
Natural Gas Fired Combustion Turbine.NG | natural gas peaker | FALSE | 21965 | New Mexico State University | 54975 | New Mexico State University | NM | Dona Ana | 01 | Natural Gas Fired Combustion Turbine | GT |  | S | 4.5 | 4.5 | 3.6 | N | 1996 |  |  | Y | Commercial CHP | 5 | T | NG
Onshore Wind Turbine.WND | onshore wind | TRUE | 2770 | Terra-Gen Operating Co-Wind | 54979 | Big Spring Wind Power Facility | TX | Howard | WIND | Onshore Wind Turbine | WT |  | W | 34.3 | 34.3 | 0 | N | 1998 |  |  | N | IPP Non-CHP | 2 | X | WND
Landfill Gas.LFG | natural gas peaker | TRUE | 57249 | EPP Renewable Energy | 54980 | Ocean County Landfill | NJ | Ocean | UNT1 | Landfill Gas | IC |  | S | 0.8 | 0.8 | 0.6 | N | 1997 |  |  | N | IPP Non-CHP | 2 | X | LFG
Landfill Gas.LFG | natural gas peaker | TRUE | 57249 | EPP Renewable Energy | 54980 | Ocean County Landfill | NJ | Ocean | UNT10 | Landfill Gas | IC |  | S | 1.5 | 1.5 | 0.6 | N | 2006 |  |  | N | IPP Non-CHP | 2 | X | LFG
Landfill Gas.LFG | natural gas peaker | TRUE | 57249 | EPP Renewable Energy | 54980 | Ocean County Landfill | NJ | Ocean | UNT11 | Landfill Gas | IC |  | S | 1.5 | 1.5 | 0.6 | N | 2006 |  |  | N | IPP Non-CHP | 2 | X | LFG
Landfill Gas.LFG | natural gas peaker | TRUE | 57249 | EPP Renewable Energy | 54980 | Ocean County Landfill | NJ | Ocean | UNT12 | Landfill Gas | IC |  | S | 1.5 | 1.5 | 0.6 | N | 2006 |  |  | N | IPP Non-CHP | 2 | X | LFG
Landfill Gas.LFG | natural gas peaker | TRUE | 57249 | EPP Renewable Energy | 54980 | Ocean County Landfill | NJ | Ocean | UNT2 | Landfill Gas | IC |  | S | 0.8 | 0.8 | 0.6 | N | 1997 |  |  | N | IPP Non-CHP | 2 | X | LFG
Landfill Gas.LFG | natural gas peaker | TRUE | 57249 | EPP Renewable Energy | 54980 | Ocean County Landfill | NJ | Ocean | UNT3 | Landfill Gas | IC |  | S | 0.8 | 0.8 | 0.6 | N | 1997 |  |  | N | IPP Non-CHP | 2 | X | LFG
Landfill Gas.LFG | natural gas peaker | TRUE | 57249 | EPP Renewable Energy | 54980 | Ocean County Landfill | NJ | Ocean | UNT4 | Landfill Gas | IC |  | S | 0.8 | 0.8 | 0.6 | N | 1997 |  |  | N | IPP Non-CHP | 2 | X | LFG
Landfill Gas.LFG | natural gas peaker | TRUE | 57249 | EPP Renewable Energy | 54980 | Ocean County Landfill | NJ | Ocean | UNT5 | Landfill Gas | IC |  | S | 0.8 | 0.8 | 0.6 | N | 1997 |  |  | N | IPP Non-CHP | 2 | X | LFG
Landfill Gas.LFG | natural gas peaker | TRUE | 57249 | EPP Renewable Energy | 54980 | Ocean County Landfill | NJ | Ocean | UNT6 | Landfill Gas | IC |  | S | 0.8 | 0.8 | 0.6 | N | 1997 |  |  | N | IPP Non-CHP | 2 | X | LFG
Landfill Gas.LFG | natural gas peaker | TRUE | 57249 | EPP Renewable Energy | 54980 | Ocean County Landfill | NJ | Ocean | UNT7 | Landfill Gas | IC |  | S | 1.5 | 1.5 | 0.6 | N | 2006 |  |  | N | IPP Non-CHP | 2 | X | LFG
Landfill Gas.LFG | natural gas peaker | TRUE | 57249 | EPP Renewable Energy | 54980 | Ocean County Landfill | NJ | Ocean | UNT8 | Landfill Gas | IC |  | S | 1.5 | 1.5 | 0.6 | N | 2006 |  |  | N | IPP Non-CHP | 2 | X | LFG
Landfill Gas.LFG | natural gas peaker | TRUE | 57249 | EPP Renewable Energy | 54980 | Ocean County Landfill | NJ | Ocean | UNT9 | Landfill Gas | IC |  | S | 1.5 | 1.5 | 0.6 | N | 2006 |  |  | N | IPP Non-CHP | 2 | X | LFG
Landfill Gas.LFG | natural gas peaker | TRUE | 22331 | Salem Energy Systems LLC | 54984 | Salem Energy Systems LLC | NC | Forsyth | UNT2 | Landfill Gas | GT |  | S | 3.3 | 3.6 | 1.1 | N | 2017 |  |  | N | IPP Non-CHP | 2 | X | LFG
Petroleum Liquids.DFO | petroleum | TRUE | 4468 | Crestwood Corp | 54985 | Crestwood Dothan | AL | Houston | GEN1 | Petroleum Liquids | IC |  | S | 1.2 | 1.2 | 0.5 | N | 1995 |  |  | N | IPP Non-CHP | 2 | X | DFO
Petroleum Liquids.DFO | petroleum | TRUE | 4468 | Crestwood Corp | 54985 | Crestwood Dothan | AL | Houston | GEN2 | Petroleum Liquids | IC |  | S | 1.2 | 1.3 | 0.5 | N | 1995 |  |  | N | IPP Non-CHP | 2 | X | DFO
Petroleum Liquids.DFO | petroleum | TRUE | 4468 | Crestwood Corp | 54985 | Crestwood Dothan | AL | Houston | GEN3 | Petroleum Liquids | IC |  | S | 1.5 | 1.7 | 0.5 | N | 2002 |  |  | N | IPP Non-CHP | 2 | X | DFO
Petroleum Liquids.DFO | petroleum | TRUE | 4468 | Crestwood Corp | 54985 | Crestwood Dothan | AL | Houston | GEN5 | Petroleum Liquids | IC |  | S | 1.2 | 1.3 | 0.5 | N | 1996 |  |  | N | IPP Non-CHP | 2 | X | DFO
Petroleum Liquids.DFO | petroleum | TRUE | 4468 | Crestwood Corp | 54985 | Crestwood Dothan | AL | Houston | GEN7 | Petroleum Liquids | IC |  | S | 1.2 | 1.3 | 0.5 | N | 1997 |  |  | N | IPP Non-CHP | 2 | X | DFO
Petroleum Liquids.DFO | petroleum | TRUE | 4468 | Crestwood Corp | 54985 | Crestwood Dothan | AL | Houston | GEN8 | Petroleum Liquids | IC |  | S | 0.7 | 0.8 | 0.2 | N | 1997 |  |  | N | IPP Non-CHP | 2 | X | DFO
Petroleum Liquids.DFO | petroleum | TRUE | 4468 | Crestwood Corp | 54985 | Crestwood Dothan | AL | Houston | GEN9 | Petroleum Liquids | IC |  | S | 2 | 2.3 | 1.5 | N | 2002 |  |  | N | IPP Non-CHP | 2 | X | DFO
Landfill Gas.LFG | natural gas peaker | TRUE | 57249 | EPP Renewable Energy | 54989 | Pine Tree Acres | MI | Macomb | GEN1 | Landfill Gas | IC |  | S | 0.8 | 0.8 | 0.3 | N | 1998 |  |  | N | IPP Non-CHP | 2 | X | LFG
Landfill Gas.LFG | natural gas peaker | TRUE | 57249 | EPP Renewable Energy | 54989 | Pine Tree Acres | MI | Macomb | GEN2 | Landfill Gas | IC |  | S | 0.8 | 0.8 | 0.3 | N | 1998 |  |  | N | IPP Non-CHP | 2 | X | LFG
Landfill Gas.LFG | natural gas peaker | TRUE | 57249 | EPP Renewable Energy | 54989 | Pine Tree Acres | MI | Macomb | GEN3 | Landfill Gas | IC |  | S | 0.8 | 0.8 | 0.3 | N | 1998 |  |  | N | IPP Non-CHP | 2 | X | LFG
Landfill Gas.LFG | natural gas peaker | TRUE | 57249 | EPP Renewable Energy | 54989 | Pine Tree Acres | MI | Macomb | GEN4 | Landfill Gas | IC |  | S | 0.8 | 0.8 | 0.3 | N | 1998 |  |  | N | IPP Non-CHP | 2 | X | LFG
Landfill Gas.LFG | natural gas peaker | TRUE | 57249 | EPP Renewable Energy | 54989 | Pine Tree Acres | MI | Macomb | GEN5 | Landfill Gas | IC |  | S | 0.8 | 0.8 | 0.3 | N | 1998 |  |  | N | IPP Non-CHP | 2 | X | LFG
Landfill Gas.LFG | natural gas peaker | TRUE | 57249 | EPP Renewable Energy | 54989 | Pine Tree Acres | MI | Macomb | GEN6 | Landfill Gas | IC |  | S | 0.8 | 0.8 | 0.3 | N | 2003 |  |  | N | IPP Non-CHP | 2 | X | LFG
Landfill Gas.LFG | natural gas peaker | TRUE | 57249 | EPP Renewable Energy | 54989 | Pine Tree Acres | MI | Macomb | GEN7 | Landfill Gas | IC |  | S | 0.8 | 0.8 | 0.3 | N | 2003 |  |  | N | IPP Non-CHP | 2 | X | LFG
Landfill Gas.LFG | natural gas peaker | TRUE | 57249 | EPP Renewable Energy | 54989 | Pine Tree Acres | MI | Macomb | GEN8 | Landfill Gas | IC |  | S | 1.6 | 1.6 | 0.3 | N | 2010 |  |  | N | IPP Non-CHP | 2 | X | LFG
Landfill Gas.LFG | natural gas peaker | TRUE | 57249 | EPP Renewable Energy | 54989 | Pine Tree Acres | MI | Macomb | GEN9 | Landfill Gas | IC |  | S | 1.6 | 1.6 | 0.3 | N | 2010 |  |  | N | IPP Non-CHP | 2 | X | LFG
Other Gases.BFG | other | FALSE | 13765 | Northlake Energy | 54995 | Indiana Harbor E 5 AC Station | IN | Lake | 17TG | Other Gases | ST |  | W | 90 | 90 | 9 | N | 1996 |  |  | Y | Industrial CHP | 7 | B | BFG | NG
Geothermal.GEO | geothermal | TRUE | 49899 | CalEnergy Operating Corporation | 54996 | Salton Sea Power Gen Co - Unit 4 | CA | Imperial | 4100 | Geothermal | ST |  | W | 44 | 44 | 2 | N | 1996 |  |  | N | IPP Non-CHP | 2 | X | GEO
Municipal Solid Waste.MSW | municipal solid waste | FALSE | 20541 | Wheelabrator Environmental Systems | 54998 | Wheelabrator Portsmouth | VA | Portsmouth City | 1410 | Municipal Solid Waste | ST |  | S | 15.5 | 15.3 | 2 | N | 1987 | 7 | 2024 | Y | Commercial CHP | 5 | B | MSW
Municipal Solid Waste.MSW | municipal solid waste | FALSE | 20541 | Wheelabrator Environmental Systems | 54998 | Wheelabrator Portsmouth | VA | Portsmouth City | 1420 | Municipal Solid Waste | ST |  | S | 15.5 | 15.3 | 2 | N | 1987 | 7 | 2024 | Y | Commercial CHP | 5 | B | MSW
Municipal Solid Waste.MSW | municipal solid waste | FALSE | 20541 | Wheelabrator Environmental Systems | 54998 | Wheelabrator Portsmouth | VA | Portsmouth City | 1430 | Municipal Solid Waste | ST |  | S | 15.5 | 15.3 | 2 | N | 1987 | 7 | 2024 | Y | Commercial CHP | 5 | B | MSW
Petroleum Liquids.DFO | petroleum | FALSE | 13124 | Murphy - Brown LLC | 55002 | Murphy-Brown LLC | NC | Duplin | 01 | Petroleum Liquids | IC |  | S | 1.2 | 1.2 | 0.4 | N | 1995 |  |  | N | Industrial Non-CHP | 6 | X | DFO
Petroleum Liquids.DFO | petroleum | FALSE | 13124 | Murphy - Brown LLC | 55002 | Murphy-Brown LLC | NC | Duplin | 02 | Petroleum Liquids | IC |  | S | 1.2 | 1.2 | 0.4 | N | 1995 |  |  | N | Industrial Non-CHP | 6 | X | DFO
Natural Gas Internal Combustion Engine.NG | natural gas peaker | FALSE | 18850 | Thorton Township School Dist | 55004 | Thornwood High School | IL | Cook | 1 | Natural Gas Internal Combustion Engine | IC |  | S | 0.7 | 0.5 | 0.4 | N | 1996 |  |  | N | Commercial Non-CHP | 4 | X | NG
Natural Gas Internal Combustion Engine.NG | natural gas peaker | FALSE | 18850 | Thorton Township School Dist | 55004 | Thornwood High School | IL | Cook | 2 | Natural Gas Internal Combustion Engine | IC |  | S | 0.7 | 0.5 | 0.4 | N | 1996 |  |  | N | Commercial Non-CHP | 4 | X | NG
Natural Gas Internal Combustion Engine.NG | natural gas peaker | FALSE | 18850 | Thorton Township School Dist | 55005 | Thornridge High School | IL | Cook | 1 | Natural Gas Internal Combustion Engine | IC |  | S | 0.5 | 0.4 | 0.3 | N | 1996 |  |  | N | Commercial Non-CHP | 4 | X | NG
Natural Gas Internal Combustion Engine.NG | natural gas peaker | FALSE | 18850 | Thorton Township School Dist | 55005 | Thornridge High School | IL | Cook | 2 | Natural Gas Internal Combustion Engine | IC |  | S | 0.5 | 0.4 | 0.3 | N | 1996 |  |  | N | Commercial Non-CHP | 4 | X | NG
Landfill Gas.LFG | natural gas peaker | TRUE | 57249 | EPP Renewable Energy | 55006 | Nashua Plant | NH | Hillsborough | UNT2 | Landfill Gas | IC |  | S | 0.7 | 0.7 | 0.6 | N | 1996 |  |  | N | IPP Non-CHP | 2 | X | LFG
Landfill Gas.LFG | natural gas peaker | TRUE | 57249 | EPP Renewable Energy | 55006 | Nashua Plant | NH | Hillsborough | UNT3 | Landfill Gas | IC |  | S | 1.5 | 1.5 | 0.8 | N | 2016 |  |  | N | IPP Non-CHP | 2 | X | LFG
Conventional Hydroelectric.WAT | hydro | TRUE | 64078 | Central Rivers Power US, LLC | 55009 | Montgomery Creek Hydro | CA | Shasta | GEN1 | Conventional Hydroelectric | HY |  | S | 2.6 | 2.6 | 0.1 | N | 1987 |  |  | N | IPP Non-CHP | 2 | X | WAT
Natural Gas Fired Combined Cycle.NG | natural gas combined cycle | TRUE | 55912 | Cottage Grove Operating Services LLC | 55010 | LSP-Cottage Grove LP | MN | Washington | CTG1 | Natural Gas Fired Combined Cycle | CT | CC1 | W | 154 | 168 | 60 | N | 1997 |  |  | Y | IPP CHP | 3 | T | NG | DFO
Natural Gas Fired Combined Cycle.NG | natural gas combined cycle | TRUE | 55912 | Cottage Grove Operating Services LLC | 55010 | LSP-Cottage Grove LP | MN | Washington | STG1 | Natural Gas Fired Combined Cycle | CA | CC1 | W | 97 | 98 | 45 | N | 1997 |  |  | Y | IPP CHP | 3 | T | NG
Natural Gas Fired Combined Cycle.NG | natural gas combined cycle | TRUE | 20847 | Wisconsin Electric Power Co | 55011 | LSP-Whitewater LP | WI | Jefferson | CTG1 | Natural Gas Fired Combined Cycle | CT | CC1 | J | 162 | 175 | 115 | N | 1997 |  |  | N | Electric Utility | 1 | X | NG | DFO
Natural Gas Fired Combined Cycle.NG | natural gas combined cycle | TRUE | 20847 | Wisconsin Electric Power Co | 55011 | LSP-Whitewater LP | WI | Jefferson | STG1 | Natural Gas Fired Combined Cycle | CA | CC1 | J | 99 | 97 | 60 | N | 1997 |  |  | N | Electric Utility | 1 | X | NG
Landfill Gas.LFG | natural gas peaker | TRUE | 54843 | WM Illinois Renewable Energy LLC | 55014 | Greene Valley Gas Recovery | IL | DuPage | GEN1 | Landfill Gas | GT |  | S | 2.9 | 3.3 | 1 | N | 1996 |  |  | N | IPP Non-CHP | 2 | X | LFG
Landfill Gas.LFG | natural gas peaker | TRUE | 54843 | WM Illinois Renewable Energy LLC | 55014 | Greene Valley Gas Recovery | IL | DuPage | GEN2 | Landfill Gas | GT |  | S | 2.9 | 3.3 | 1 | N | 1996 |  |  | N | IPP Non-CHP | 2 | X | LFG
Natural Gas Fired Combustion Turbine.NG | natural gas peaker | TRUE | 22214 | Sweeny Cogeneration LLC | 55015 | Sweeny Cogen Facility | TX | Brazoria | GEN1 | Natural Gas Fired Combustion Turbine | GT |  | S | 109 | 126 | 90 | N | 1997 |  |  | Y | IPP CHP | 3 | T | NG | OG
Natural Gas Fired Combustion Turbine.NG | natural gas peaker | TRUE | 22214 | Sweeny Cogeneration LLC | 55015 | Sweeny Cogen Facility | TX | Brazoria | GEN2 | Natural Gas Fired Combustion Turbine | GT |  | S | 109 | 126 | 90 | N | 1997 |  |  | Y | IPP CHP | 3 | T | NG | OG
Natural Gas Fired Combustion Turbine.NG | natural gas peaker | TRUE | 22214 | Sweeny Cogeneration LLC | 55015 | Sweeny Cogen Facility | TX | Brazoria | GEN3 | Natural Gas Fired Combustion Turbine | GT |  | S | 109 | 126 | 90 | N | 1997 |  |  | Y | IPP CHP | 3 | T | NG | OG
Natural Gas Fired Combustion Turbine.NG | natural gas peaker | TRUE | 22214 | Sweeny Cogeneration LLC | 55015 | Sweeny Cogen Facility | TX | Brazoria | GEN4 | Natural Gas Fired Combustion Turbine | GT |  | S | 109 | 126 | 90 | N | 2000 |  |  | Y | IPP CHP | 3 | T | NG | OG
Natural Gas Fired Combined Cycle.NG | natural gas combined cycle | TRUE | 55773 | Dighton Power, LLC | 55026 | Dighton Power Plant | MA | Bristol | UNT1 | Natural Gas Fired Combined Cycle | CS |  | S | 165.6 | 189.5 | 108 | N | 1999 |  |  | N | IPP Non-CHP | 2 | X | NG
Other Waste Biomass.OBG | biomass | FALSE | 13157 | City of Omaha | 55027 | Papillion Creek Wastewater | NE | Sarpy | 951 | Other Waste Biomass | IC |  | S | 0.5 | 0.5 | 0.3 | N | 1987 | 8 | 2025 | Y | Commercial CHP | 5 | T | OBG | NG
Other Waste Biomass.OBG | biomass | FALSE | 13157 | City of Omaha | 55027 | Papillion Creek Wastewater | NE | Sarpy | 952 | Other Waste Biomass | IC |  | S | 0.5 | 0.5 | 0.3 | N | 1987 | 8 | 2025 | Y | Commercial CHP | 5 | T | OBG | NG
Other Waste Biomass.OBG | biomass | FALSE | 13157 | City of Omaha | 55027 | Papillion Creek Wastewater | NE | Sarpy | 953 | Other Waste Biomass | IC |  | S | 0.5 | 0.5 | 0.3 | N | 1987 | 8 | 2025 | Y | Commercial CHP | 5 | T | OBG | NG
Natural Gas Fired Combustion Turbine.NG | natural gas peaker | TRUE | 20860 | Wisconsin Public Service Corp | 55029 | De Pere Energy Center | WI | Brown | CT01 | Natural Gas Fired Combustion Turbine | GT |  | S | 166 | 193.2 | 60 | N | 1999 |  |  | N | Electric Utility | 1 | X | NG | DFO
Natural Gas Fired Combustion Turbine.NG | natural gas peaker | FALSE | 66314 | JGT2 Energy LLC | 55031 | Androscoggin Energy Center | ME | Franklin | CT01 | Natural Gas Fired Combustion Turbine | GT |  | S | 48.9 | 55.5 | 38 | N | 1999 |  |  | Y | Industrial CHP | 7 | T | NG | DFO
Natural Gas Fired Combustion Turbine.NG | natural gas peaker | FALSE | 66314 | JGT2 Energy LLC | 55031 | Androscoggin Energy Center | ME | Franklin | CT02 | Natural Gas Fired Combustion Turbine | GT |  | S | 40.7 | 55.1 | 38 | N | 1999 |  |  | Y | Industrial CHP | 7 | T | NG | DFO
Natural Gas Fired Combustion Turbine.NG | natural gas peaker | FALSE | 66314 | JGT2 Energy LLC | 55031 | Androscoggin Energy Center | ME | Franklin | CT03 | Natural Gas Fired Combustion Turbine | GT |  | S | 40.6 | 54 | 38 | N | 2000 |  |  | Y | Industrial CHP | 7 | T | NG | DFO
Other Waste Biomass.OBG | biomass | FALSE | 13157 | City of Omaha | 55033 | Missouri River Wastewater Treatment | NE | Douglas | 6013 | Other Waste Biomass | IC |  | S | 1 | 1 | 0.7 | N | 2001 |  |  | Y | Commercial CHP | 5 | T | OBG | NG
Other Waste Biomass.OBG | biomass | FALSE | 13157 | City of Omaha | 55033 | Missouri River Wastewater Treatment | NE | Douglas | 6101 | Other Waste Biomass | IC |  | S | 1 | 1 | 0.7 | N | 1985 |  |  | Y | Commercial CHP | 5 | T | OBG | NG
Other Waste Biomass.OBG | biomass | FALSE | 13157 | City of Omaha | 55033 | Missouri River Wastewater Treatment | NE | Douglas | 6102 | Other Waste Biomass | IC |  | S | 1 | 1 | 0.7 | N | 1985 |  |  | Y | Commercial CHP | 5 | T | OBG | NG
Other Waste Biomass.OBG | biomass | FALSE | 29729 | Davenport City of | 55035 | Davenport Water Pollution Control Plant | IA | Scott | GEN1 | Other Waste Biomass | IC |  | S | 0.8 | 0.8 | 0.4 | N | 1995 |  |  | Y | Commercial CHP | 5 | T | OBG | NG
Other Waste Biomass.OBG | biomass | FALSE | 29729 | Davenport City of | 55035 | Davenport Water Pollution Control Plant | IA | Scott | GEN2 | Other Waste Biomass | IC |  | S | 0.8 | 0.8 | 0.4 | N | 1995 |  |  | Y | Commercial CHP | 5 | T | OBG | NG
Natural Gas Fired Combustion Turbine.NG | natural gas peaker | FALSE | 21466 | University of Tennessee | 55036 | University of Tennessee Steam Plant | TN | Knox | GEN1 | Natural Gas Fired Combustion Turbine | GT |  | S | 4.5 | 4.7 | 0.4 | N | 1996 |  |  | Y | Commercial CHP | 5 | T | NG
Natural Gas Fired Combustion Turbine.NG | natural gas peaker | FALSE | 32487 | Gaylord Entertainment Co | 55037 | Opryland USA | TN | Davidson | GTO1 | Natural Gas Fired Combustion Turbine | GT |  | S | 3.8 | 3.7 | 0.7 | N | 1995 |  |  | Y | Commercial CHP | 5 | T | NG
Natural Gas Fired Combustion Turbine.NG | natural gas peaker | TRUE | 15473 | Public Service Co of NM | 55039 | Rio Bravo | NM | Bernalillo | GT1 | Natural Gas Fired Combustion Turbine | GT |  | S | 140.7 | 149 | 65 | N | 2000 |  |  | N | Electric Utility | 1 | X | NG | DFO
Natural Gas Fired Combined Cycle.NG | natural gas combined cycle | TRUE | 12564 | SEPG MGA, LLC | 55040 | Mid-Georgia Cogeneration Facility | GA | Houston | CT1 | Natural Gas Fired Combined Cycle | CT | CC01 | W | 101.5 | 115 | 80 | N | 1997 |  |  | Y | IPP CHP | 3 | T | NG | DFO
Natural Gas Fired Combined Cycle.NG | natural gas combined cycle | TRUE | 12564 | SEPG MGA, LLC | 55040 | Mid-Georgia Cogeneration Facility | GA | Houston | CT2 | Natural Gas Fired Combined Cycle | CT | CC01 | W | 101.5 | 115 | 80 | N | 1998 |  |  | Y | IPP CHP | 3 | T | NG | DFO
Natural Gas Fired Combined Cycle.NG | natural gas combined cycle | TRUE | 12564 | SEPG MGA, LLC | 55040 | Mid-Georgia Cogeneration Facility | GA | Houston | ST1 | Natural Gas Fired Combined Cycle | CA | CC01 | W | 100 | 100 | 50 | N | 1997 |  |  | Y | IPP CHP | 3 | T | NG
Natural Gas Fired Combined Cycle.NG | natural gas combined cycle | TRUE | 1616 | Berkshire Power Co LLC | 55041 | Berkshire Power | MA | Hampden | GEN2 | Natural Gas Fired Combined Cycle | CS |  | S | 229.3 | 246.3 | 150 | N | 1999 |  |  | N | IPP Non-CHP | 2 | X | NG
Natural Gas Fired Combined Cycle.NG | natural gas combined cycle | TRUE | 2232 | Bridgeport Energy LLC | 55042 | Bridgeport Energy Project | CT | Fairfield | GEN1 | Natural Gas Fired Combined Cycle | CT | BPE1 | S | 180 | 185 | 92 | N | 1998 |  |  | N | IPP Non-CHP | 2 | X | NG
Natural Gas Fired Combined Cycle.NG | natural gas combined cycle | TRUE | 2232 | Bridgeport Energy LLC | 55042 | Bridgeport Energy Project | CT | Fairfield | GEN2 | Natural Gas Fired Combined Cycle | CT | BPE1 | S | 180 | 185 | 92 | N | 1998 |  |  | N | IPP Non-CHP | 2 | X | NG
Natural Gas Fired Combined Cycle.NG | natural gas combined cycle | TRUE | 2232 | Bridgeport Energy LLC | 55042 | Bridgeport Energy Project | CT | Fairfield | GEN3 | Natural Gas Fired Combined Cycle | CA | BPE1 | S | 178 | 185 | 122 | N | 1999 |  |  | N | IPP Non-CHP | 2 | X | NG
Natural Gas Fired Combined Cycle.NG | natural gas combined cycle | TRUE | 6833 | Cherokee County Cogen Partners LLC | 55043 | Cherokee County Cogen | SC | Cherokee | GT1 | Natural Gas Fired Combined Cycle | CT | CC1 | S | 51 | 66 | 50 | N | 1998 |  |  | Y | IPP CHP | 3 | T | NG
Natural Gas Fired Combined Cycle.NG | natural gas combined cycle | TRUE | 6833 | Cherokee County Cogen Partners LLC | 55043 | Cherokee County Cogen | SC | Cherokee | ST1 | Natural Gas Fired Combined Cycle | CA | CC1 | S | 35 | 35 | 17 | N | 1998 |  |  | Y | IPP CHP | 3 | T | NG
Wood/Wood Waste Biomass.BLQ | biomass | FALSE | 56310 | Boise White Paper LLC | 55044 | Packaging Corp. of America Jackson Mill | AL | Clarke | STG1 | Wood/Wood Waste Biomass | ST |  | S | 15.3 | 15.6 | 1 | N | 1996 |  |  | Y | Industrial CHP | 7 | T | BLQ | NG | DFO
Natural Gas Steam Turbine.NG | natural gas steam turbine | FALSE | 56310 | Boise White Paper LLC | 55044 | Packaging Corp. of America Jackson Mill | AL | Clarke | STG2 | Natural Gas Steam Turbine | ST |  | S | 26.8 | 28.8 | 2 | N | 2023 |  |  | Y | Industrial CHP | 7 | T | NG | BLQ | DFO
Natural Gas Fired Combined Cycle.NG | natural gas combined cycle | TRUE | 11059 | Pasadena Cogeneration LP | 55047 | Pasadena Cogeneration | TX | Harris | CTG1 | Natural Gas Fired Combined Cycle | CT | P1 | W | 167 | 175 | 65 | N | 1998 |  |  | Y | IPP CHP | 3 | T | NG
Natural Gas Fired Combined Cycle.NG | natural gas combined cycle | TRUE | 11059 | Pasadena Cogeneration LP | 55047 | Pasadena Cogeneration | TX | Harris | CTG2 | Natural Gas Fired Combined Cycle | CT | P2 | W | 171 | 180 | 80 | N | 2000 |  |  | Y | IPP CHP | 3 | T | NG
Natural Gas Fired Combined Cycle.NG | natural gas combined cycle | TRUE | 11059 | Pasadena Cogeneration LP | 55047 | Pasadena Cogeneration | TX | Harris | CTG3 | Natural Gas Fired Combined Cycle | CT | P2 | W | 171 | 180 | 80 | N | 2000 |  |  | Y | IPP CHP | 3 | T | NG
Natural Gas Fired Combined Cycle.NG | natural gas combined cycle | TRUE | 11059 | Pasadena Cogeneration LP | 55047 | Pasadena Cogeneration | TX | Harris | STG1 | Natural Gas Fired Combined Cycle | CA | P1 | W | 71 | 72 | 60 | N | 1998 |  |  | Y | IPP CHP | 3 | T | NG
Natural Gas Fired Combined Cycle.NG | natural gas combined cycle | TRUE | 11059 | Pasadena Cogeneration LP | 55047 | Pasadena Cogeneration | TX | Harris | STG2 | Natural Gas Fired Combined Cycle | CA | P2 | W | 166 | 169 | 80 | N | 2000 |  |  | Y | IPP CHP | 3 | T | NG
Natural Gas Fired Combined Cycle.NG | natural gas combined cycle | TRUE | 55510 | Tiverton Power LLC | 55048 | Tiverton Power Plant | RI | Newport | UNT1 | Natural Gas Fired Combined Cycle | CT | 1226 | S | 182.4 | 196.9 | 75 | N | 2000 |  |  | N | IPP Non-CHP | 2 | X | NG
Natural Gas Fired Combined Cycle.NG | natural gas combined cycle | TRUE | 55510 | Tiverton Power LLC | 55048 | Tiverton Power Plant | RI | Newport | UNT2 | Natural Gas Fired Combined Cycle | CA | 1226 | S | 90.6 | 94.9 | 55 | N | 2000 |  |  | N | IPP Non-CHP | 2 | X | NG
Natural Gas Fired Combustion Turbine.NG | natural gas peaker | FALSE | 65195 | Westlake Chemicals & Vinyls LLC | 55051 | Westlake Plaquemine | LA | Iberville | X773 | Natural Gas Fired Combustion Turbine | GT |  | S | 75 | 90 | 58 | N | 1997 |  |  | Y | Industrial CHP | 7 | T | NG | OG
Natural Gas Fired Combustion Turbine.NG | natural gas peaker | FALSE | 65195 | Westlake Chemicals & Vinyls LLC | 55051 | Westlake Plaquemine | LA | Iberville | X774 | Natural Gas Fired Combustion Turbine | GT |  | S | 75 | 90 | 58 | N | 1997 |  |  | Y | Industrial CHP | 7 | T | NG | OG
Natural Gas Fired Combustion Turbine.NG | natural gas peaker | FALSE | 65195 | Westlake Chemicals & Vinyls LLC | 55051 | Westlake Plaquemine | LA | Iberville | X775 | Natural Gas Fired Combustion Turbine | GT |  | S | 75 | 90 | 58 | N | 1997 |  |  | Y | Industrial CHP | 7 | T | NG | OG
Natural Gas Internal Combustion Engine.NG | natural gas peaker | FALSE | 50114 | WTG Jameson, L.P. | 55052 | Jameson Gas Processing Plant | TX | Coke | 620 | Natural Gas Internal Combustion Engine | IC |  | S | 0.4 | 0.4 | 0.3 | N | 1981 |  |  | N | Industrial Non-CHP | 6 | X | NG
Natural Gas Internal Combustion Engine.NG | natural gas peaker | FALSE | 50114 | WTG Jameson, L.P. | 55052 | Jameson Gas Processing Plant | TX | Coke | 621 | Natural Gas Internal Combustion Engine | IC |  | S | 0.4 | 0.4 | 0.3 | N | 1981 |  |  | N | Industrial Non-CHP | 6 | X | NG
Natural Gas Internal Combustion Engine.NG | natural gas peaker | FALSE | 50114 | WTG Jameson, L.P. | 55052 | Jameson Gas Processing Plant | TX | Coke | 622 | Natural Gas Internal Combustion Engine | IC |  | S | 0.5 | 0.5 | 0.3 | N | 1986 |  |  | N | Industrial Non-CHP | 6 | X | NG
Natural Gas Internal Combustion Engine.NG | natural gas peaker | FALSE | 50114 | WTG Jameson, L.P. | 55052 | Jameson Gas Processing Plant | TX | Coke | GN410 | Natural Gas Internal Combustion Engine | IC |  | S | 0.5 | 0.5 | 0.3 | N | 2017 |  |  | N | Industrial Non-CHP | 6 | X | NG
Natural Gas Internal Combustion Engine.NG | natural gas peaker | FALSE | 59366 | EnLink Midstream Services, LLC | 55053 | Bridgeport Gas Processing Plant | TX | Wise | 14 | Natural Gas Internal Combustion Engine | IC |  | S | 0.8 | 0.8 | 0.1 | N | 2013 |  |  | N | Industrial Non-CHP | 6 | X | NG
Natural Gas Internal Combustion Engine.NG | natural gas peaker | FALSE | 59366 | EnLink Midstream Services, LLC | 55053 | Bridgeport Gas Processing Plant | TX | Wise | 15 | Natural Gas Internal Combustion Engine | IC |  | S | 0.8 | 0.8 | 0.1 | N | 2013 |  |  | N | Industrial Non-CHP | 6 | X | NG
Natural Gas Internal Combustion Engine.NG | natural gas peaker | FALSE | 59366 | EnLink Midstream Services, LLC | 55053 | Bridgeport Gas Processing Plant | TX | Wise | 16 | Natural Gas Internal Combustion Engine | IC |  | S | 0.8 | 0.8 | 0.1 | N | 2013 |  |  | N | Industrial Non-CHP | 6 | X | NG
Natural Gas Internal Combustion Engine.NG | natural gas peaker | FALSE | 59366 | EnLink Midstream Services, LLC | 55053 | Bridgeport Gas Processing Plant | TX | Wise | 17 | Natural Gas Internal Combustion Engine | IC |  | S | 0.8 | 0.8 | 0.1 | N | 2013 |  |  | N | Industrial Non-CHP | 6 | X | NG
Natural Gas Internal Combustion Engine.NG | natural gas peaker | FALSE | 59366 | EnLink Midstream Services, LLC | 55053 | Bridgeport Gas Processing Plant | TX | Wise | 2723 | Natural Gas Internal Combustion Engine | IC |  | S | 0.8 | 0.8 | 0.1 | N | 2009 |  |  | N | Industrial Non-CHP | 6 | X | NG
Natural Gas Internal Combustion Engine.NG | natural gas peaker | FALSE | 59366 | EnLink Midstream Services, LLC | 55053 | Bridgeport Gas Processing Plant | TX | Wise | 654 | Natural Gas Internal Combustion Engine | IC |  | S | 0.8 | 0.8 | 0.1 | N | 2000 |  |  | N | Industrial Non-CHP | 6 | X | NG
Natural Gas Internal Combustion Engine.NG | natural gas peaker | FALSE | 59366 | EnLink Midstream Services, LLC | 55053 | Bridgeport Gas Processing Plant | TX | Wise | 655 | Natural Gas Internal Combustion Engine | IC |  | S | 0.8 | 0.8 | 0.1 | N | 2001 |  |  | N | Industrial Non-CHP | 6 | X | NG
Natural Gas Internal Combustion Engine.NG | natural gas peaker | FALSE | 59366 | EnLink Midstream Services, LLC | 55053 | Bridgeport Gas Processing Plant | TX | Wise | 656 | Natural Gas Internal Combustion Engine | IC |  | S | 0.8 | 0.8 | 0.1 | N | 2001 |  |  | N | Industrial Non-CHP | 6 | X | NG
Natural Gas Internal Combustion Engine.NG | natural gas peaker | FALSE | 59366 | EnLink Midstream Services, LLC | 55053 | Bridgeport Gas Processing Plant | TX | Wise | 657 | Natural Gas Internal Combustion Engine | IC |  | S | 0.8 | 0.8 | 0.1 | N | 2001 |  |  | N | Industrial Non-CHP | 6 | X | NG
Natural Gas Internal Combustion Engine.NG | natural gas peaker | FALSE | 59366 | EnLink Midstream Services, LLC | 55053 | Bridgeport Gas Processing Plant | TX | Wise | 658 | Natural Gas Internal Combustion Engine | IC |  | S | 0.8 | 0.8 | 0.1 | N | 2001 |  |  | N | Industrial Non-CHP | 6 | X | NG
Natural Gas Internal Combustion Engine.NG | natural gas peaker | FALSE | 59366 | EnLink Midstream Services, LLC | 55053 | Bridgeport Gas Processing Plant | TX | Wise | 666 | Natural Gas Internal Combustion Engine | IC |  | S | 0.8 | 0.8 | 0.1 | N | 2001 |  |  | N | Industrial Non-CHP | 6 | X | NG
Natural Gas Internal Combustion Engine.NG | natural gas peaker | FALSE | 59366 | EnLink Midstream Services, LLC | 55053 | Bridgeport Gas Processing Plant | TX | Wise | 667 | Natural Gas Internal Combustion Engine | IC |  | S | 0.8 | 0.8 | 0.1 | N | 2001 |  |  | N | Industrial Non-CHP | 6 | X | NG
Natural Gas Internal Combustion Engine.NG | natural gas peaker | FALSE | 59366 | EnLink Midstream Services, LLC | 55053 | Bridgeport Gas Processing Plant | TX | Wise | 671 | Natural Gas Internal Combustion Engine | IC |  | S | 0.8 | 0.8 | 0.1 | N | 2002 |  |  | N | Industrial Non-CHP | 6 | X | NG
Landfill Gas.LFG | natural gas peaker | TRUE | 9267 | Hoosier Energy R E C, Inc | 55054 | Livingston Generating Facility | IL | Livingston | 1 | Landfill Gas | GT |  | S | 3.4 | 3.4 | 1.5 | N | 1999 |  |  | N | Electric Utility | 1 | X | LFG
Landfill Gas.LFG | natural gas peaker | TRUE | 9267 | Hoosier Energy R E C, Inc | 55054 | Livingston Generating Facility | IL | Livingston | 3 | Landfill Gas | GT |  | S | 3.4 | 3.4 | 1.5 | N | 1999 |  |  | N | Electric Utility | 1 | X | LFG
Landfill Gas.LFG | natural gas peaker | TRUE | 9267 | Hoosier Energy R E C, Inc | 55054 | Livingston Generating Facility | IL | Livingston | GEN2 | Landfill Gas | GT |  | S | 3.4 | 3.4 | 1.5 | N | 2000 |  |  | N | Electric Utility | 1 | X | LFG
Natural Gas Fired Combustion Turbine.NG | natural gas peaker | TRUE | 18535 | Tenaska Georgia Partners LP | 55061 | Tenaska Georgia Generation Facility | GA | Heard | GTG1 | Natural Gas Fired Combustion Turbine | GT |  | J | 157.5 | 157.5 | 90 | N | 2001 |  |  | N | IPP Non-CHP | 2 | X | NG | DFO
Natural Gas Fired Combustion Turbine.NG | natural gas peaker | TRUE | 18535 | Tenaska Georgia Partners LP | 55061 | Tenaska Georgia Generation Facility | GA | Heard | GTG2 | Natural Gas Fired Combustion Turbine | GT |  | J | 157.5 | 157.5 | 90 | N | 2001 |  |  | N | IPP Non-CHP | 2 | X | NG | DFO
Natural Gas Fired Combustion Turbine.NG | natural gas peaker | TRUE | 18535 | Tenaska Georgia Partners LP | 55061 | Tenaska Georgia Generation Facility | GA | Heard | GTG3 | Natural Gas Fired Combustion Turbine | GT |  | J | 157.5 | 157.5 | 90 | N | 2001 |  |  | N | IPP Non-CHP | 2 | X | NG | DFO
Natural Gas Fired Combustion Turbine.NG | natural gas peaker | TRUE | 18535 | Tenaska Georgia Partners LP | 55061 | Tenaska Georgia Generation Facility | GA | Heard | GTG4 | Natural Gas Fired Combustion Turbine | GT |  | J | 157.5 | 157.5 | 90 | N | 2002 |  |  | N | IPP Non-CHP | 2 | X | NG | DFO
Natural Gas Fired Combustion Turbine.NG | natural gas peaker | TRUE | 18535 | Tenaska Georgia Partners LP | 55061 | Tenaska Georgia Generation Facility | GA | Heard | GTG5 | Natural Gas Fired Combustion Turbine | GT |  | J | 157.5 | 157.5 | 90 | N | 2002 |  |  | N | IPP Non-CHP | 2 | X | NG | DFO
Natural Gas Fired Combustion Turbine.NG | natural gas peaker | TRUE | 18535 | Tenaska Georgia Partners LP | 55061 | Tenaska Georgia Generation Facility | GA | Heard | GTG6 | Natural Gas Fired Combustion Turbine | GT |  | J | 157.5 | 157.5 | 90 | N | 2002 |  |  | N | IPP Non-CHP | 2 | X | NG | DFO
Natural Gas Fired Combined Cycle.NG | natural gas combined cycle | TRUE | 18611 | Tenaska Frontier Partners Ltd | 55062 | Tenaska Frontier Generation Station | TX | Grimes | GTG1 | Natural Gas Fired Combined Cycle | CT | STG1 | J | 155 | 177 | 90 | N | 2000 |  |  | N | IPP Non-CHP | 2 | X | NG
Natural Gas Fired Combined Cycle.NG | natural gas combined cycle | TRUE | 18611 | Tenaska Frontier Partners Ltd | 55062 | Tenaska Frontier Generation Station | TX | Grimes | GTG2 | Natural Gas Fired Combined Cycle | CT | STG1 | J | 155 | 177 | 90 | N | 2000 |  |  | N | IPP Non-CHP | 2 | X | NG
Natural Gas Fired Combined Cycle.NG | natural gas combined cycle | TRUE | 18611 | Tenaska Frontier Partners Ltd | 55062 | Tenaska Frontier Generation Station | TX | Grimes | GTG3 | Natural Gas Fired Combined Cycle | CT | STG1 | J | 155 | 177 | 90 | N | 2000 |  |  | N | IPP Non-CHP | 2 | X | NG
Natural Gas Fired Combined Cycle.NG | natural gas combined cycle | TRUE | 18611 | Tenaska Frontier Partners Ltd | 55062 | Tenaska Frontier Generation Station | TX | Grimes | STG1 | Natural Gas Fired Combined Cycle | CA | STG1 | J | 395 | 395 | 60 | N | 2000 |  |  | N | IPP Non-CHP | 2 | X | NG
Natural Gas Fired Combined Cycle.NG | natural gas combined cycle | TRUE | 17568 | Cooperative Energy | 55063 | Batesville Generation Facility | MS | Panola | CTG1 | Natural Gas Fired Combined Cycle | CT | CC1 | S | 176 | 184.5 | 115 | N | 2000 |  |  | N | Electric Utility | 1 | X | NG
Natural Gas Fired Combined Cycle.NG | natural gas combined cycle | TRUE | 17568 | Cooperative Energy | 55063 | Batesville Generation Facility | MS | Panola | CTG2 | Natural Gas Fired Combined Cycle | CT | CC2 | S | 176 | 184.5 | 115 | N | 2000 |  |  | N | Electric Utility | 1 | X | NG
Natural Gas Fired Combined Cycle.NG | natural gas combined cycle | TRUE | 17568 | Cooperative Energy | 55063 | Batesville Generation Facility | MS | Panola | CTG3 | Natural Gas Fired Combined Cycle | CT | CC3 | S | 176 | 184.5 | 115 | N | 2000 |  |  | N | Electric Utility | 1 | X | NG
Natural Gas Fired Combined Cycle.NG | natural gas combined cycle | TRUE | 17568 | Cooperative Energy | 55063 | Batesville Generation Facility | MS | Panola | STG1 | Natural Gas Fired Combined Cycle | CA | CC1 | S | 110 | 110 | 40 | N | 2000 |  |  | N | Electric Utility | 1 | X | NG
Natural Gas Fired Combined Cycle.NG | natural gas combined cycle | TRUE | 17568 | Cooperative Energy | 55063 | Batesville Generation Facility | MS | Panola | STG2 | Natural Gas Fired Combined Cycle | CA | CC2 | S | 110 | 110 | 40 | N | 2000 |  |  | N | Electric Utility | 1 | X | NG
Natural Gas Fired Combined Cycle.NG | natural gas combined cycle | TRUE | 17568 | Cooperative Energy | 55063 | Batesville Generation Facility | MS | Panola | STG3 | Natural Gas Fired Combined Cycle | CA | CC3 | S | 110 | 110 | 40 | N | 2000 |  |  | N | Electric Utility | 1 | X | NG
Natural Gas Fired Combustion Turbine.NG | natural gas peaker | TRUE | 23913 | Borger Energy Associates LP | 55064 | Black Hawk Station | TX | Hutchinson | UNT1 | Natural Gas Fired Combustion Turbine | GT |  | S | 109.2 | 126.9 | 80 | N | 1999 |  |  | Y | IPP CHP | 3 | T | NG
Natural Gas Fired Combustion Turbine.NG | natural gas peaker | TRUE | 23913 | Borger Energy Associates LP | 55064 | Black Hawk Station | TX | Hutchinson | UNT2B | Natural Gas Fired Combustion Turbine | GT |  | S | 109.1 | 117 | 80 | N | 2005 |  |  | Y | IPP CHP | 3 | T | NG
Natural Gas Fired Combined Cycle.NG | natural gas combined cycle | TRUE | 7349 | Golden Spread Electric Cooperative, Inc | 55065 | Mustang Station | TX | Yoakum | GEN1 | Natural Gas Fired Combined Cycle | CT | CC1 | S | 155.2 | 165 | 90 | N | 1999 |  |  | N | Electric Utility | 1 | X | NG
Natural Gas Fired Combined Cycle.NG | natural gas combined cycle | TRUE | 7349 | Golden Spread Electric Cooperative, Inc | 55065 | Mustang Station | TX | Yoakum | GEN2 | Natural Gas Fired Combined Cycle | CT | CC1 | S | 151.7 | 159.8 | 90 | N | 1999 |  |  | N | Electric Utility | 1 | X | NG
Natural Gas Fired Combined Cycle.NG | natural gas combined cycle | TRUE | 7349 | Golden Spread Electric Cooperative, Inc | 55065 | Mustang Station | TX | Yoakum | GEN3 | Natural Gas Fired Combined Cycle | CA | CC1 | S | 157.9 | 142.2 | 115 | N | 2000 |  |  | N | Electric Utility | 1 | X | NG
All Other.WH | other | FALSE | 4174 | Cokenergy Inc | 55066 | Heat Recovery Coke Facility | IN | Lake | TG18 | All Other | ST |  | W | 88 | 88 | 10 | N | 1998 |  |  | N | Industrial Non-CHP | 6 | X | WH
Petroleum Liquids.DFO | petroleum | TRUE | 54704 | Metropolitan Pier and Exposition Auth | 55067 | MPEA Energy Center | IL | Cook | GEN4 | Petroleum Liquids | IC |  | S | 2 | 2 | 2 | N | 2010 |  |  | N | IPP Non-CHP | 2 | X | DFO
Petroleum Liquids.DFO | petroleum | TRUE | 54704 | Metropolitan Pier and Exposition Auth | 55067 | MPEA Energy Center | IL | Cook | GEN5 | Petroleum Liquids | IC |  | S | 2 | 2 | 2 | N | 2010 |  |  | N | IPP Non-CHP | 2 | X | DFO
Petroleum Liquids.DFO | petroleum | TRUE | 54704 | Metropolitan Pier and Exposition Auth | 55067 | MPEA Energy Center | IL | Cook | GEN6 | Petroleum Liquids | IC |  | S | 2 | 2 | 2 | N | 2010 |  |  | N | IPP Non-CHP | 2 | X | DFO
Natural Gas Fired Combined Cycle.NG | natural gas combined cycle | TRUE | 4966 | Casco Bay Energy Co LLC | 55068 | Maine Independence Station | ME | Penobscot | GEN1 | Natural Gas Fired Combined Cycle | CT | CC1 | S | 163.2 | 179.1 | 65 | N | 2000 |  |  | N | IPP Non-CHP | 2 | X | NG
Natural Gas Fired Combined Cycle.NG | natural gas combined cycle | TRUE | 4966 | Casco Bay Energy Co LLC | 55068 | Maine Independence Station | ME | Penobscot | GEN2 | Natural Gas Fired Combined Cycle | CT | CC1 | S | 160.7 | 181.7 | 65 | N | 2000 |  |  | N | IPP Non-CHP | 2 | X | NG
Natural Gas Fired Combined Cycle.NG | natural gas combined cycle | TRUE | 4966 | Casco Bay Energy Co LLC | 55068 | Maine Independence Station | ME | Penobscot | GEN3 | Natural Gas Fired Combined Cycle | CA | CC1 | S | 175.6 | 180.4 | 40 | N | 2000 |  |  | N | IPP Non-CHP | 2 | X | NG
Landfill Gas.LFG | natural gas peaker | TRUE | 54842 | WM Renewable Energy LLC | 55074 | Lakeview Gas Recovery | PA | Erie | GEN1 | Landfill Gas | IC |  | S | 3 | 3 | 0.6 | N | 1997 |  |  | N | IPP Non-CHP | 2 | X | LFG
Landfill Gas.LFG | natural gas peaker | TRUE | 54842 | WM Renewable Energy LLC | 55074 | Lakeview Gas Recovery | PA | Erie | GEN2 | Landfill Gas | IC |  | S | 3 | 3 | 0.6 | N | 1997 |  |  | N | IPP Non-CHP | 2 | X | LFG
Natural Gas Fired Combined Cycle.NG | natural gas combined cycle | TRUE | 28764 | Pine Bluff Energy LLC | 55075 | Pine Bluff Energy Center | AR | Jefferson | CT01 | Natural Gas Fired Combined Cycle | CT | CC01 | S | 141 | 160 | 100 | N | 2001 |  |  | Y | IPP CHP | 3 | T | NG
Natural Gas Fired Combined Cycle.NG | natural gas combined cycle | TRUE | 28764 | Pine Bluff Energy LLC | 55075 | Pine Bluff Energy Center | AR | Jefferson | ST01 | Natural Gas Fired Combined Cycle | CA | CC01 | S | 38 | 42 | 12 | N | 2001 |  |  | Y | IPP CHP | 3 | T | NG
Conventional Steam Coal.LIG | lignite | TRUE | 3593 | Choctaw Generation L.P, L.L.L.P. | 55076 | Red Hills Generating Facility | MS | Choctaw | RHGF | Conventional Steam Coal | ST |  | W | 440 | 440 | 350 | N | 2001 |  |  | N | IPP Non-CHP | 2 | X | LIG
Natural Gas Fired Combined Cycle.NG | natural gas combined cycle | TRUE | 5695 | Desert Star Energy Center SDG&E | 55077 | Desert Star Energy Center | NV | Clark | ED01 | Natural Gas Fired Combined Cycle | CT | CC1 | S | 140 | 150 | 84 | N | 2000 | 4 | 2027 | N | Electric Utility | 1 | X | NG
Natural Gas Fired Combined Cycle.NG | natural gas combined cycle | TRUE | 5695 | Desert Star Energy Center SDG&E | 55077 | Desert Star Energy Center | NV | Clark | ED02 | Natural Gas Fired Combined Cycle | CT | CC1 | S | 140 | 150 | 84 | N | 2000 | 4 | 2027 | N | Electric Utility | 1 | X | NG
Natural Gas Fired Combined Cycle.NG | natural gas combined cycle | TRUE | 5695 | Desert Star Energy Center SDG&E | 55077 | Desert Star Energy Center | NV | Clark | ED03 | Natural Gas Fired Combined Cycle | CA | CC1 | S | 170 | 190 | 112 | N | 2000 | 4 | 2027 | N | Electric Utility | 1 | X | NG
Natural Gas Fired Combined Cycle.NG | natural gas combined cycle | TRUE | 12713 | Millennium Power Company, LLC | 55079 | Millennium Power | MA | Worcester | CT01 | Natural Gas Fired Combined Cycle | CT | CC01 | S | 212.1 | 243 | 115 | N | 2001 |  |  | N | IPP Non-CHP | 2 | X | NG
Natural Gas Fired Combined Cycle.NG | natural gas combined cycle | TRUE | 12713 | Millennium Power Company, LLC | 55079 | Millennium Power | MA | Worcester | ST01 | Natural Gas Fired Combined Cycle | CA | CC01 | S | 118 | 135.9 | 65 | N | 2001 |  |  | N | IPP Non-CHP | 2 | X | NG
Natural Gas Fired Combustion Turbine.NG | natural gas peaker | TRUE | 18642 | Tennessee Valley Authority | 55081 | Brownsville Peaking Power | TN | Haywood | 1 | Natural Gas Fired Combustion Turbine | GT |  | S | 110 | 124 | 75 | N | 1999 |  |  | N | Electric Utility | 1 | X | NG
Natural Gas Fired Combustion Turbine.NG | natural gas peaker | TRUE | 18642 | Tennessee Valley Authority | 55081 | Brownsville Peaking Power | TN | Haywood | 2 | Natural Gas Fired Combustion Turbine | GT |  | S | 110 | 124 | 75 | N | 1999 |  |  | N | Electric Utility | 1 | X | NG
Natural Gas Fired Combustion Turbine.NG | natural gas peaker | TRUE | 18642 | Tennessee Valley Authority | 55081 | Brownsville Peaking Power | TN | Haywood | 3 | Natural Gas Fired Combustion Turbine | GT |  | S | 118 | 132 | 84 | N | 1999 |  |  | N | Electric Utility | 1 | X | NG
Natural Gas Fired Combustion Turbine.NG | natural gas peaker | TRUE | 18642 | Tennessee Valley Authority | 55081 | Brownsville Peaking Power | TN | Haywood | 4 | Natural Gas Fired Combustion Turbine | GT |  | S | 118 | 132 | 84 | N | 1999 |  |  | N | Electric Utility | 1 | X | NG
Natural Gas Fired Combined Cycle.NG | natural gas combined cycle | TRUE | 4464 | Crockett Cogeneration | 55084 | Crockett Cogen Project | CA | Contra Costa | GE1 | Natural Gas Fired Combined Cycle | CS |  | J | 247 | 247 | 120 | N | 1995 |  |  | Y | IPP CHP | 3 | T | NG
Natural Gas Fired Combined Cycle.NG | natural gas combined cycle | TRUE | 7667 | Gregory Power Partners LLC | 55086 | Gregory Power Plant | TX | San Patricio | GT1A | Natural Gas Fired Combined Cycle | CT | CC1 | S | 141 | 162 | 90 | N | 2000 |  |  | N | IPP Non-CHP | 2 | X | NG
Natural Gas Fired Combined Cycle.NG | natural gas combined cycle | TRUE | 7667 | Gregory Power Partners LLC | 55086 | Gregory Power Plant | TX | San Patricio | GT1B | Natural Gas Fired Combined Cycle | CT | CC1 | S | 140 | 162 | 90 | N | 2000 |  |  | N | IPP Non-CHP | 2 | X | NG
Natural Gas Fired Combined Cycle.NG | natural gas combined cycle | TRUE | 7667 | Gregory Power Partners LLC | 55086 | Gregory Power Plant | TX | San Patricio | STG | Natural Gas Fired Combined Cycle | CA | CC1 | S | 85 | 87 | 5 | N | 2000 |  |  | N | IPP Non-CHP | 2 | X | NG
Natural Gas Fired Combustion Turbine.NG | natural gas peaker | TRUE | 4254 | Consumers Energy Co - (MI) | 55087 | Zeeland Generating Station | MI | Ottawa | 1A | Natural Gas Fired Combustion Turbine | GT |  | S | 159.4 | 179.5 | 90 | N | 2001 |  |  | N | Electric Utility | 1 | X | NG
Natural Gas Fired Combustion Turbine.NG | natural gas peaker | TRUE | 4254 | Consumers Energy Co - (MI) | 55087 | Zeeland Generating Station | MI | Ottawa | 1B | Natural Gas Fired Combustion Turbine | GT |  | S | 158.8 | 178.8 | 90 | N | 2001 |  |  | N | Electric Utility | 1 | X | NG
Natural Gas Fired Combined Cycle.NG | natural gas combined cycle | TRUE | 4254 | Consumers Energy Co - (MI) | 55087 | Zeeland Generating Station | MI | Ottawa | 2A | Natural Gas Fired Combined Cycle | CT | PHS2 | S | 155.5 | 175.3 | 115 | N | 2002 |  |  | N | Electric Utility | 1 | X | NG
Natural Gas Fired Combined Cycle.NG | natural gas combined cycle | TRUE | 4254 | Consumers Energy Co - (MI) | 55087 | Zeeland Generating Station | MI | Ottawa | 2B | Natural Gas Fired Combined Cycle | CT | PHS2 | S | 154 | 173.5 | 115 | N | 2002 |  |  | N | Electric Utility | 1 | X | NG
Natural Gas Fired Combined Cycle.NG | natural gas combined cycle | TRUE | 4254 | Consumers Energy Co - (MI) | 55087 | Zeeland Generating Station | MI | Ottawa | 2C | Natural Gas Fired Combined Cycle | CA | PHS2 | S | 215 | 225.1 | 120 | N | 2002 |  |  | N | Electric Utility | 1 | X | NG
Natural Gas Fired Combined Cycle.NG | natural gas combined cycle | TRUE | 4945 | Dearborn Industrial Gen Inc | 55088 | Dearborn Industrial Generation | MI | Wayne | GT 1 | Natural Gas Fired Combined Cycle | CT | SINT | S | 163 | 200 | 130 | N | 2001 |  |  | Y | IPP CHP | 3 | T | NG
Natural Gas Fired Combined Cycle.NG | natural gas combined cycle | TRUE | 4945 | Dearborn Industrial Gen Inc | 55088 | Dearborn Industrial Generation | MI | Wayne | GT2 | Natural Gas Fired Combined Cycle | CT | SINT | S | 163 | 200 | 130 | N | 2001 |  |  | Y | IPP CHP | 3 | T | NG
Natural Gas Fired Combustion Turbine.NG | natural gas peaker | TRUE | 4945 | Dearborn Industrial Gen Inc | 55088 | Dearborn Industrial Generation | MI | Wayne | GTP1 | Natural Gas Fired Combustion Turbine | GT |  | S | 163 | 200 | 95 | N | 1999 |  |  | N | IPP CHP | 3 | X | NG
Other Gases.BFG | other | TRUE | 4945 | Dearborn Industrial Gen Inc | 55088 | Dearborn Industrial Generation | MI | Wayne | ST1 | Other Gases | CA | SINT | S | 250 | 250 | 30 | N | 2001 |  |  | Y | IPP CHP | 3 | T | BFG | NG
Natural Gas Fired Combined Cycle.NG | natural gas combined cycle | FALSE | 13914 | Occidental Chemical Corporation | 55089 | Taft Cogeneration Facility | LA | St Charles | CT1 | Natural Gas Fired Combined Cycle | CT | CC1 | S | 146.6 | 178.9 | 60 | N | 2002 |  |  | Y | Industrial CHP | 7 | T | NG
Natural Gas Fired Combined Cycle.NG | natural gas combined cycle | FALSE | 13914 | Occidental Chemical Corporation | 55089 | Taft Cogeneration Facility | LA | St Charles | CT2 | Natural Gas Fired Combined Cycle | CT | CC1 | S | 142.9 | 176.2 | 60 | N | 2002 |  |  | Y | Industrial CHP | 7 | T | NG
Natural Gas Fired Combined Cycle.NG | natural gas combined cycle | FALSE | 13914 | Occidental Chemical Corporation | 55089 | Taft Cogeneration Facility | LA | St Charles | CT3 | Natural Gas Fired Combined Cycle | CT | CC1 | S | 150.3 | 187.2 | 60 | N | 2002 |  |  | Y | Industrial CHP | 7 | T | NG
Natural Gas Fired Combined Cycle.NG | natural gas combined cycle | FALSE | 13914 | Occidental Chemical Corporation | 55089 | Taft Cogeneration Facility | LA | St Charles | ST1 | Natural Gas Fired Combined Cycle | CA | CC1 | S | 299.1 | 323.5 | 75 | N | 2002 |  |  | Y | Industrial CHP | 7 | T | NG | OG
Wood/Wood Waste Biomass.WDS | biomass | TRUE | 54900 | Stimson Lumber Company | 55090 | Plummer Cogen | ID | Benewah | GEN1 | Wood/Wood Waste Biomass | ST |  | S | 5.8 | 5.8 | 1.5 | N | 1982 |  |  | Y | IPP CHP | 3 | T | WDS
Natural Gas Fired Combined Cycle.NG | natural gas combined cycle | TRUE | 12501 | Midlothian Energy LLC | 55091 | Midlothian Energy Facility | TX | Ellis | STK1 | Natural Gas Fired Combined Cycle | CS |  | S | 255 | 260 | 150 | N | 2000 |  |  | N | IPP Non-CHP | 2 | X | NG
Natural Gas Fired Combined Cycle.NG | natural gas combined cycle | TRUE | 12501 | Midlothian Energy LLC | 55091 | Midlothian Energy Facility | TX | Ellis | STK2 | Natural Gas Fired Combined Cycle | CS |  | S | 270 | 285 | 150 | N | 2000 |  |  | N | IPP Non-CHP | 2 | X | NG
Natural Gas Fired Combined Cycle.NG | natural gas combined cycle | TRUE | 12501 | Midlothian Energy LLC | 55091 | Midlothian Energy Facility | TX | Ellis | STK3 | Natural Gas Fired Combined Cycle | CS |  | S | 270 | 285 | 150 | N | 2000 |  |  | N | IPP Non-CHP | 2 | X | NG
Natural Gas Fired Combined Cycle.NG | natural gas combined cycle | TRUE | 12501 | Midlothian Energy LLC | 55091 | Midlothian Energy Facility | TX | Ellis | STK4 | Natural Gas Fired Combined Cycle | CS |  | S | 270 | 285 | 150 | N | 2000 |  |  | N | IPP Non-CHP | 2 | X | NG
Natural Gas Fired Combined Cycle.NG | natural gas combined cycle | TRUE | 12501 | Midlothian Energy LLC | 55091 | Midlothian Energy Facility | TX | Ellis | STK5 | Natural Gas Fired Combined Cycle | CS |  | S | 270 | 285 | 150 | N | 2001 |  |  | N | IPP Non-CHP | 2 | X | NG
Natural Gas Fired Combined Cycle.NG | natural gas combined cycle | TRUE | 12501 | Midlothian Energy LLC | 55091 | Midlothian Energy Facility | TX | Ellis | STK6 | Natural Gas Fired Combined Cycle | CS |  | S | 270 | 285 | 110 | N | 2001 |  |  | N | IPP Non-CHP | 2 | X | NG
Landfill Gas.LFG | natural gas peaker | TRUE | 57226 | MM Taunton Energy LLC | 55093 | MM Taunton Energy | MA | Bristol | UNT1 | Landfill Gas | IC |  | S | 0.9 | 0.9 | 0.7 | N | 1997 |  |  | N | IPP Non-CHP | 2 | X | LFG
Landfill Gas.LFG | natural gas peaker | TRUE | 57226 | MM Taunton Energy LLC | 55093 | MM Taunton Energy | MA | Bristol | UNT2 | Landfill Gas | IC |  | S | 0.9 | 0.9 | 0.7 | N | 1997 |  |  | N | IPP Non-CHP | 2 | X | LFG
Landfill Gas.LFG | natural gas peaker | TRUE | 57226 | MM Taunton Energy LLC | 55093 | MM Taunton Energy | MA | Bristol | UNT3 | Landfill Gas | IC |  | S | 0.9 | 0.9 | 0.7 | N | 2011 |  |  | N | IPP Non-CHP | 2 | X | LFG
Landfill Gas.LFG | natural gas peaker | TRUE | 57226 | MM Taunton Energy LLC | 55093 | MM Taunton Energy | MA | Bristol | UNT4 | Landfill Gas | IC |  | S | 0.9 | 0.9 | 0.7 | N | 2011 |  |  | N | IPP Non-CHP | 2 | X | LFG
Landfill Gas.LFG | natural gas peaker | TRUE | 57227 | MM San Diego Energy-Miramar | 55094 | MM San Diego-Miramar | CA | San Diego | UNT1 | Landfill Gas | IC |  | S | 1.6 | 1.6 | 1.3 | N | 1997 |  |  | Y | IPP CHP | 3 | T | LFG | OBG
Landfill Gas.LFG | natural gas peaker | TRUE | 57227 | MM San Diego Energy-Miramar | 55094 | MM San Diego-Miramar | CA | San Diego | UNT2 | Landfill Gas | IC |  | S | 1.6 | 1.6 | 1.3 | N | 1997 |  |  | Y | IPP CHP | 3 | T | LFG | OBG
Landfill Gas.LFG | natural gas peaker | TRUE | 57227 | MM San Diego Energy-Miramar | 55094 | MM San Diego-Miramar | CA | San Diego | UNT3 | Landfill Gas | IC |  | S | 1.6 | 1.6 | 1.3 | N | 1997 |  |  | Y | IPP CHP | 3 | T | LFG | OBG
Landfill Gas.LFG | natural gas peaker | TRUE | 57227 | MM San Diego Energy-Miramar | 55094 | MM San Diego-Miramar | CA | San Diego | UNT4 | Landfill Gas | IC |  | S | 1.6 | 1.6 | 1.3 | N | 1997 |  |  | Y | IPP CHP | 3 | T | LFG | OBG
Natural Gas Fired Combustion Turbine.NG | natural gas peaker | TRUE | 15343 | Primary Energy Recycling Holdings, LLC | 55096 | Portside Energy | IN | Porter | GT | Natural Gas Fired Combustion Turbine | GT |  | S | 34 | 42 | 25 | N | 1997 |  |  | Y | IPP CHP | 3 | T | NG
Natural Gas Steam Turbine.NG | natural gas steam turbine | TRUE | 15343 | Primary Energy Recycling Holdings, LLC | 55096 | Portside Energy | IN | Porter | ST | Natural Gas Steam Turbine | ST |  | S | 19 | 19 | 2 | N | 1997 |  |  | Y | IPP CHP | 3 | B | NG
Natural Gas Fired Combined Cycle.NG | natural gas combined cycle | TRUE | 60477 | LaFrontera Holdings LLC | 55097 | Lamar Power Project | TX | Lamar | CTG1 | Natural Gas Fired Combined Cycle | CT | BLK1 | S | 153 | 186 | 90 | N | 2000 |  |  | N | IPP Non-CHP | 2 | X | NG
Natural Gas Fired Combined Cycle.NG | natural gas combined cycle | TRUE | 60477 | LaFrontera Holdings LLC | 55097 | Lamar Power Project | TX | Lamar | CTG2 | Natural Gas Fired Combined Cycle | CT | BLK1 | S | 145 | 178 | 90 | N | 2000 |  |  | N | IPP Non-CHP | 2 | X | NG
Natural Gas Fired Combined Cycle.NG | natural gas combined cycle | TRUE | 60477 | LaFrontera Holdings LLC | 55097 | Lamar Power Project | TX | Lamar | CTG3 | Natural Gas Fired Combined Cycle | CT | BLK2 | S | 145 | 178 | 90 | N | 2000 |  |  | N | IPP Non-CHP | 2 | X | NG
Natural Gas Fired Combined Cycle.NG | natural gas combined cycle | TRUE | 60477 | LaFrontera Holdings LLC | 55097 | Lamar Power Project | TX | Lamar | CTG4 | Natural Gas Fired Combined Cycle | CT | BLK2 | S | 153 | 186 | 90 | N | 2000 |  |  | N | IPP Non-CHP | 2 | X | NG
Natural Gas Fired Combined Cycle.NG | natural gas combined cycle | TRUE | 60477 | LaFrontera Holdings LLC | 55097 | Lamar Power Project | TX | Lamar | STG1 | Natural Gas Fired Combined Cycle | CA | BLK1 | S | 204 | 204 | 65 | N | 2000 |  |  | N | IPP Non-CHP | 2 | X | NG
Natural Gas Fired Combined Cycle.NG | natural gas combined cycle | TRUE | 60477 | LaFrontera Holdings LLC | 55097 | Lamar Power Project | TX | Lamar | STG2 | Natural Gas Fired Combined Cycle | CA | BLK2 | S | 204 | 204 | 65 | N | 2000 |  |  | N | IPP Non-CHP | 2 | X | NG
Natural Gas Fired Combined Cycle.NG | natural gas combined cycle | TRUE | 6519 | Frontera Generation Limited Partnership | 55098 | Frontera Energy Center | TX | Hidalgo | GEN1 | Natural Gas Fired Combined Cycle | CT | CC1 | S | 177 | 185 | 70 | N | 1999 |  |  | N | IPP Non-CHP | 2 | X | NG
Natural Gas Fired Combined Cycle.NG | natural gas combined cycle | TRUE | 6519 | Frontera Generation Limited Partnership | 55098 | Frontera Energy Center | TX | Hidalgo | GEN2 | Natural Gas Fired Combined Cycle | CT | CC1 | S | 177 | 185 | 70 | N | 1999 |  |  | N | IPP Non-CHP | 2 | X | NG
Natural Gas Fired Combined Cycle.NG | natural gas combined cycle | TRUE | 6519 | Frontera Generation Limited Partnership | 55098 | Frontera Energy Center | TX | Hidalgo | GEN3 | Natural Gas Fired Combined Cycle | CA | CC1 | S | 181 | 189 | 100 | N | 2000 |  |  | N | IPP Non-CHP | 2 | X | NG
Natural Gas Fired Combined Cycle.NG | natural gas combined cycle | TRUE | 54821 | Rumford Power | 55100 | Rumford Power LLC | ME | Oxford | UNT1 | Natural Gas Fired Combined Cycle | CT | CC1 | S | 165.9 | 190.6 | 85 | N | 2000 |  |  | N | IPP Non-CHP | 2 | X | NG
Natural Gas Fired Combined Cycle.NG | natural gas combined cycle | TRUE | 54821 | Rumford Power | 55100 | Rumford Power LLC | ME | Oxford | UNT2 | Natural Gas Fired Combined Cycle | CA | CC1 | S | 86 | 88 | 55 | N | 2000 |  |  | N | IPP Non-CHP | 2 | X | NG
Natural Gas Fired Combustion Turbine.NG | natural gas peaker | TRUE | 3838 | CMS Generation MI Power LLC | 55101 | Kalamazoo River Generating Station | MI | Kalamazoo | 0001 | Natural Gas Fired Combustion Turbine | GT |  | S | 72 | 76 | 55 | N | 1999 |  |  | N | IPP Non-CHP | 2 | X | NG
Natural Gas Fired Combustion Turbine.NG | natural gas peaker | TRUE | 3838 | CMS Generation MI Power LLC | 55102 | Livingston Generating Station | MI | Otsego | 001 | Natural Gas Fired Combustion Turbine | GT |  | S | 33 | 40 | 25.2 | N | 1999 |  |  | N | IPP Non-CHP | 2 | X | NG
Natural Gas Fired Combustion Turbine.NG | natural gas peaker | TRUE | 3838 | CMS Generation MI Power LLC | 55102 | Livingston Generating Station | MI | Otsego | 002 | Natural Gas Fired Combustion Turbine | GT |  | S | 33 | 40 | 26.8 | N | 1999 |  |  | N | IPP Non-CHP | 2 | X | NG
Natural Gas Fired Combustion Turbine.NG | natural gas peaker | TRUE | 3838 | CMS Generation MI Power LLC | 55102 | Livingston Generating Station | MI | Otsego | 003 | Natural Gas Fired Combustion Turbine | GT |  | S | 33 | 40 | 24.4 | N | 1999 |  |  | N | IPP Non-CHP | 2 | X | NG
Natural Gas Fired Combustion Turbine.NG | natural gas peaker | TRUE | 3838 | CMS Generation MI Power LLC | 55102 | Livingston Generating Station | MI | Otsego | 004 | Natural Gas Fired Combustion Turbine | GT |  | S | 33 | 40 | 28.4 | N | 1999 |  |  | N | IPP Non-CHP | 2 | X | NG
Natural Gas Fired Combined Cycle.NG | natural gas combined cycle | TRUE | 14372 | Klamath Energy LLC | 55103 | Klamath Cogeneration Plant | OR | Klamath | CT1 | Natural Gas Fired Combined Cycle | CT | CC1 | W | 155 | 184 | 90 | N | 2001 |  |  | Y | IPP CHP | 3 | T | NG
Natural Gas Fired Combined Cycle.NG | natural gas combined cycle | TRUE | 14372 | Klamath Energy LLC | 55103 | Klamath Cogeneration Plant | OR | Klamath | CT2 | Natural Gas Fired Combined Cycle | CT | CC1 | W | 155 | 184 | 90 | N | 2001 |  |  | Y | IPP CHP | 3 | T | NG
Natural Gas Fired Combined Cycle.NG | natural gas combined cycle | TRUE | 14372 | Klamath Energy LLC | 55103 | Klamath Cogeneration Plant | OR | Klamath | ST1 | Natural Gas Fired Combined Cycle | CA | CC1 | W | 180 | 190 | 50 | N | 2001 |  |  | Y | IPP CHP | 3 | B | NG
Natural Gas Fired Combined Cycle.NG | natural gas combined cycle | TRUE | 6832 | RISEC Operating Services | 55107 | Rhode Island State Energy Center | RI | Providence | CTG1 | Natural Gas Fired Combined Cycle | CT | CC1 | W | 168 | 197.5 | 110 | N | 2002 |  |  | N | IPP Non-CHP | 2 | X | NG
Natural Gas Fired Combined Cycle.NG | natural gas combined cycle | TRUE | 6832 | RISEC Operating Services | 55107 | Rhode Island State Energy Center | RI | Providence | CTG2 | Natural Gas Fired Combined Cycle | CT | CC1 | W | 168 | 197.5 | 110 | N | 2002 |  |  | N | IPP Non-CHP | 2 | X | NG
Natural Gas Fired Combined Cycle.NG | natural gas combined cycle | TRUE | 6832 | RISEC Operating Services | 55107 | Rhode Island State Energy Center | RI | Providence | STG1 | Natural Gas Fired Combined Cycle | CA | CC1 | W | 218 | 220 | 145 | N | 2002 |  |  | N | IPP Non-CHP | 2 | X | NG
Natural Gas Fired Combustion Turbine.NG | natural gas peaker | TRUE | 64030 | Lincoln Operating Services, LLC | 55109 | Rocky Road Power LLC | IL | Kane | T4 | Natural Gas Fired Combustion Turbine | GT |  | W | 104 | 123.6 | 65 | N | 2000 |  |  | N | IPP Non-CHP | 2 | X | NG
Natural Gas Fired Combustion Turbine.NG | natural gas peaker | TRUE | 64030 | Lincoln Operating Services, LLC | 55109 | Rocky Road Power LLC | IL | Kane | TG1 | Natural Gas Fired Combustion Turbine | GT |  | W | 101 | 119 | 65 | N | 1999 |  |  | N | IPP Non-CHP | 2 | X | NG
Natural Gas Fired Combustion Turbine.NG | natural gas peaker | TRUE | 64030 | Lincoln Operating Services, LLC | 55109 | Rocky Road Power LLC | IL | Kane | TG2 | Natural Gas Fired Combustion Turbine | GT |  | W | 101.9 | 119 | 65 | N | 1999 |  |  | N | IPP Non-CHP | 2 | X | NG
Natural Gas Fired Combustion Turbine.NG | natural gas peaker | TRUE | 64030 | Lincoln Operating Services, LLC | 55109 | Rocky Road Power LLC | IL | Kane | TG3 | Natural Gas Fired Combustion Turbine | GT |  | W | 28.7 | 35 | 18 | N | 1999 |  |  | N | IPP Non-CHP | 2 | X | NG
Natural Gas Fired Combustion Turbine.NG | natural gas peaker | TRUE | 15470 | Duke Energy Indiana, LLC | 55110 | Madison | OH | Butler | CT1 | Natural Gas Fired Combustion Turbine | GT |  | S | 71 | 88 | 50 | N | 2000 |  |  | N | Electric Utility | 1 | X | NG
Natural Gas Fired Combustion Turbine.NG | natural gas peaker | TRUE | 15470 | Duke Energy Indiana, LLC | 55110 | Madison | OH | Butler | CT2 | Natural Gas Fired Combustion Turbine | GT |  | S | 71 | 88 | 50 | N | 2000 |  |  | N | Electric Utility | 1 | X | NG
Natural Gas Fired Combustion Turbine.NG | natural gas peaker | TRUE | 15470 | Duke Energy Indiana, LLC | 55110 | Madison | OH | Butler | CT3 | Natural Gas Fired Combustion Turbine | GT |  | S | 69 | 88 | 50 | N | 2000 |  |  | N | Electric Utility | 1 | X | NG
Natural Gas Fired Combustion Turbine.NG | natural gas peaker | TRUE | 15470 | Duke Energy Indiana, LLC | 55110 | Madison | OH | Butler | CT4 | Natural Gas Fired Combustion Turbine | GT |  | S | 70 | 88 | 50 | N | 2000 |  |  | N | Electric Utility | 1 | X | NG
Natural Gas Fired Combustion Turbine.NG | natural gas peaker | TRUE | 15470 | Duke Energy Indiana, LLC | 55110 | Madison | OH | Butler | CT5 | Natural Gas Fired Combustion Turbine | GT |  | S | 70 | 88 | 50 | N | 2000 |  |  | N | Electric Utility | 1 | X | NG
Natural Gas Fired Combustion Turbine.NG | natural gas peaker | TRUE | 15470 | Duke Energy Indiana, LLC | 55110 | Madison | OH | Butler | CT6 | Natural Gas Fired Combustion Turbine | GT |  | S | 72 | 88 | 50 | N | 2000 |  |  | N | Electric Utility | 1 | X | NG
Natural Gas Fired Combustion Turbine.NG | natural gas peaker | TRUE | 15470 | Duke Energy Indiana, LLC | 55110 | Madison | OH | Butler | CT7 | Natural Gas Fired Combustion Turbine | GT |  | S | 73 | 88 | 50 | N | 2000 |  |  | N | Electric Utility | 1 | X | NG
Natural Gas Fired Combustion Turbine.NG | natural gas peaker | TRUE | 15470 | Duke Energy Indiana, LLC | 55110 | Madison | OH | Butler | CT8 | Natural Gas Fired Combustion Turbine | GT |  | S | 70 | 88 | 50 | N | 2000 |  |  | N | Electric Utility | 1 | X | NG
Natural Gas Fired Combustion Turbine.NG | natural gas peaker | TRUE | 3542 | Duke Energy Ohio Inc | 55111 | Vermillion Energy Facility | IN | Vermillion | CT1 | Natural Gas Fired Combustion Turbine | GT |  | J | 72 | 96 | 50 |  | 2000 |  |  | N | Electric Utility | 1 | X | NG
Natural Gas Fired Combustion Turbine.NG | natural gas peaker | TRUE | 3542 | Duke Energy Ohio Inc | 55111 | Vermillion Energy Facility | IN | Vermillion | CT2 | Natural Gas Fired Combustion Turbine | GT |  | J | 72 | 94 | 50 |  | 2000 |  |  | N | Electric Utility | 1 | X | NG
Natural Gas Fired Combustion Turbine.NG | natural gas peaker | TRUE | 3542 | Duke Energy Ohio Inc | 55111 | Vermillion Energy Facility | IN | Vermillion | CT3 | Natural Gas Fired Combustion Turbine | GT |  | J | 71 | 95 | 50 |  | 2000 |  |  | N | Electric Utility | 1 | X | NG
Natural Gas Fired Combustion Turbine.NG | natural gas peaker | TRUE | 3542 | Duke Energy Ohio Inc | 55111 | Vermillion Energy Facility | IN | Vermillion | CT4 | Natural Gas Fired Combustion Turbine | GT |  | J | 73 | 97 | 50 |  | 2000 |  |  | N | Electric Utility | 1 | X | NG
Natural Gas Fired Combustion Turbine.NG | natural gas peaker | TRUE | 3542 | Duke Energy Ohio Inc | 55111 | Vermillion Energy Facility | IN | Vermillion | CT5 | Natural Gas Fired Combustion Turbine | GT |  | J | 71 | 92 | 50 |  | 2000 |  |  | N | Electric Utility | 1 | X | NG
Natural Gas Fired Combustion Turbine.NG | natural gas peaker | TRUE | 3542 | Duke Energy Ohio Inc | 55111 | Vermillion Energy Facility | IN | Vermillion | CT6 | Natural Gas Fired Combustion Turbine | GT |  | J | 72 | 95 | 50 |  | 2000 |  |  | N | Electric Utility | 1 | X | NG
Natural Gas Fired Combustion Turbine.NG | natural gas peaker | TRUE | 3542 | Duke Energy Ohio Inc | 55111 | Vermillion Energy Facility | IN | Vermillion | CT7 | Natural Gas Fired Combustion Turbine | GT |  | J | 72 | 96 | 50 |  | 2000 |  |  | N | Electric Utility | 1 | X | NG
Natural Gas Fired Combustion Turbine.NG | natural gas peaker | TRUE | 3542 | Duke Energy Ohio Inc | 55111 | Vermillion Energy Facility | IN | Vermillion | CT8 | Natural Gas Fired Combustion Turbine | GT |  | J | 73 | 98 | 50 |  | 2000 |  |  | N | Electric Utility | 1 | X | NG
Natural Gas Fired Combined Cycle.NG | natural gas combined cycle | TRUE | 22650 | Calpine Corp-Sutter | 55112 | Sutter Energy Center | CA | Sutter | CT01 | Natural Gas Fired Combined Cycle | CT | CC1 | S | 168 | 170 | 110 | N | 2001 |  |  | N | IPP Non-CHP | 2 | X | NG
Natural Gas Fired Combined Cycle.NG | natural gas combined cycle | TRUE | 22650 | Calpine Corp-Sutter | 55112 | Sutter Energy Center | CA | Sutter | CT02 | Natural Gas Fired Combined Cycle | CT | CC1 | S | 168 | 170 | 110 | N | 2001 |  |  | N | IPP Non-CHP | 2 | X | NG
Natural Gas Fired Combined Cycle.NG | natural gas combined cycle | TRUE | 22650 | Calpine Corp-Sutter | 55112 | Sutter Energy Center | CA | Sutter | ST01 | Natural Gas Fired Combined Cycle | CA | CC1 | S | 192 | 207 | 55 | N | 2001 |  |  | N | IPP Non-CHP | 2 | X | NG
Natural Gas Fired Combustion Turbine.NG | natural gas peaker | TRUE | 5416 | Duke Energy Carolinas, LLC | 55116 | Rockingham County CT Station | NC | Rockingham | CT1 | Natural Gas Fired Combustion Turbine | GT |  | S | 165 | 179 | 130 | N | 2000 |  |  | N | Electric Utility | 1 | X | NG | DFO
Natural Gas Fired Combustion Turbine.NG | natural gas peaker | TRUE | 5416 | Duke Energy Carolinas, LLC | 55116 | Rockingham County CT Station | NC | Rockingham | CT2 | Natural Gas Fired Combustion Turbine | GT |  | S | 165 | 179 | 130 | N | 2000 |  |  | N | Electric Utility | 1 | X | NG | DFO
Natural Gas Fired Combustion Turbine.NG | natural gas peaker | TRUE | 5416 | Duke Energy Carolinas, LLC | 55116 | Rockingham County CT Station | NC | Rockingham | CT3 | Natural Gas Fired Combustion Turbine | GT |  | S | 165 | 179 | 130 | N | 2000 |  |  | N | Electric Utility | 1 | X | NG | DFO
Natural Gas Fired Combustion Turbine.NG | natural gas peaker | TRUE | 5416 | Duke Energy Carolinas, LLC | 55116 | Rockingham County CT Station | NC | Rockingham | CT4 | Natural Gas Fired Combustion Turbine | GT |  | S | 165 | 179 | 130 | N | 2000 |  |  | N | Electric Utility | 1 | X | NG | DFO
Natural Gas Fired Combustion Turbine.NG | natural gas peaker | TRUE | 5416 | Duke Energy Carolinas, LLC | 55116 | Rockingham County CT Station | NC | Rockingham | CT5 | Natural Gas Fired Combustion Turbine | GT |  | S | 165 | 179 | 130 | N | 2000 |  |  | N | Electric Utility | 1 | X | NG | DFO
Natural Gas Fired Combined Cycle.NG | natural gas combined cycle | FALSE | 14306 | Westlake 2 US LLC | 55117 | RS Cogen | LA | Calcasieu | RS-4 | Natural Gas Fired Combined Cycle | CA | CC1 | S | 80 | 80 | 20 | N | 2002 |  |  | Y | Industrial CHP | 7 | B | NG
Natural Gas Fired Combined Cycle.NG | natural gas combined cycle | FALSE | 14306 | Westlake 2 US LLC | 55117 | RS Cogen | LA | Calcasieu | RS-5 | Natural Gas Fired Combined Cycle | CT | CC1 | S | 167.7 | 183.3 | 100 | N | 2002 |  |  | Y | Industrial CHP | 7 | T | NG
Natural Gas Fired Combined Cycle.NG | natural gas combined cycle | FALSE | 14306 | Westlake 2 US LLC | 55117 | RS Cogen | LA | Calcasieu | RS-6 | Natural Gas Fired Combined Cycle | CT | CC1 | S | 167.7 | 183.3 | 100 | N | 2002 |  |  | Y | Industrial CHP | 7 | T | NG
Natural Gas Fired Combustion Turbine.NG | natural gas peaker | FALSE | 1357 | BASF Corp | 55122 | NAFTA Region Olefins Complex Cogen Fac | TX | Jefferson | UN1 | Natural Gas Fired Combustion Turbine | GT |  | J | 35 | 40 | 27 | N | 2001 |  |  | Y | Industrial CHP | 7 | T | NG
Natural Gas Fired Combustion Turbine.NG | natural gas peaker | FALSE | 1357 | BASF Corp | 55122 | NAFTA Region Olefins Complex Cogen Fac | TX | Jefferson | UN2 | Natural Gas Fired Combustion Turbine | GT |  | J | 35 | 40 | 27 | N | 2001 |  |  | Y | Industrial CHP | 7 | T | NG
Natural Gas Fired Combined Cycle.NG | natural gas combined cycle | TRUE | 2877 | Calpine Corp-Magic Valley | 55123 | Magic Valley Generating Station | TX | Hidalgo | CTG1 | Natural Gas Fired Combined Cycle | CT | STG | S | 215 | 227 | 135 | N | 2002 |  |  | N | IPP Non-CHP | 2 | X | NG
Natural Gas Fired Combined Cycle.NG | natural gas combined cycle | TRUE | 2877 | Calpine Corp-Magic Valley | 55123 | Magic Valley Generating Station | TX | Hidalgo | CTG2 | Natural Gas Fired Combined Cycle | CT | STG | S | 215 | 227 | 135 | N | 2002 |  |  | N | IPP Non-CHP | 2 | X | NG
Natural Gas Fired Combined Cycle.NG | natural gas combined cycle | TRUE | 2877 | Calpine Corp-Magic Valley | 55123 | Magic Valley Generating Station | TX | Hidalgo | STG | Natural Gas Fired Combined Cycle | CA | STG | S | 237 | 243 | 170 | N | 2002 |  |  | N | IPP Non-CHP | 2 | X | NG
Natural Gas Fired Combined Cycle.NG | natural gas combined cycle | TRUE | 56090 | Griffith Energy LLC | 55124 | Griffith Energy LLC | AZ | Mohave | CTG1 | Natural Gas Fired Combined Cycle | CT | 1111 | S | 147 | 147 | 75 | N | 2002 |  |  | N | IPP Non-CHP | 2 | X | NG
Natural Gas Fired Combined Cycle.NG | natural gas combined cycle | TRUE | 56090 | Griffith Energy LLC | 55124 | Griffith Energy LLC | AZ | Mohave | CTG2 | Natural Gas Fired Combined Cycle | CT | 1111 | S | 147 | 147 | 75 | N | 2002 |  |  | N | IPP Non-CHP | 2 | X | NG
Natural Gas Fired Combined Cycle.NG | natural gas combined cycle | TRUE | 56090 | Griffith Energy LLC | 55124 | Griffith Energy LLC | AZ | Mohave | STG | Natural Gas Fired Combined Cycle | CA | 1111 | S | 276 | 276 | 50 | N | 2002 |  |  | N | IPP Non-CHP | 2 | X | NG
Onshore Wind Turbine.WND | onshore wind | TRUE | 6017 | ESI Vansycle Partners LP | 55125 | Vansycle | OR | Umatilla | WGNS | Onshore Wind Turbine | WT |  | S | 25 | 25 | 1.2 | N | 1998 |  |  | N | IPP Non-CHP | 2 | X | WND
Natural Gas Fired Combined Cycle.NG | natural gas combined cycle | TRUE | 12568 | Milford Power Co LLC | 55126 | Milford Power Project | CT | New Haven | CA01 | Natural Gas Fired Combined Cycle | CS |  | S | 270.7 | 295.6 | 148 | N | 2004 |  |  | N | IPP Non-CHP | 2 | X | NG
Natural Gas Fired Combined Cycle.NG | natural gas combined cycle | TRUE | 12568 | Milford Power Co LLC | 55126 | Milford Power Project | CT | New Haven | CA02 | Natural Gas Fired Combined Cycle | CS |  | S | 263.6 | 289.7 | 160 | N | 2004 |  |  | N | IPP Non-CHP | 2 | X | NG
Natural Gas Fired Combustion Turbine.NG | natural gas peaker | TRUE | 15466 | Public Service Co of Colorado | 55127 | Manchief Electric Generating Station | CO | Morgan | UN1 | Natural Gas Fired Combustion Turbine | GT |  | S | 132 | 160 | 80 | N | 2000 |  |  | N | Electric Utility | 1 | X | NG
Natural Gas Fired Combustion Turbine.NG | natural gas peaker | TRUE | 15466 | Public Service Co of Colorado | 55127 | Manchief Electric Generating Station | CO | Morgan | UN2 | Natural Gas Fired Combustion Turbine | GT |  | S | 132 | 160 | 80 | N | 2000 |  |  | N | Electric Utility | 1 | X | NG
Natural Gas Fired Combustion Turbine.NG | natural gas peaker | TRUE | 59415 | SEPG Operating Services, LLC Walton | 55128 | Walton County Power, LLC | GA | Walton | 101G | Natural Gas Fired Combustion Turbine | GT |  | W | 151.5 | 175 | 100 | N | 2001 |  |  | N | IPP Non-CHP | 2 | X | NG
Natural Gas Fired Combustion Turbine.NG | natural gas peaker | TRUE | 59415 | SEPG Operating Services, LLC Walton | 55128 | Walton County Power, LLC | GA | Walton | 102G | Natural Gas Fired Combustion Turbine | GT |  | W | 151.5 | 175 | 100 | N | 2001 |  |  | N | IPP Non-CHP | 2 | X | NG
Natural Gas Fired Combustion Turbine.NG | natural gas peaker | TRUE | 59415 | SEPG Operating Services, LLC Walton | 55128 | Walton County Power, LLC | GA | Walton | 103G | Natural Gas Fired Combustion Turbine | GT |  | W | 151.5 | 175 | 100 | N | 2001 |  |  | N | IPP Non-CHP | 2 | X | NG
Natural Gas Fired Combined Cycle.NG | natural gas combined cycle | TRUE | 16572 | Salt River Project | 55129 | Desert Basin | AZ | Pinal | CTG1 | Natural Gas Fired Combined Cycle | CT | STG3 | S | 182 | 196 | 100 | N | 2001 |  |  | N | Electric Utility | 1 | X | NG
Natural Gas Fired Combined Cycle.NG | natural gas combined cycle | TRUE | 16572 | Salt River Project | 55129 | Desert Basin | AZ | Pinal | CTG2 | Natural Gas Fired Combined Cycle | CT | STG3 | S | 182 | 196 | 100 | N | 2001 |  |  | N | Electric Utility | 1 | X | NG
Natural Gas Fired Combustion Turbine.NG | natural gas peaker | TRUE | 16572 | Salt River Project | 55129 | Desert Basin | AZ | Pinal | CTG4 | Natural Gas Fired Combustion Turbine | GT |  | S | 43.4 | 47.7 | 22 | N | 2022 |  |  | N | Electric Utility | 1 | X | NG
Natural Gas Fired Combustion Turbine.NG | natural gas peaker | TRUE | 16572 | Salt River Project | 55129 | Desert Basin | AZ | Pinal | CTG5 | Natural Gas Fired Combustion Turbine | GT |  | S | 43.4 | 47.7 | 22 | N | 2022 |  |  | N | Electric Utility | 1 | X | NG
Natural Gas Fired Combined Cycle.NG | natural gas combined cycle | TRUE | 16572 | Salt River Project | 55129 | Desert Basin | AZ | Pinal | STG | Natural Gas Fired Combined Cycle | CA | STG3 | S | 253 | 269 | 70 | N | 2001 |  |  | N | Electric Utility | 1 | X | NG
Natural Gas Fired Combined Cycle.NG | natural gas combined cycle | TRUE | 57141 | Dynegy Kendall Energy LLC | 55131 | Kendall County Generation Facility | IL | Kendall | CTG1 | Natural Gas Fired Combined Cycle | CT | KEN1 | S | 160 | 190 | 90 | N | 2002 |  |  | N | IPP Non-CHP | 2 | X | NG
Natural Gas Fired Combined Cycle.NG | natural gas combined cycle | TRUE | 57141 | Dynegy Kendall Energy LLC | 55131 | Kendall County Generation Facility | IL | Kendall | CTG2 | Natural Gas Fired Combined Cycle | CT | KEN2 | S | 160 | 190 | 90 | N | 2002 |  |  | N | IPP Non-CHP | 2 | X | NG
Natural Gas Fired Combined Cycle.NG | natural gas combined cycle | TRUE | 57141 | Dynegy Kendall Energy LLC | 55131 | Kendall County Generation Facility | IL | Kendall | CTG3 | Natural Gas Fired Combined Cycle | CT | KEN3 | S | 160 | 190 | 90 | N | 2002 |  |  | N | IPP Non-CHP | 2 | X | NG
Natural Gas Fired Combined Cycle.NG | natural gas combined cycle | TRUE | 57141 | Dynegy Kendall Energy LLC | 55131 | Kendall County Generation Facility | IL | Kendall | CTG4 | Natural Gas Fired Combined Cycle | CT | KEN4 | S | 160 | 190 | 90 | N | 2002 |  |  | N | IPP Non-CHP | 2 | X | NG
Natural Gas Fired Combined Cycle.NG | natural gas combined cycle | TRUE | 57141 | Dynegy Kendall Energy LLC | 55131 | Kendall County Generation Facility | IL | Kendall | STG1 | Natural Gas Fired Combined Cycle | CA | KEN1 | S | 125 | 125 | 65 | N | 2002 |  |  | N | IPP Non-CHP | 2 | X | NG
Natural Gas Fired Combined Cycle.NG | natural gas combined cycle | TRUE | 57141 | Dynegy Kendall Energy LLC | 55131 | Kendall County Generation Facility | IL | Kendall | STG2 | Natural Gas Fired Combined Cycle | CA | KEN2 | S | 125 | 125 | 65 | N | 2002 |  |  | N | IPP Non-CHP | 2 | X | NG
Natural Gas Fired Combined Cycle.NG | natural gas combined cycle | TRUE | 57141 | Dynegy Kendall Energy LLC | 55131 | Kendall County Generation Facility | IL | Kendall | STG3 | Natural Gas Fired Combined Cycle | CA | KEN3 | S | 125 | 125 | 65 | N | 2002 |  |  | N | IPP Non-CHP | 2 | X | NG
Natural Gas Fired Combined Cycle.NG | natural gas combined cycle | TRUE | 57141 | Dynegy Kendall Energy LLC | 55131 | Kendall County Generation Facility | IL | Kendall | STG4 | Natural Gas Fired Combined Cycle | CA | KEN4 | S | 125 | 125 | 65 | N | 2002 |  |  | N | IPP Non-CHP | 2 | X | NG
Natural Gas Fired Combined Cycle.NG | natural gas combined cycle | TRUE | 18518 | Tenaska Gateway Partners Ltd | 55132 | Tenaska Gateway Generating Station | TX | Rusk | GTG1 | Natural Gas Fired Combined Cycle | CT | STG1 | J | 146 | 167 | 90 | N | 2001 |  |  | N | IPP Non-CHP | 2 | X | NG | DFO
Natural Gas Fired Combined Cycle.NG | natural gas combined cycle | TRUE | 18518 | Tenaska Gateway Partners Ltd | 55132 | Tenaska Gateway Generating Station | TX | Rusk | GTG2 | Natural Gas Fired Combined Cycle | CT | STG1 | J | 148 | 169 | 90 | N | 2001 |  |  | N | IPP Non-CHP | 2 | X | NG | DFO
Natural Gas Fired Combined Cycle.NG | natural gas combined cycle | TRUE | 18518 | Tenaska Gateway Partners Ltd | 55132 | Tenaska Gateway Generating Station | TX | Rusk | GTG3 | Natural Gas Fired Combined Cycle | CT | STG1 | J | 146 | 167 | 90 | N | 2001 |  |  | N | IPP Non-CHP | 2 | X | NG | DFO
Natural Gas Fired Combined Cycle.NG | natural gas combined cycle | TRUE | 18518 | Tenaska Gateway Partners Ltd | 55132 | Tenaska Gateway Generating Station | TX | Rusk | STG1 | Natural Gas Fired Combined Cycle | CA | STG1 | J | 405 | 405 | 190 | N | 2001 |  |  | N | IPP Non-CHP | 2 | X | NG
Petroleum Liquids.DFO | petroleum | FALSE | 18981 | Thomson Corp | 55133 | Thomson Reuters Campus Bldg A-D | MN | Dakota | 3086 | Petroleum Liquids | IC |  | S | 1.6 | 1.3 | 0 | N | 1999 |  |  | N | Industrial Non-CHP | 6 | X | DFO
Petroleum Liquids.DFO | petroleum | FALSE | 18981 | Thomson Corp | 55133 | Thomson Reuters Campus Bldg A-D | MN | Dakota | 3087 | Petroleum Liquids | IC |  | S | 1.6 | 1.3 | 0 | N | 1999 |  |  | N | Industrial Non-CHP | 6 | X | DFO
Petroleum Liquids.DFO | petroleum | FALSE | 18981 | Thomson Corp | 55133 | Thomson Reuters Campus Bldg A-D | MN | Dakota | 3088 | Petroleum Liquids | IC |  | S | 1.6 | 1.3 | 0 | N | 1999 |  |  | N | Industrial Non-CHP | 6 | X | DFO
Petroleum Liquids.DFO | petroleum | FALSE | 18981 | Thomson Corp | 55133 | Thomson Reuters Campus Bldg A-D | MN | Dakota | 3089 | Petroleum Liquids | IC |  | S | 1.6 | 1.3 | 0 | N | 1999 |  |  | N | Industrial Non-CHP | 6 | X | DFO
Petroleum Liquids.DFO | petroleum | FALSE | 18981 | Thomson Corp | 55133 | Thomson Reuters Campus Bldg A-D | MN | Dakota | 3090 | Petroleum Liquids | IC |  | S | 1.6 | 1.3 | 0 | N | 1999 |  |  | N | Industrial Non-CHP | 6 | X | DFO
Petroleum Liquids.DFO | petroleum | FALSE | 18981 | Thomson Corp | 55133 | Thomson Reuters Campus Bldg A-D | MN | Dakota | 3091 | Petroleum Liquids | IC |  | S | 1.6 | 1.3 | 0 | N | 1999 |  |  | N | Industrial Non-CHP | 6 | X | DFO
Petroleum Liquids.DFO | petroleum | FALSE | 18981 | Thomson Corp | 55133 | Thomson Reuters Campus Bldg A-D | MN | Dakota | 3093 | Petroleum Liquids | IC |  | S | 1.6 | 1.3 | 0 | N | 1999 |  |  | N | Industrial Non-CHP | 6 | X | DFO
Natural Gas Fired Combustion Turbine.NG | natural gas peaker | TRUE | 20856 | Wisconsin Power & Light Co | 55135 | Alliant Energy Neenah | WI | Winnebago | CT01 | Natural Gas Fired Combustion Turbine | GT |  | S | 143.5 | 176.3 | 100 | N | 2000 |  |  | N | Electric Utility | 1 | X | NG
Natural Gas Fired Combustion Turbine.NG | natural gas peaker | TRUE | 20856 | Wisconsin Power & Light Co | 55135 | Alliant Energy Neenah | WI | Winnebago | CT02 | Natural Gas Fired Combustion Turbine | GT |  | S | 148.6 | 182.5 | 100 | N | 2000 |  |  | N | Electric Utility | 1 | X | NG
Natural Gas Fired Combined Cycle.NG | natural gas combined cycle | TRUE | 16604 | City of San Antonio - (TX) | 55137 | Rio Nogales Power Project | TX | Guadalupe | CTG1 | Natural Gas Fired Combined Cycle | CT | CC1 | S | 165.5 | 203 | 100 | Y | 2002 |  |  | N | Electric Utility | 1 | X | NG
Natural Gas Fired Combined Cycle.NG | natural gas combined cycle | TRUE | 16604 | City of San Antonio - (TX) | 55137 | Rio Nogales Power Project | TX | Guadalupe | CTG2 | Natural Gas Fired Combined Cycle | CT | CC1 | S | 158 | 193 | 100 | N | 2002 |  |  | N | Electric Utility | 1 | X | NG
Natural Gas Fired Combined Cycle.NG | natural gas combined cycle | TRUE | 16604 | City of San Antonio - (TX) | 55137 | Rio Nogales Power Project | TX | Guadalupe | CTG3 | Natural Gas Fired Combined Cycle | CT | CC1 | S | 158 | 193 | 100 | N | 2002 |  |  | N | Electric Utility | 1 | X | NG
Natural Gas Fired Combined Cycle.NG | natural gas combined cycle | TRUE | 16604 | City of San Antonio - (TX) | 55137 | Rio Nogales Power Project | TX | Guadalupe | STG1 | Natural Gas Fired Combined Cycle | CA | CC1 | S | 303 | 319 | 50 | N | 2002 |  |  | N | Electric Utility | 1 | X | NG
Natural Gas Fired Combustion Turbine.NG | natural gas peaker | TRUE | 60492 | Walton Discover LLC | 55138 | Walton Discover Power Facility | AL | LEE | UN1 | Natural Gas Fired Combustion Turbine | GT |  | S | 50 | 50 | 50 | N | 1999 |  |  | N | IPP Non-CHP | 2 | X | NG
Natural Gas Fired Combustion Turbine.NG | natural gas peaker | TRUE | 60492 | Walton Discover LLC | 55138 | Walton Discover Power Facility | AL | LEE | UN2 | Natural Gas Fired Combustion Turbine | GT |  | S | 50 | 50 | 50 | N | 1999 |  |  | N | IPP Non-CHP | 2 | X | NG
Natural Gas Fired Combined Cycle.NG | natural gas combined cycle | TRUE | 313 | Wolf Hollow I Power, LLC | 55139 | Wolf Hollow I LP | TX | Hood | CTG1 | Natural Gas Fired Combined Cycle | CT | BLK1 | S | 236 | 250.5 | 84 | N | 2003 |  |  | N | IPP Non-CHP | 2 | X | NG
Natural Gas Fired Combined Cycle.NG | natural gas combined cycle | TRUE | 313 | Wolf Hollow I Power, LLC | 55139 | Wolf Hollow I LP | TX | Hood | CTG2 | Natural Gas Fired Combined Cycle | CT | BLK1 | S | 234.5 | 249 | 84 | N | 2003 |  |  | N | IPP Non-CHP | 2 | X | NG
Natural Gas Fired Combined Cycle.NG | natural gas combined cycle | TRUE | 313 | Wolf Hollow I Power, LLC | 55139 | Wolf Hollow I LP | TX | Hood | ST | Natural Gas Fired Combined Cycle | CA | BLK1 | S | 280 | 293 | 84 | N | 2003 |  |  | N | IPP Non-CHP | 2 | X | NG
Natural Gas Fired Combustion Turbine.NG | natural gas peaker | TRUE | 13994 | Oglethorpe Power Corporation | 55141 | Hawk Road Facility | GA | Heard | CT1 | Natural Gas Fired Combustion Turbine | GT |  | S | 153 | 178.7 | 107 | N | 2001 |  |  | N | Electric Utility | 1 | X | NG
Natural Gas Fired Combustion Turbine.NG | natural gas peaker | TRUE | 13994 | Oglethorpe Power Corporation | 55141 | Hawk Road Facility | GA | Heard | CT2 | Natural Gas Fired Combustion Turbine | GT |  | S | 150.3 | 178.7 | 106 | N | 2001 |  |  | N | Electric Utility | 1 | X | NG
Natural Gas Fired Combustion Turbine.NG | natural gas peaker | TRUE | 13994 | Oglethorpe Power Corporation | 55141 | Hawk Road Facility | GA | Heard | CT3 | Natural Gas Fired Combustion Turbine | GT |  | S | 153 | 189.5 | 107 | N | 2001 |  |  | N | Electric Utility | 1 | X | NG
Natural Gas Fired Combined Cycle.NG | natural gas combined cycle | TRUE | 1074 | Hays Energy, LLC | 55144 | Hays Energy Project | TX | Hays | U1 | Natural Gas Fired Combined Cycle | CS |  | S | 228 | 257 | 150 | Y | 2002 |  |  | N | IPP Non-CHP | 2 | X | NG
Natural Gas Fired Combined Cycle.NG | natural gas combined cycle | TRUE | 1074 | Hays Energy, LLC | 55144 | Hays Energy Project | TX | Hays | U2 | Natural Gas Fired Combined Cycle | CS |  | S | 229 | 258 | 150 | N | 2002 |  |  | N | IPP Non-CHP | 2 | X | NG
Natural Gas Fired Combined Cycle.NG | natural gas combined cycle | TRUE | 1074 | Hays Energy, LLC | 55144 | Hays Energy Project | TX | Hays | U3 | Natural Gas Fired Combined Cycle | CS |  | S | 228 | 260 | 120 | N | 2002 |  |  | N | IPP Non-CHP | 2 | X | NG
Natural Gas Fired Combined Cycle.NG | natural gas combined cycle | TRUE | 1074 | Hays Energy, LLC | 55144 | Hays Energy Project | TX | Hays | U4 | Natural Gas Fired Combined Cycle | CS |  | S | 231 | 261 | 120 | Y | 2002 |  |  | N | IPP Non-CHP | 2 | X | NG
Natural Gas Fired Combined Cycle.NG | natural gas combined cycle | TRUE | 7597 | Green Country OP Services LLC | 55146 | Green Country Energy LLC | OK | Tulsa | CTG1 | Natural Gas Fired Combined Cycle | CT | G841 | S | 155 | 167 | 125 | N | 2002 |  |  | N | IPP Non-CHP | 2 | X | NG
Natural Gas Fired Combined Cycle.NG | natural gas combined cycle | TRUE | 7597 | Green Country OP Services LLC | 55146 | Green Country Energy LLC | OK | Tulsa | CTG2 | Natural Gas Fired Combined Cycle | CT | G842 | S | 155 | 167 | 125 | N | 2002 |  |  | N | IPP Non-CHP | 2 | X | NG
Natural Gas Fired Combined Cycle.NG | natural gas combined cycle | TRUE | 7597 | Green Country OP Services LLC | 55146 | Green Country Energy LLC | OK | Tulsa | CTG3 | Natural Gas Fired Combined Cycle | CT | G843 | S | 155 | 167 | 125 | N | 2002 |  |  | N | IPP Non-CHP | 2 | X | NG
Natural Gas Fired Combined Cycle.NG | natural gas combined cycle | TRUE | 7597 | Green Country OP Services LLC | 55146 | Green Country Energy LLC | OK | Tulsa | STG1 | Natural Gas Fired Combined Cycle | CA | G841 | S | 106 | 106 | 72 | N | 2002 |  |  | N | IPP Non-CHP | 2 | X | NG
Natural Gas Fired Combined Cycle.NG | natural gas combined cycle | TRUE | 7597 | Green Country OP Services LLC | 55146 | Green Country Energy LLC | OK | Tulsa | STG2 | Natural Gas Fired Combined Cycle | CA | G842 | S | 106 | 106 | 72 | N | 2002 |  |  | N | IPP Non-CHP | 2 | X | NG
Natural Gas Fired Combined Cycle.NG | natural gas combined cycle | TRUE | 7597 | Green Country OP Services LLC | 55146 | Green Country Energy LLC | OK | Tulsa | STG3 | Natural Gas Fired Combined Cycle | CA | G843 | S | 106 | 106 | 72 | N | 2002 |  |  | N | IPP Non-CHP | 2 | X | NG
Natural Gas Fired Combustion Turbine.NG | natural gas peaker | TRUE | 9267 | Hoosier Energy R E C, Inc | 55148 | Worthington Generation LLC | IN | Greene | 1 | Natural Gas Fired Combustion Turbine | GT |  | S | 40.8 | 46.8 | 20 | N | 2000 |  |  | N | Electric Utility | 1 | X | NG
Natural Gas Fired Combustion Turbine.NG | natural gas peaker | TRUE | 9267 | Hoosier Energy R E C, Inc | 55148 | Worthington Generation LLC | IN | Greene | 2 | Natural Gas Fired Combustion Turbine | GT |  | S | 41.1 | 47.1 | 20 | N | 2000 |  |  | N | Electric Utility | 1 | X | NG
Natural Gas Fired Combustion Turbine.NG | natural gas peaker | TRUE | 9267 | Hoosier Energy R E C, Inc | 55148 | Worthington Generation LLC | IN | Greene | 3 | Natural Gas Fired Combustion Turbine | GT |  | S | 41.6 | 47.6 | 20 | N | 2000 |  |  | N | Electric Utility | 1 | X | NG
Natural Gas Fired Combustion Turbine.NG | natural gas peaker | TRUE | 9267 | Hoosier Energy R E C, Inc | 55148 | Worthington Generation LLC | IN | Greene | 4 | Natural Gas Fired Combustion Turbine | GT |  | S | 41.3 | 47.3 | 20 | N | 2000 |  |  | N | Electric Utility | 1 | X | NG
Natural Gas Fired Combined Cycle.NG | natural gas combined cycle | TRUE | 10576 | Lake Road Generating Co LP | 55149 | Lake Road Generating Plant | CT | Windham | U1 | Natural Gas Fired Combined Cycle | CS |  | S | 278 | 295 | 145 | N | 2002 |  |  | N | IPP Non-CHP | 2 | X | NG
Natural Gas Fired Combined Cycle.NG | natural gas combined cycle | TRUE | 10576 | Lake Road Generating Co LP | 55149 | Lake Road Generating Plant | CT | Windham | U2 | Natural Gas Fired Combined Cycle | CS |  | S | 277.9 | 307.8 | 145 | N | 2002 |  |  | N | IPP Non-CHP | 2 | X | NG
Natural Gas Fired Combined Cycle.NG | natural gas combined cycle | TRUE | 10576 | Lake Road Generating Co LP | 55149 | Lake Road Generating Plant | CT | Windham | U3 | Natural Gas Fired Combined Cycle | CS |  | S | 272.9 | 295.1 | 145 | N | 2002 |  |  | N | IPP Non-CHP | 2 | X | NG
Natural Gas Fired Combined Cycle.NG | natural gas combined cycle | TRUE | 61173 | CXA La Paloma LLC | 55151 | La Paloma Generating Plant | CA | Kern | GEN1 | Natural Gas Fired Combined Cycle | CS |  | S | 253 | 267 | 70 | N | 2003 |  |  | N | IPP Non-CHP | 2 | X | NG
Natural Gas Fired Combined Cycle.NG | natural gas combined cycle | TRUE | 61173 | CXA La Paloma LLC | 55151 | La Paloma Generating Plant | CA | Kern | GEN2 | Natural Gas Fired Combined Cycle | CS |  | S | 252 | 266 | 65 | N | 2003 |  |  | N | IPP Non-CHP | 2 | X | NG
Natural Gas Fired Combined Cycle.NG | natural gas combined cycle | TRUE | 61173 | CXA La Paloma LLC | 55151 | La Paloma Generating Plant | CA | Kern | GEN3 | Natural Gas Fired Combined Cycle | CS |  | S | 252 | 266 | 62 | N | 2003 |  |  | N | IPP Non-CHP | 2 | X | NG
Natural Gas Fired Combined Cycle.NG | natural gas combined cycle | TRUE | 61173 | CXA La Paloma LLC | 55151 | La Paloma Generating Plant | CA | Kern | GEN4 | Natural Gas Fired Combined Cycle | CS |  | S | 253 | 267 | 62 | N | 2003 |  |  | N | IPP Non-CHP | 2 | X | NG
Petroleum Liquids.DFO | petroleum | FALSE | 3790 | 600 Peachtree PropCo, LLC | 55152 | Bank of America Plaza | GA | Fulton | GEN1 | Petroleum Liquids | IC |  | S | 1.3 | 1.3 | 0 | N | 1991 |  |  | N | Commercial Non-CHP | 4 | X | DFO
Petroleum Liquids.DFO | petroleum | FALSE | 3790 | 600 Peachtree PropCo, LLC | 55152 | Bank of America Plaza | GA | Fulton | GEN2 | Petroleum Liquids | IC |  | S | 1.3 | 1.3 | 0 | N | 1991 |  |  | N | Commercial Non-CHP | 4 | X | DFO
Natural Gas Fired Combined Cycle.NG | natural gas combined cycle | TRUE | 57045 | Guadalupe Power Partners LP | 55153 | Guadalupe Generating Station | TX | Guadalupe | CTG1 | Natural Gas Fired Combined Cycle | CT | STG1 | S | 153 | 161 | 100 | N | 2000 |  |  | N | IPP Non-CHP | 2 | X | NG
Natural Gas Fired Combined Cycle.NG | natural gas combined cycle | TRUE | 57045 | Guadalupe Power Partners LP | 55153 | Guadalupe Generating Station | TX | Guadalupe | CTG2 | Natural Gas Fired Combined Cycle | CT | STG1 | S | 153 | 161 | 100 | N | 2000 |  |  | N | IPP Non-CHP | 2 | X | NG
Natural Gas Fired Combined Cycle.NG | natural gas combined cycle | TRUE | 57045 | Guadalupe Power Partners LP | 55153 | Guadalupe Generating Station | TX | Guadalupe | CTG3 | Natural Gas Fired Combined Cycle | CT | STG2 | S | 153 | 160 | 100 | N | 2000 |  |  | N | IPP Non-CHP | 2 | X | NG
Natural Gas Fired Combined Cycle.NG | natural gas combined cycle | TRUE | 57045 | Guadalupe Power Partners LP | 55153 | Guadalupe Generating Station | TX | Guadalupe | CTG4 | Natural Gas Fired Combined Cycle | CT | STG2 | S | 153 | 160 | 100 | N | 2000 |  |  | N | IPP Non-CHP | 2 | X | NG
Natural Gas Fired Combined Cycle.NG | natural gas combined cycle | TRUE | 57045 | Guadalupe Power Partners LP | 55153 | Guadalupe Generating Station | TX | Guadalupe | STG1 | Natural Gas Fired Combined Cycle | CA | STG1 | S | 196 | 200 | 138.5 | N | 2000 |  |  | N | IPP Non-CHP | 2 | X | NG
Natural Gas Fired Combined Cycle.NG | natural gas combined cycle | TRUE | 57045 | Guadalupe Power Partners LP | 55153 | Guadalupe Generating Station | TX | Guadalupe | STG2 | Natural Gas Fired Combined Cycle | CA | STG2 | S | 197 | 200 | 138.8 | N | 2000 |  |  | N | IPP Non-CHP | 2 | X | NG
Natural Gas Fired Combined Cycle.NG | natural gas combined cycle | TRUE | 11269 | Lower Colorado River Authority | 55154 | Lost Pines 1 Power Project | TX | Bastrop | CTA | Natural Gas Fired Combined Cycle | CT | CC1 | J | 169 | 178 | 105 | N | 2001 |  |  | N | Electric Utility | 1 | X | NG
Natural Gas Fired Combined Cycle.NG | natural gas combined cycle | TRUE | 11269 | Lower Colorado River Authority | 55154 | Lost Pines 1 Power Project | TX | Bastrop | CTB | Natural Gas Fired Combined Cycle | CT | CC1 | J | 169 | 178 | 105 | N | 2001 |  |  | N | Electric Utility | 1 | X | NG
Natural Gas Fired Combined Cycle.NG | natural gas combined cycle | TRUE | 11269 | Lower Colorado River Authority | 55154 | Lost Pines 1 Power Project | TX | Bastrop | ST | Natural Gas Fired Combined Cycle | CA | CC1 | J | 172 | 184 | 65 | N | 2001 |  |  | N | Electric Utility | 1 | X | NG
Landfill Gas.LFG | natural gas peaker | TRUE | 57229 | MM Albany Energy LLC | 55155 | MM Albany Energy | NY | Albany | UNT1 | Landfill Gas | IC |  | S | 0.9 | 0.9 | 0.7 | N | 1998 |  |  | N | IPP Non-CHP | 2 | X | LFG
Landfill Gas.LFG | natural gas peaker | TRUE | 57229 | MM Albany Energy LLC | 55155 | MM Albany Energy | NY | Albany | UNT2 | Landfill Gas | IC |  | S | 0.9 | 0.9 | 0.7 | N | 1998 |  |  | N | IPP Non-CHP | 2 | X | LFG
Landfill Gas.LFG | natural gas peaker | TRUE | 57229 | MM Albany Energy LLC | 55155 | MM Albany Energy | NY | Albany | UNT3 | Landfill Gas | IC |  | S | 0.9 | 0.9 | 0.7 | N | 2008 |  |  | N | IPP Non-CHP | 2 | X | LFG
Landfill Gas.LFG | natural gas peaker | TRUE | 57229 | MM Albany Energy LLC | 55155 | MM Albany Energy | NY | Albany | UNT4 | Landfill Gas | IC |  | S | 1.6 | 1.6 | 1.2 | N | 2012 |  |  | N | IPP Non-CHP | 2 | X | LFG
Landfill Gas.LFG | natural gas peaker | TRUE | 57229 | MM Albany Energy LLC | 55155 | MM Albany Energy | NY | Albany | UNT5 | Landfill Gas | IC |  | S | 1.6 | 1.6 | 1.2 | N | 2012 |  |  | N | IPP Non-CHP | 2 | X | LFG
Landfill Gas.LFG | natural gas peaker | TRUE | 57231 | MM Tulare Energy LLC | 55160 | MM Tulare Energy | CA | Tulare | UNT1 | Landfill Gas | IC |  | S | 0.8 | 0.8 | 0.4 | N | 1998 |  |  | N | IPP Non-CHP | 2 | X | LFG
Landfill Gas.LFG | natural gas peaker | TRUE | 57231 | MM Tulare Energy LLC | 55160 | MM Tulare Energy | CA | Tulare | UNT2 | Landfill Gas | IC |  | S | 0.8 | 0.8 | 0.4 | N | 1998 |  |  | N | IPP Non-CHP | 2 | X | LFG
Landfill Gas.LFG | natural gas peaker | TRUE | 57232 | MM Lopez Energy LLC | 55161 | MM Lopez Energy | CA | Los Angeles | UNT1 | Landfill Gas | IC |  | S | 2.7 | 2.7 | 2.4 | N | 1998 |  |  | N | IPP Non-CHP | 2 | X | LFG
Natural Gas Fired Combustion Turbine.NG | natural gas peaker | TRUE | 5580 | East Kentucky Power Coop, Inc | 55164 | Bluegrass Generating Station | KY | Oldham | CT1 | Natural Gas Fired Combustion Turbine | GT |  | S | 167 | 189 | 117 | N | 2002 |  |  | N | Electric Utility | 1 | X | NG | DFO
Natural Gas Fired Combustion Turbine.NG | natural gas peaker | TRUE | 5580 | East Kentucky Power Coop, Inc | 55164 | Bluegrass Generating Station | KY | Oldham | CT2 | Natural Gas Fired Combustion Turbine | GT |  | S | 167 | 189 | 117 | N | 2002 |  |  | N | Electric Utility | 1 | X | NG | DFO
Natural Gas Fired Combustion Turbine.NG | natural gas peaker | TRUE | 5580 | East Kentucky Power Coop, Inc | 55164 | Bluegrass Generating Station | KY | Oldham | CT3 | Natural Gas Fired Combustion Turbine | GT |  | S | 167 | 189 | 117 | N | 2002 |  |  | N | Electric Utility | 1 | X | NG | DFO
Natural Gas Fired Combustion Turbine.NG | natural gas peaker | TRUE | 11241 | Entergy Louisiana LLC | 55165 | Calcasieu | LA | Calcasieu | G101 | Natural Gas Fired Combustion Turbine | GT |  | S | 141.7 | 171.6 | 116 | N | 2000 |  |  | N | Electric Utility | 1 | X | NG
Natural Gas Fired Combustion Turbine.NG | natural gas peaker | TRUE | 11241 | Entergy Louisiana LLC | 55165 | Calcasieu | LA | Calcasieu | G102 | Natural Gas Fired Combustion Turbine | GT |  | S | 155.7 | 184.1 | 125 | N | 2001 |  |  | N | Electric Utility | 1 | X | NG
Natural Gas Fired Combustion Turbine.NG | natural gas peaker | TRUE | 54810 | Broad River Energy LLC | 55166 | Broad River Energy Center | SC | Cherokee | CT01 | Natural Gas Fired Combustion Turbine | GT |  | S | 176.5 | 182.7 | 100 | N | 2000 |  |  | N | IPP Non-CHP | 2 | X | NG | DFO
Natural Gas Fired Combustion Turbine.NG | natural gas peaker | TRUE | 54810 | Broad River Energy LLC | 55166 | Broad River Energy Center | SC | Cherokee | CT02 | Natural Gas Fired Combustion Turbine | GT |  | S | 168.1 | 177.2 | 100 | N | 2000 |  |  | N | IPP Non-CHP | 2 | X | NG | DFO
Natural Gas Fired Combustion Turbine.NG | natural gas peaker | TRUE | 54810 | Broad River Energy LLC | 55166 | Broad River Energy Center | SC | Cherokee | CT03 | Natural Gas Fired Combustion Turbine | GT |  | S | 169.9 | 166.4 | 100 | N | 2000 |  |  | N | IPP Non-CHP | 2 | X | NG | DFO
Natural Gas Fired Combustion Turbine.NG | natural gas peaker | TRUE | 54810 | Broad River Energy LLC | 55166 | Broad River Energy Center | SC | Cherokee | CT04 | Natural Gas Fired Combustion Turbine | GT |  | S | 173.8 | 173.1 | 100 | N | 2001 |  |  | N | IPP Non-CHP | 2 | X | NG | DFO
Natural Gas Fired Combustion Turbine.NG | natural gas peaker | TRUE | 54810 | Broad River Energy LLC | 55166 | Broad River Energy Center | SC | Cherokee | CT05 | Natural Gas Fired Combustion Turbine | GT |  | S | 174.3 | 172.6 | 100 | N | 2001 |  |  | N | IPP Non-CHP | 2 | X | NG | DFO
Natural Gas Fired Combined Cycle.NG | natural gas combined cycle | TRUE | 49768 | Bastrop Energy Partners, LP | 55168 | Bastrop Energy Center | TX | Bastrop | 0001 | Natural Gas Fired Combined Cycle | CT | CC1 | S | 171 | 188 | 94 | N | 2002 |  |  | N | IPP Non-CHP | 2 | X | NG
Natural Gas Fired Combined Cycle.NG | natural gas combined cycle | TRUE | 49768 | Bastrop Energy Partners, LP | 55168 | Bastrop Energy Center | TX | Bastrop | 0002 | Natural Gas Fired Combined Cycle | CT | CC1 | S | 171 | 188 | 94 | N | 2002 |  |  | N | IPP Non-CHP | 2 | X | NG
Natural Gas Fired Combined Cycle.NG | natural gas combined cycle | TRUE | 49768 | Bastrop Energy Partners, LP | 55168 | Bastrop Energy Center | TX | Bastrop | 0003 | Natural Gas Fired Combined Cycle | CA | CC1 | S | 233 | 234 | 125 | N | 2002 |  |  | N | IPP Non-CHP | 2 | X | NG
Natural Gas Fired Combined Cycle.NG | natural gas combined cycle | TRUE | 88 | Granite Ridge Energy LLC | 55170 | Granite Ridge | NH | Rockingham | CT11 | Natural Gas Fired Combined Cycle | CT | CC1 | S | 218 | 243 | 111 | N | 2003 |  |  | N | IPP Non-CHP | 2 | X | NG
Natural Gas Fired Combined Cycle.NG | natural gas combined cycle | TRUE | 88 | Granite Ridge Energy LLC | 55170 | Granite Ridge | NH | Rockingham | CT12 | Natural Gas Fired Combined Cycle | CT | CC1 | S | 218 | 243 | 111 | N | 2003 |  |  | N | IPP Non-CHP | 2 | X | NG
Natural Gas Fired Combined Cycle.NG | natural gas combined cycle | TRUE | 88 | Granite Ridge Energy LLC | 55170 | Granite Ridge | NH | Rockingham | STG | Natural Gas Fired Combined Cycle | CA | CC1 | S | 232 | 243 | 85 | N | 2003 |  |  | N | IPP Non-CHP | 2 | X | NG
Natural Gas Fired Combined Cycle.NG | natural gas combined cycle | TRUE | 55899 | Calpine Bosque Energy Center LLC | 55172 | Bosque County Peaking | TX | Bosque | GT-1 | Natural Gas Fired Combined Cycle | CT | G125 | S | 158 | 167 | 100 | N | 2000 |  |  | N | IPP Non-CHP | 2 | X | NG
Natural Gas Fired Combined Cycle.NG | natural gas combined cycle | TRUE | 55899 | Calpine Bosque Energy Center LLC | 55172 | Bosque County Peaking | TX | Bosque | GT-2 | Natural Gas Fired Combined Cycle | CT | G125 | S | 158 | 167 | 100 | N | 2000 |  |  | N | IPP Non-CHP | 2 | X | NG
Natural Gas Fired Combined Cycle.NG | natural gas combined cycle | TRUE | 55899 | Calpine Bosque Energy Center LLC | 55172 | Bosque County Peaking | TX | Bosque | GT-3 | Natural Gas Fired Combined Cycle | CT | G641 | S | 157 | 166 | 100 | N | 2001 |  |  | N | IPP Non-CHP | 2 | X | NG
Natural Gas Fired Combined Cycle.NG | natural gas combined cycle | TRUE | 55899 | Calpine Bosque Energy Center LLC | 55172 | Bosque County Peaking | TX | Bosque | ST-4 | Natural Gas Fired Combined Cycle | CA | G641 | S | 82 | 84 | 65 | N | 2001 |  |  | N | IPP Non-CHP | 2 | X | NG
Natural Gas Fired Combined Cycle.NG | natural gas combined cycle | TRUE | 55899 | Calpine Bosque Energy Center LLC | 55172 | Bosque County Peaking | TX | Bosque | ST-5 | Natural Gas Fired Combined Cycle | CA | G125 | S | 208 | 217 | 65 | N | 2010 |  |  | N | IPP Non-CHP | 2 | X | NG
Natural Gas Fired Combined Cycle.NG | natural gas combined cycle | TRUE | 3265 | Cleco Power LLC | 55173 | Acadia Energy Center | LA | Acadia | CT11 | Natural Gas Fired Combined Cycle | CT | PB01 | S | 170.8 |  | 105.2 | N | 2002 |  |  | N | Electric Utility | 1 | X | NG
Natural Gas Fired Combined Cycle.NG | natural gas combined cycle | TRUE | 3265 | Cleco Power LLC | 55173 | Acadia Energy Center | LA | Acadia | CT12 | Natural Gas Fired Combined Cycle | CT | PB01 | S | 167.1 |  | 105.2 | N | 2002 |  |  | N | Electric Utility | 1 | X | NG
Natural Gas Fired Combined Cycle.NG | natural gas combined cycle | TRUE | 3265 | Cleco Power LLC | 55173 | Acadia Energy Center | LA | Acadia | CT24 | Natural Gas Fired Combined Cycle | CT | PB02 | W | 144.6 | 154.2 | 105.2 | N | 2002 |  |  | N | Electric Utility | 1 | X | NG
Natural Gas Fired Combined Cycle.NG | natural gas combined cycle | TRUE | 3265 | Cleco Power LLC | 55173 | Acadia Energy Center | LA | Acadia | CT25 | Natural Gas Fired Combined Cycle | CT | PB02 | W | 143.5 | 153 | 105.2 | N | 2002 |  |  | N | Electric Utility | 1 | X | NG
Natural Gas Fired Combined Cycle.NG | natural gas combined cycle | TRUE | 3265 | Cleco Power LLC | 55173 | Acadia Energy Center | LA | Acadia | ST13 | Natural Gas Fired Combined Cycle | CA | PB01 | S | 196.6 |  | 72 | N | 2002 |  |  | N | Electric Utility | 1 | X | NG
Natural Gas Fired Combined Cycle.NG | natural gas combined cycle | TRUE | 3265 | Cleco Power LLC | 55173 | Acadia Energy Center | LA | Acadia | ST26 | Natural Gas Fired Combined Cycle | CA | PB02 | W | 242.3 | 242.5 | 72 | N | 2002 |  |  | N | Electric Utility | 1 | X | NG
Natural Gas Fired Combined Cycle.NG | natural gas combined cycle | TRUE | 49791 | Eastman Cogeneration LP | 55176 | Eastman Cogeneration Facility | TX | Harrison | GEN1 | Natural Gas Fired Combined Cycle | CT | CC1 | S | 153.7 | 168.3 | 75 | N | 2001 |  |  | Y | IPP CHP | 3 | T | NG
Natural Gas Fired Combined Cycle.NG | natural gas combined cycle | TRUE | 49791 | Eastman Cogeneration LP | 55176 | Eastman Cogeneration Facility | TX | Harrison | GEN2 | Natural Gas Fired Combined Cycle | CT | CC1 | S | 153.7 | 168.3 | 65 | N | 2001 |  |  | Y | IPP CHP | 3 | T | NG
Natural Gas Fired Combined Cycle.NG | natural gas combined cycle | TRUE | 49791 | Eastman Cogeneration LP | 55176 | Eastman Cogeneration Facility | TX | Harrison | GEN3 | Natural Gas Fired Combined Cycle | CA | CC1 | S | 109.8 | 120 | 18 | N | 2001 |  |  | Y | IPP CHP | 3 | B | NG
Natural Gas Fired Combined Cycle.NG | natural gas combined cycle | TRUE | 50157 | South Point Energy Center LLC | 55177 | South Point Energy Center | AZ | Mohave | A | Natural Gas Fired Combined Cycle | CT | CC1 | S | 160 | 163 | 105 | N | 2001 |  |  | N | IPP Non-CHP | 2 | X | NG
Natural Gas Fired Combined Cycle.NG | natural gas combined cycle | TRUE | 50157 | South Point Energy Center LLC | 55177 | South Point Energy Center | AZ | Mohave | B | Natural Gas Fired Combined Cycle | CT | CC1 | S | 160 | 163 | 105 | N | 2001 |  |  | N | IPP Non-CHP | 2 | X | NG
Natural Gas Fired Combined Cycle.NG | natural gas combined cycle | TRUE | 50157 | South Point Energy Center LLC | 55177 | South Point Energy Center | AZ | Mohave | ST1 | Natural Gas Fired Combined Cycle | CA | CC1 | S | 156 | 156 | 60 | N | 2001 |  |  | N | IPP Non-CHP | 2 | X | NG
Natural Gas Fired Combined Cycle.NG | natural gas combined cycle | TRUE | 54915 | Dogwood Power Management, LLC | 55178 | Dogwood Energy Facility | MO | Cass | CT-1 | Natural Gas Fired Combined Cycle | CT | CC1 | J | 200.3 | 202.1 | 120.2 | N | 2001 |  |  | N | IPP Non-CHP | 2 | X | NG
Natural Gas Fired Combined Cycle.NG | natural gas combined cycle | TRUE | 54915 | Dogwood Power Management, LLC | 55178 | Dogwood Energy Facility | MO | Cass | CT-2 | Natural Gas Fired Combined Cycle | CT | CC1 | J | 199.1 | 201.9 | 119.5 | N | 2001 |  |  | N | IPP Non-CHP | 2 | X | NG
Natural Gas Fired Combined Cycle.NG | natural gas combined cycle | TRUE | 54915 | Dogwood Power Management, LLC | 55178 | Dogwood Energy Facility | MO | Cass | ST-1 | Natural Gas Fired Combined Cycle | CA | CC1 | J | 257.1 | 272.8 | 80 | N | 2002 |  |  | N | IPP Non-CHP | 2 | X | NG
Natural Gas Fired Combined Cycle.NG | natural gas combined cycle | TRUE | 15708 | Rathdrum Operating Services Co., Inc. | 55179 | Rathdrum Power LLC | ID | Kootenai | CTG1 | Natural Gas Fired Combined Cycle | CT | CC1 | W | 150 | 172 | 115 | N | 2001 |  |  | N | IPP Non-CHP | 2 | X | NG
Natural Gas Fired Combined Cycle.NG | natural gas combined cycle | TRUE | 15708 | Rathdrum Operating Services Co., Inc. | 55179 | Rathdrum Power LLC | ID | Kootenai | STG1 | Natural Gas Fired Combined Cycle | CA | CC1 | W | 98 | 110 | 65 | N | 2001 |  |  | N | IPP Non-CHP | 2 | X | NG
Natural Gas Fired Combined Cycle.NG | natural gas combined cycle | TRUE | 18320 | Sunrise Power Co LLC | 55182 | Sunrise Power LLC | CA | Kern | STG | Natural Gas Fired Combined Cycle | CA | CC1 | S | 245 | 270 | 50.7 | N | 2003 |  |  | N | IPP Non-CHP | 2 | X | NG
Natural Gas Fired Combined Cycle.NG | natural gas combined cycle | TRUE | 18320 | Sunrise Power Co LLC | 55182 | Sunrise Power LLC | CA | Kern | X718 | Natural Gas Fired Combined Cycle | CT | CC1 | S | 150 | 160 | 90 | N | 2001 |  |  | N | IPP Non-CHP | 2 | X | NG
Natural Gas Fired Combined Cycle.NG | natural gas combined cycle | TRUE | 18320 | Sunrise Power Co LLC | 55182 | Sunrise Power LLC | CA | Kern | X719 | Natural Gas Fired Combined Cycle | CT | CC1 | S | 150 | 160 | 90 | N | 2001 |  |  | N | IPP Non-CHP | 2 | X | NG
Natural Gas Fired Combined Cycle.NG | natural gas combined cycle | TRUE | 49893 | Invenergy Services LLC | 55183 | Nelson Energy Center | IL | Lee | CT1 | Natural Gas Fired Combined Cycle | CT | BLK1 | S | 168 | 178 | 105 | N | 2015 |  |  | N | IPP Non-CHP | 2 | X | NG
Natural Gas Fired Combined Cycle.NG | natural gas combined cycle | TRUE | 49893 | Invenergy Services LLC | 55183 | Nelson Energy Center | IL | Lee | CT2 | Natural Gas Fired Combined Cycle | CT | BLK2 | S | 168 | 178 | 105 | N | 2015 |  |  | N | IPP Non-CHP | 2 | X | NG
Natural Gas Fired Combined Cycle.NG | natural gas combined cycle | TRUE | 49893 | Invenergy Services LLC | 55183 | Nelson Energy Center | IL | Lee | ST1 | Natural Gas Fired Combined Cycle | CA | BLK1 | S | 125 | 128 | 60 | N | 2015 |  |  | N | IPP Non-CHP | 2 | X | NG
Natural Gas Fired Combined Cycle.NG | natural gas combined cycle | TRUE | 49893 | Invenergy Services LLC | 55183 | Nelson Energy Center | IL | Lee | ST2 | Natural Gas Fired Combined Cycle | CA | BLK2 | S | 125 | 128 | 60 | N | 2015 |  |  | N | IPP Non-CHP | 2 | X | NG
Natural Gas Fired Combustion Turbine.NG | natural gas peaker | FALSE | 24536 | Aera Energy LLC-San Ardo | 55184 | Aera San Ardo Cogen Facility | CA | Monterey | UN-A | Natural Gas Fired Combustion Turbine | GT |  | S | 2.8 | 3 | 2.5 | N | 1989 |  |  | Y | Industrial CHP | 7 | T | NG
Natural Gas Fired Combustion Turbine.NG | natural gas peaker | FALSE | 24536 | Aera Energy LLC-San Ardo | 55184 | Aera San Ardo Cogen Facility | CA | Monterey | UN-B | Natural Gas Fired Combustion Turbine | GT |  | S | 2.8 | 3 | 2.5 | N | 1989 |  |  | Y | Industrial CHP | 7 | T | NG
Natural Gas Fired Combined Cycle.NG | natural gas combined cycle | TRUE | 56380 | EIF Channelview Cogeneration LLC | 55187 | Channelview Cogeneration Plant | TX | Harris | GT1 | Natural Gas Fired Combined Cycle | CT | CC1 | W | 160 | 182 | 120 | N | 2002 |  |  | Y | IPP CHP | 3 | T | NG
Natural Gas Fired Combined Cycle.NG | natural gas combined cycle | TRUE | 56380 | EIF Channelview Cogeneration LLC | 55187 | Channelview Cogeneration Plant | TX | Harris | GT2 | Natural Gas Fired Combined Cycle | CT | CC1 | W | 163 | 179 | 120 | N | 2002 |  |  | Y | IPP CHP | 3 | T | NG
Natural Gas Fired Combined Cycle.NG | natural gas combined cycle | TRUE | 56380 | EIF Channelview Cogeneration LLC | 55187 | Channelview Cogeneration Plant | TX | Harris | GT3 | Natural Gas Fired Combined Cycle | CT | CC1 | W | 163 | 179 | 120 | N | 2002 |  |  | Y | IPP CHP | 3 | T | NG
Natural Gas Fired Combined Cycle.NG | natural gas combined cycle | TRUE | 56380 | EIF Channelview Cogeneration LLC | 55187 | Channelview Cogeneration Plant | TX | Harris | GT4 | Natural Gas Fired Combined Cycle | CT | CC1 | W | 159 | 178 | 120 | N | 2001 |  |  | Y | IPP CHP | 3 | T | NG
Natural Gas Fired Combined Cycle.NG | natural gas combined cycle | TRUE | 56380 | EIF Channelview Cogeneration LLC | 55187 | Channelview Cogeneration Plant | TX | Harris | ST1 | Natural Gas Fired Combined Cycle | CA | CC1 | W | 126 | 134 | 55 | N | 2002 |  |  | Y | IPP CHP | 3 | B | NG
Natural Gas Fired Combined Cycle.NG | natural gas combined cycle | TRUE | 4210 | Cordova Energy Co LLC | 55188 | Cordova Energy | IL | Rock Island | PT11 | Natural Gas Fired Combined Cycle | CT | CC1 | S | 165 | 205 | 147 | N | 2001 |  |  | N | IPP Non-CHP | 2 | X | NG
Natural Gas Fired Combined Cycle.NG | natural gas combined cycle | TRUE | 4210 | Cordova Energy Co LLC | 55188 | Cordova Energy | IL | Rock Island | PT21 | Natural Gas Fired Combined Cycle | CT | CC1 | S | 165 | 205 | 147 | N | 2001 |  |  | N | IPP Non-CHP | 2 | X | NG
Natural Gas Fired Combined Cycle.NG | natural gas combined cycle | TRUE | 4210 | Cordova Energy Co LLC | 55188 | Cordova Energy | IL | Rock Island | PT31 | Natural Gas Fired Combined Cycle | CA | CC1 | S | 191.2 | 191.2 | 134 | N | 2001 |  |  | N | IPP Non-CHP | 2 | X | NG
Natural Gas Fired Combustion Turbine.NG | natural gas peaker | TRUE | 14610 | Orlando Utilities Comm | 55192 | Osceola Generating Station (FL) | FL | Osceola | CTG1 | Natural Gas Fired Combustion Turbine | GT |  | S | 157 | 157 | 100 | N | 2001 |  |  | N | Electric Utility | 1 | X | NG | DFO
Natural Gas Fired Combustion Turbine.NG | natural gas peaker | TRUE | 14610 | Orlando Utilities Comm | 55192 | Osceola Generating Station (FL) | FL | Osceola | CTG2 | Natural Gas Fired Combustion Turbine | GT |  | S | 157 | 157 | 100 | N | 2001 |  |  | N | Electric Utility | 1 | X | NG | DFO
Natural Gas Fired Combustion Turbine.NG | natural gas peaker | TRUE | 14610 | Orlando Utilities Comm | 55192 | Osceola Generating Station (FL) | FL | Osceola | CTG3 | Natural Gas Fired Combustion Turbine | GT |  | S | 157 | 157 | 100 | N | 2002 |  |  | N | Electric Utility | 1 | X | NG | DFO
Natural Gas Fired Combined Cycle.NG | natural gas combined cycle | TRUE | 55649 | Ontelaunee Energy Center | 55193 | Ontelaunee Energy Center | PA | Berks | CTG1 | Natural Gas Fired Combined Cycle | CT | CC01 | W | 181.1 | 200.5 | 95 | N | 2002 |  |  | N | IPP Non-CHP | 2 | X | NG
Natural Gas Fired Combined Cycle.NG | natural gas combined cycle | TRUE | 55649 | Ontelaunee Energy Center | 55193 | Ontelaunee Energy Center | PA | Berks | CTG2 | Natural Gas Fired Combined Cycle | CT | CC01 | W | 179.9 | 200.7 | 95 | N | 2002 |  |  | N | IPP Non-CHP | 2 | X | NG
Natural Gas Fired Combined Cycle.NG | natural gas combined cycle | TRUE | 55649 | Ontelaunee Energy Center | 55193 | Ontelaunee Energy Center | PA | Berks | STG | Natural Gas Fired Combined Cycle | CA | CC01 | W | 187 | 223.3 | 95 | N | 2002 |  |  | N | IPP Non-CHP | 2 | X | NG
Natural Gas Fired Combustion Turbine.NG | natural gas peaker | TRUE | 61267 | Springdale Energy LLC | 55196 | Springdale 1 & 2 | PA | Allegheny | UNT1 | Natural Gas Fired Combustion Turbine | GT |  | S | 44.8 | 49.1 | 4 | N | 1999 |  |  | N | IPP Non-CHP | 2 | X | NG
Natural Gas Fired Combustion Turbine.NG | natural gas peaker | TRUE | 61267 | Springdale Energy LLC | 55196 | Springdale 1 & 2 | PA | Allegheny | UNT2 | Natural Gas Fired Combustion Turbine | GT |  | S | 43.7 | 49.2 | 4 | N | 1999 |  |  | N | IPP Non-CHP | 2 | X | NG
Natural Gas Fired Combined Cycle.NG | natural gas combined cycle | TRUE | 18642 | Tennessee Valley Authority | 55197 | Caledonia | MS | Lowndes | CTG1 | Natural Gas Fired Combined Cycle | CT | CCC1 | W | 157 | 187 | 131.3 | N | 2003 |  |  | N | Electric Utility | 1 | X | NG
Natural Gas Fired Combined Cycle.NG | natural gas combined cycle | TRUE | 18642 | Tennessee Valley Authority | 55197 | Caledonia | MS | Lowndes | CTG2 | Natural Gas Fired Combined Cycle | CT | CCC2 | W | 157 | 187 | 131.3 | N | 2003 |  |  | N | Electric Utility | 1 | X | NG
Natural Gas Fired Combined Cycle.NG | natural gas combined cycle | TRUE | 18642 | Tennessee Valley Authority | 55197 | Caledonia | MS | Lowndes | CTG3 | Natural Gas Fired Combined Cycle | CT | CCC3 | W | 157 | 187 | 131.3 | N | 2003 |  |  | N | Electric Utility | 1 | X | NG
Natural Gas Fired Combined Cycle.NG | natural gas combined cycle | TRUE | 18642 | Tennessee Valley Authority | 55197 | Caledonia | MS | Lowndes | STG1 | Natural Gas Fired Combined Cycle | CA | CCC1 | W | 98 | 105 | 73.7 | N | 2003 |  |  | N | Electric Utility | 1 | X | NG
Natural Gas Fired Combined Cycle.NG | natural gas combined cycle | TRUE | 18642 | Tennessee Valley Authority | 55197 | Caledonia | MS | Lowndes | STG2 | Natural Gas Fired Combined Cycle | CA | CCC2 | W | 98 | 105 | 73.7 | N | 2003 |  |  | N | Electric Utility | 1 | X | NG
Natural Gas Fired Combined Cycle.NG | natural gas combined cycle | TRUE | 18642 | Tennessee Valley Authority | 55197 | Caledonia | MS | Lowndes | STG3 | Natural Gas Fired Combined Cycle | CA | CCC3 | W | 98 | 105 | 73.7 | N | 2003 |  |  | N | Electric Utility | 1 | X | NG
Natural Gas Fired Combustion Turbine.NG | natural gas peaker | TRUE | 16124 | Riverside Generating Co LLC | 55198 | Riverside Generating LLC | KY | Lawrence | GTG1 | Natural Gas Fired Combustion Turbine | GT |  | S | 165 | 190 | 120 | N | 2001 |  |  | N | IPP Non-CHP | 2 | X | NG
Natural Gas Fired Combustion Turbine.NG | natural gas peaker | TRUE | 16124 | Riverside Generating Co LLC | 55198 | Riverside Generating LLC | KY | Lawrence | GTG2 | Natural Gas Fired Combustion Turbine | GT |  | S | 165 | 190 | 120 | N | 2001 |  |  | N | IPP Non-CHP | 2 | X | NG
Natural Gas Fired Combustion Turbine.NG | natural gas peaker | TRUE | 16124 | Riverside Generating Co LLC | 55198 | Riverside Generating LLC | KY | Lawrence | GTG3 | Natural Gas Fired Combustion Turbine | GT |  | S | 165 | 190 | 120 | N | 2001 |  |  | N | IPP Non-CHP | 2 | X | NG
Natural Gas Fired Combustion Turbine.NG | natural gas peaker | TRUE | 16124 | Riverside Generating Co LLC | 55198 | Riverside Generating LLC | KY | Lawrence | GTG4 | Natural Gas Fired Combustion Turbine | GT |  | S | 165 | 190 | 120 | N | 2002 |  |  | N | IPP Non-CHP | 2 | X | NG
Natural Gas Fired Combustion Turbine.NG | natural gas peaker | TRUE | 16124 | Riverside Generating Co LLC | 55198 | Riverside Generating LLC | KY | Lawrence | GTG5 | Natural Gas Fired Combustion Turbine | GT |  | S | 165 | 190 | 120 | N | 2002 |  |  | N | IPP Non-CHP | 2 | X | NG
Natural Gas Fired Combustion Turbine.NG | natural gas peaker | TRUE | 5259 | Elwood Energy LLC | 55199 | Elwood Energy LLC | IL | Will | GT1 | Natural Gas Fired Combustion Turbine | GT |  | W | 150 | 192 | 100 | N | 1999 |  |  | N | IPP Non-CHP | 2 | X | NG
Natural Gas Fired Combustion Turbine.NG | natural gas peaker | TRUE | 5259 | Elwood Energy LLC | 55199 | Elwood Energy LLC | IL | Will | GT2 | Natural Gas Fired Combustion Turbine | GT |  | W | 150 | 192 | 100 | N | 1999 |  |  | N | IPP Non-CHP | 2 | X | NG
Natural Gas Fired Combustion Turbine.NG | natural gas peaker | TRUE | 5259 | Elwood Energy LLC | 55199 | Elwood Energy LLC | IL | Will | GT3 | Natural Gas Fired Combustion Turbine | GT |  | W | 150 | 192 | 100 | N | 1999 |  |  | N | IPP Non-CHP | 2 | X | NG
Natural Gas Fired Combustion Turbine.NG | natural gas peaker | TRUE | 5259 | Elwood Energy LLC | 55199 | Elwood Energy LLC | IL | Will | GT4 | Natural Gas Fired Combustion Turbine | GT |  | W | 150 | 192 | 100 | N | 1999 |  |  | N | IPP Non-CHP | 2 | X | NG
Natural Gas Fired Combustion Turbine.NG | natural gas peaker | TRUE | 5259 | Elwood Energy LLC | 55199 | Elwood Energy LLC | IL | Will | GT5 | Natural Gas Fired Combustion Turbine | GT |  | W | 150 | 192 | 100 | N | 2001 |  |  | N | IPP Non-CHP | 2 | X | NG
Natural Gas Fired Combustion Turbine.NG | natural gas peaker | TRUE | 5259 | Elwood Energy LLC | 55199 | Elwood Energy LLC | IL | Will | GT6 | Natural Gas Fired Combustion Turbine | GT |  | W | 150 | 192 | 100 | N | 2001 |  |  | N | IPP Non-CHP | 2 | X | NG
Natural Gas Fired Combustion Turbine.NG | natural gas peaker | TRUE | 5259 | Elwood Energy LLC | 55199 | Elwood Energy LLC | IL | Will | GT7 | Natural Gas Fired Combustion Turbine | GT |  | W | 150 | 192 | 100 | N | 2001 |  |  | N | IPP Non-CHP | 2 | X | NG
Natural Gas Fired Combustion Turbine.NG | natural gas peaker | TRUE | 5259 | Elwood Energy LLC | 55199 | Elwood Energy LLC | IL | Will | GT8 | Natural Gas Fired Combustion Turbine | GT |  | W | 150 | 192 | 100 | N | 2001 |  |  | N | IPP Non-CHP | 2 | X | NG
Natural Gas Fired Combustion Turbine.NG | natural gas peaker | TRUE | 5259 | Elwood Energy LLC | 55199 | Elwood Energy LLC | IL | Will | GT9 | Natural Gas Fired Combustion Turbine | GT |  | W | 150 | 192 | 100 | N | 2001 |  |  | N | IPP Non-CHP | 2 | X | NG
Natural Gas Fired Combined Cycle.NG | natural gas combined cycle | TRUE | 58517 | SWG Arapahoe, LLC | 55200 | Arapahoe Combustion Turbine Project | CO | Denver | UN5 | Natural Gas Fired Combined Cycle | CT | A567 | S | 39 | 39 | 15 | N | 2000 |  |  | N | IPP Non-CHP | 2 | X | NG
Natural Gas Fired Combined Cycle.NG | natural gas combined cycle | TRUE | 58517 | SWG Arapahoe, LLC | 55200 | Arapahoe Combustion Turbine Project | CO | Denver | UN6 | Natural Gas Fired Combined Cycle | CT | A567 | S | 39 | 39 | 15 | N | 2000 |  |  | N | IPP Non-CHP | 2 | X | NG
Natural Gas Fired Combined Cycle.NG | natural gas combined cycle | TRUE | 58517 | SWG Arapahoe, LLC | 55200 | Arapahoe Combustion Turbine Project | CO | Denver | UN7 | Natural Gas Fired Combined Cycle | CA | A567 | S | 44.5 | 48.6 | 15 | N | 2002 |  |  | N | IPP Non-CHP | 2 | X | NG
Natural Gas Fired Combustion Turbine.NG | natural gas peaker | TRUE | 65379 | Earthrise Energy, PBC | 55201 | Gibson City Energy Center LLC | IL | Ford | 1 | Natural Gas Fired Combustion Turbine | GT |  | S | 116 | 120 | 89 | N | 2000 |  |  | N | IPP Non-CHP | 2 | X | NG
Natural Gas Fired Combustion Turbine.NG | natural gas peaker | TRUE | 65379 | Earthrise Energy, PBC | 55201 | Gibson City Energy Center LLC | IL | Ford | 2 | Natural Gas Fired Combustion Turbine | GT |  | S | 116 | 120 | 89 | N | 2000 |  |  | N | IPP Non-CHP | 2 | X | NG
Natural Gas Fired Combustion Turbine.NG | natural gas peaker | TRUE | 19436 | Union Electric Co - (MO) | 55202 | Pinckneyville | IL | Perry | 1 | Natural Gas Fired Combustion Turbine | GT |  | S | 44 | 45 | 29 | N | 2000 |  |  | N | Electric Utility | 1 | X | NG
Natural Gas Fired Combustion Turbine.NG | natural gas peaker | TRUE | 19436 | Union Electric Co - (MO) | 55202 | Pinckneyville | IL | Perry | 2 | Natural Gas Fired Combustion Turbine | GT |  | S | 44 | 45 | 29 | N | 2000 |  |  | N | Electric Utility | 1 | X | NG
Natural Gas Fired Combustion Turbine.NG | natural gas peaker | TRUE | 19436 | Union Electric Co - (MO) | 55202 | Pinckneyville | IL | Perry | 3 | Natural Gas Fired Combustion Turbine | GT |  | S | 44 | 45 | 29 | N | 2000 |  |  | N | Electric Utility | 1 | X | NG
Natural Gas Fired Combustion Turbine.NG | natural gas peaker | TRUE | 19436 | Union Electric Co - (MO) | 55202 | Pinckneyville | IL | Perry | 4 | Natural Gas Fired Combustion Turbine | GT |  | S | 44 | 45 | 29 | N | 2000 |  |  | N | Electric Utility | 1 | X | NG
Natural Gas Fired Combustion Turbine.NG | natural gas peaker | TRUE | 19436 | Union Electric Co - (MO) | 55202 | Pinckneyville | IL | Perry | 5 | Natural Gas Fired Combustion Turbine | GT |  | S | 35 | 44 | 30 | N | 2001 |  |  | N | Electric Utility | 1 | X | NG
Natural Gas Fired Combustion Turbine.NG | natural gas peaker | TRUE | 19436 | Union Electric Co - (MO) | 55202 | Pinckneyville | IL | Perry | 6 | Natural Gas Fired Combustion Turbine | GT |  | S | 35 | 44 | 30 | N | 2001 |  |  | N | Electric Utility | 1 | X | NG
Natural Gas Fired Combustion Turbine.NG | natural gas peaker | TRUE | 19436 | Union Electric Co - (MO) | 55202 | Pinckneyville | IL | Perry | 7 | Natural Gas Fired Combustion Turbine | GT |  | S | 35 | 44 | 30 | N | 2001 |  |  | N | Electric Utility | 1 | X | NG
Natural Gas Fired Combustion Turbine.NG | natural gas peaker | TRUE | 19436 | Union Electric Co - (MO) | 55202 | Pinckneyville | IL | Perry | 8 | Natural Gas Fired Combustion Turbine | GT |  | S | 35 | 44 | 30 | N | 2001 |  |  | N | Electric Utility | 1 | X | NG
Natural Gas Fired Combustion Turbine.NG | natural gas peaker | TRUE | 19436 | Union Electric Co - (MO) | 55204 | Kinmundy | IL | Marion | 1 | Natural Gas Fired Combustion Turbine | GT |  | S | 104 | 125 | 66 | N | 2001 |  |  | N | Electric Utility | 1 | X | NG
Natural Gas Fired Combustion Turbine.NG | natural gas peaker | TRUE | 19436 | Union Electric Co - (MO) | 55204 | Kinmundy | IL | Marion | 2 | Natural Gas Fired Combustion Turbine | GT |  | S | 104 | 125 | 66 | N | 2001 |  |  | N | Electric Utility | 1 | X | NG
Natural Gas Fired Combined Cycle.NG | natural gas combined cycle | TRUE | 4383 | Corpus Christi Cogeneration LLC | 55206 | Corpus Christi Energy Center | TX | Nueces | CT1 | Natural Gas Fired Combined Cycle | CT | CCEC | S | 173 | 179 | 95 | N | 2002 |  |  | Y | IPP CHP | 3 | T | NG
Natural Gas Fired Combined Cycle.NG | natural gas combined cycle | TRUE | 4383 | Corpus Christi Cogeneration LLC | 55206 | Corpus Christi Energy Center | TX | Nueces | CT2 | Natural Gas Fired Combined Cycle | CT | CCEC | S | 173 | 179 | 95 | N | 2002 |  |  | Y | IPP CHP | 3 | T | NG
Natural Gas Fired Combined Cycle.NG | natural gas combined cycle | TRUE | 4383 | Corpus Christi Cogeneration LLC | 55206 | Corpus Christi Energy Center | TX | Nueces | ST1 | Natural Gas Fired Combined Cycle | CA | CCEC | S | 160 | 160 | 15 | N | 2002 |  |  | Y | IPP CHP | 3 | T | NG | OG
Natural Gas Fired Combustion Turbine.NG | natural gas peaker | TRUE | 15466 | Public Service Co of Colorado | 55207 | Valmont Combustion Turbine Project | CO | Boulder | UN7 | Natural Gas Fired Combustion Turbine | GT |  | S | 39.9 | 39.9 | 15 | N | 2000 |  |  | N | Electric Utility | 1 | X | NG
Natural Gas Fired Combustion Turbine.NG | natural gas peaker | TRUE | 15466 | Public Service Co of Colorado | 55207 | Valmont Combustion Turbine Project | CO | Boulder | UN8 | Natural Gas Fired Combustion Turbine | GT |  | S | 39.9 | 39.9 | 15 | N | 2001 |  |  | N | Electric Utility | 1 | X | NG
Onshore Wind Turbine.WND | onshore wind | TRUE | 59496 | ALLETE Clean Energy | 55208 | Lake Benton I | MN | Lincoln | EXIS | Onshore Wind Turbine | WT |  | S | 103.5 | 103.5 | 1 | N | 1998 |  |  | N | IPP Non-CHP | 2 | X | WND
Natural Gas Fired Combined Cycle.NG | natural gas combined cycle | TRUE | 15473 | Public Service Co of NM | 55210 | Afton Generating Station | NM | Dona Ana | 0001 | Natural Gas Fired Combined Cycle | CT | CC1 | S | 144 | 156 | 80 | N | 2002 |  |  | N | Electric Utility | 1 | X | NG
Natural Gas Fired Combined Cycle.NG | natural gas combined cycle | TRUE | 15473 | Public Service Co of NM | 55210 | Afton Generating Station | NM | Dona Ana | 0002 | Natural Gas Fired Combined Cycle | CA | CC1 | S | 94.6 | 103.4 | 50 | N | 2007 |  |  | N | Electric Utility | 1 | X | NG
Natural Gas Fired Combined Cycle.NG | natural gas combined cycle | TRUE | 641 | Bellingham Power Generation LLC | 55211 | ANP Bellingham Energy Project | MA | Norfolk | U1 | Natural Gas Fired Combined Cycle | CS |  | S | 262.2 | 294.9 | 150 | N | 2002 |  |  | N | IPP Non-CHP | 2 | X | NG
Natural Gas Fired Combined Cycle.NG | natural gas combined cycle | TRUE | 641 | Bellingham Power Generation LLC | 55211 | ANP Bellingham Energy Project | MA | Norfolk | U2 | Natural Gas Fired Combined Cycle | CS |  | S | 262 | 301 | 150 | N | 2002 |  |  | N | IPP Non-CHP | 2 | X | NG
Natural Gas Fired Combined Cycle.NG | natural gas combined cycle | TRUE | 656 | ANP Blackstone Energy Company LLC | 55212 | ANP Blackstone Energy Project | MA | Worcester | U1 | Natural Gas Fired Combined Cycle | CS |  | S | 246.6 | 280.7 | 150 | N | 2001 |  |  | N | IPP Non-CHP | 2 | X | NG
Natural Gas Fired Combined Cycle.NG | natural gas combined cycle | TRUE | 656 | ANP Blackstone Energy Company LLC | 55212 | ANP Blackstone Energy Project | MA | Worcester | U2 | Natural Gas Fired Combined Cycle | CS |  | S | 239 | 278.8 | 150 | N | 2001 |  |  | N | IPP Non-CHP | 2 | X | NG
Natural Gas Fired Combined Cycle.NG | natural gas combined cycle | TRUE | 60477 | LaFrontera Holdings LLC | 55215 | Odessa-Ector Power Plant | TX | Ector | CTG1 | Natural Gas Fired Combined Cycle | CT | BLK1 | S | 166.7 | 195.2 | 84.8 | N | 2001 |  |  | N | IPP Non-CHP | 2 | X | NG
Natural Gas Fired Combined Cycle.NG | natural gas combined cycle | TRUE | 60477 | LaFrontera Holdings LLC | 55215 | Odessa-Ector Power Plant | TX | Ector | CTG2 | Natural Gas Fired Combined Cycle | CT | BLK1 | S | 158.2 | 189.1 | 82.7 | N | 2001 |  |  | N | IPP Non-CHP | 2 | X | NG
Natural Gas Fired Combined Cycle.NG | natural gas combined cycle | TRUE | 60477 | LaFrontera Holdings LLC | 55215 | Odessa-Ector Power Plant | TX | Ector | CTG3 | Natural Gas Fired Combined Cycle | CT | BLK2 | S | 166.7 | 195.2 | 92.2 | N | 2001 |  |  | N | IPP Non-CHP | 2 | X | NG
Natural Gas Fired Combined Cycle.NG | natural gas combined cycle | TRUE | 60477 | LaFrontera Holdings LLC | 55215 | Odessa-Ector Power Plant | TX | Ector | CTG4 | Natural Gas Fired Combined Cycle | CT | BLK2 | S | 158.2 | 189.1 | 95.2 | N | 2001 |  |  | N | IPP Non-CHP | 2 | X | NG
Natural Gas Fired Combined Cycle.NG | natural gas combined cycle | TRUE | 60477 | LaFrontera Holdings LLC | 55215 | Odessa-Ector Power Plant | TX | Ector | STG1 | Natural Gas Fired Combined Cycle | CA | BLK1 | S | 206 | 217 | 53.3 | N | 2001 |  |  | N | IPP Non-CHP | 2 | X | NG
Natural Gas Fired Combined Cycle.NG | natural gas combined cycle | TRUE | 60477 | LaFrontera Holdings LLC | 55215 | Odessa-Ector Power Plant | TX | Ector | STG2 | Natural Gas Fired Combined Cycle | CA | BLK2 | S | 206 | 217 | 55.6 | N | 2001 |  |  | N | IPP Non-CHP | 2 | X | NG
Natural Gas Fired Combined Cycle.NG | natural gas combined cycle | TRUE | 54755 | Morris Cogeneration LLC | 55216 | Morris Cogeneration LLC | IL | Grundy | STG1 | Natural Gas Fired Combined Cycle | CA | MCG1 | S | 62 | 62 | 1 | N | 2000 |  |  | Y | IPP CHP | 3 | B | NG
Natural Gas Fired Combined Cycle.NG | natural gas combined cycle | TRUE | 54755 | Morris Cogeneration LLC | 55216 | Morris Cogeneration LLC | IL | Grundy | UNT1 | Natural Gas Fired Combined Cycle | CT | MCG1 | S | 44 | 44 | 22 | N | 1998 |  |  | Y | IPP CHP | 3 | T | NG |  | OG
Natural Gas Fired Combined Cycle.NG | natural gas combined cycle | TRUE | 54755 | Morris Cogeneration LLC | 55216 | Morris Cogeneration LLC | IL | Grundy | UNT2 | Natural Gas Fired Combined Cycle | CT | MCG1 | S | 44 | 44 | 22 | N | 1998 |  |  | Y | IPP CHP | 3 | T | NG |  | OG
Natural Gas Fired Combined Cycle.NG | natural gas combined cycle | TRUE | 54755 | Morris Cogeneration LLC | 55216 | Morris Cogeneration LLC | IL | Grundy | UNT3 | Natural Gas Fired Combined Cycle | CT | MCG1 | S | 44 | 45 | 22 | N | 1998 |  |  | Y | IPP CHP | 3 | T | NG |  | OG
Natural Gas Fired Combined Cycle.NG | natural gas combined cycle | TRUE | 2843 | Los Medanos Energy Center LLC | 55217 | Los Medanos Energy Center | CA | Contra Costa | CTG1 | Natural Gas Fired Combined Cycle | CT | CC1 | S | 170 | 177 | 105 | N | 2001 |  |  | Y | IPP CHP | 3 | T | NG
Natural Gas Fired Combined Cycle.NG | natural gas combined cycle | TRUE | 2843 | Los Medanos Energy Center LLC | 55217 | Los Medanos Energy Center | CA | Contra Costa | CTG2 | Natural Gas Fired Combined Cycle | CT | CC1 | S | 170 | 177 | 105 | N | 2001 |  |  | Y | IPP CHP | 3 | T | NG
Natural Gas Fired Combined Cycle.NG | natural gas combined cycle | TRUE | 2843 | Los Medanos Energy Center LLC | 55217 | Los Medanos Energy Center | CA | Contra Costa | STG3 | Natural Gas Fired Combined Cycle | CA | CC1 | S | 219 | 221 | 80 | N | 2001 |  |  | Y | IPP CHP | 3 | T | NG
Natural Gas Fired Combined Cycle.NG | natural gas combined cycle | TRUE | 12685 | Entergy Mississippi LLC | 55218 | Hinds Energy Facility | MS | Hinds | H01 | Natural Gas Fired Combined Cycle | CT | PB01 | S |  |  | 90 | N | 2001 |  |  | N | Electric Utility | 1 | X | NG
Natural Gas Fired Combined Cycle.NG | natural gas combined cycle | TRUE | 12685 | Entergy Mississippi LLC | 55218 | Hinds Energy Facility | MS | Hinds | H02 | Natural Gas Fired Combined Cycle | CT | PB01 | S |  |  | 90 | N | 2001 |  |  | N | Electric Utility | 1 | X | NG
Natural Gas Fired Combined Cycle.NG | natural gas combined cycle | TRUE | 12685 | Entergy Mississippi LLC | 55218 | Hinds Energy Facility | MS | Hinds | H03 | Natural Gas Fired Combined Cycle | CA | PB01 | S | 452.1 | 515 | 120 | N | 2001 |  |  | N | Electric Utility | 1 | X | NG
Natural Gas Fired Combustion Turbine.NG | natural gas peaker | TRUE | 12685 | Entergy Mississippi LLC | 55218 | Hinds Energy Facility | MS | Hinds | H04BS | Natural Gas Fired Combustion Turbine | GT |  | S | 27.4 | 33.4 | 17 | N | 2020 |  |  | N | Electric Utility | 1 | X | NG
Natural Gas Fired Combined Cycle.NG | natural gas combined cycle | TRUE | 12685 | Entergy Mississippi LLC | 55220 | Attala | MS | Attala | A01 | Natural Gas Fired Combined Cycle | CT | PB01 | S |  |  | 95 | N | 2001 |  |  | N | Electric Utility | 1 | X | NG
Natural Gas Fired Combined Cycle.NG | natural gas combined cycle | TRUE | 12685 | Entergy Mississippi LLC | 55220 | Attala | MS | Attala | A02 | Natural Gas Fired Combined Cycle | CT | PB01 | S |  |  | 95 | N | 2001 |  |  | N | Electric Utility | 1 | X | NG
Natural Gas Fired Combined Cycle.NG | natural gas combined cycle | TRUE | 12685 | Entergy Mississippi LLC | 55220 | Attala | MS | Attala | A03 | Natural Gas Fired Combined Cycle | CA | PB01 | S | 455.4 | 513 | 60 | N | 2001 |  |  | N | Electric Utility | 1 | X | NG
Natural Gas Fired Combined Cycle.NG | natural gas combined cycle | TRUE | 807 | Arkansas Electric Coop Corp | 55221 | Harry L. Oswald | AR | Pulaski | G1 | Natural Gas Fired Combined Cycle | CT | OSW1 | S | 47 | 47 | 27 | N | 2002 |  |  | N | Electric Utility | 1 | X | NG
Natural Gas Fired Combined Cycle.NG | natural gas combined cycle | TRUE | 807 | Arkansas Electric Coop Corp | 55221 | Harry L. Oswald | AR | Pulaski | G2 | Natural Gas Fired Combined Cycle | CT | OSW1 | S | 47 | 47 | 27 | N | 2002 |  |  | N | Electric Utility | 1 | X | NG
Natural Gas Fired Combined Cycle.NG | natural gas combined cycle | TRUE | 807 | Arkansas Electric Coop Corp | 55221 | Harry L. Oswald | AR | Pulaski | G3 | Natural Gas Fired Combined Cycle | CT | OSW1 | S | 47 | 47 | 27 | N | 2002 |  |  | N | Electric Utility | 1 | X | NG
Natural Gas Fired Combined Cycle.NG | natural gas combined cycle | TRUE | 807 | Arkansas Electric Coop Corp | 55221 | Harry L. Oswald | AR | Pulaski | G4 | Natural Gas Fired Combined Cycle | CT | OSW1 | S | 47 | 47 | 27 | N | 2002 |  |  | N | Electric Utility | 1 | X | NG
Natural Gas Fired Combined Cycle.NG | natural gas combined cycle | TRUE | 807 | Arkansas Electric Coop Corp | 55221 | Harry L. Oswald | AR | Pulaski | G5 | Natural Gas Fired Combined Cycle | CT | OSW1 | S | 47 | 47 | 27 | N | 2002 |  |  | N | Electric Utility | 1 | X | NG
Natural Gas Fired Combined Cycle.NG | natural gas combined cycle | TRUE | 807 | Arkansas Electric Coop Corp | 55221 | Harry L. Oswald | AR | Pulaski | G6 | Natural Gas Fired Combined Cycle | CT | OSW1 | S | 47 | 47 | 27 | N | 2002 |  |  | N | Electric Utility | 1 | X | NG
Natural Gas Fired Combined Cycle.NG | natural gas combined cycle | TRUE | 807 | Arkansas Electric Coop Corp | 55221 | Harry L. Oswald | AR | Pulaski | G7 | Natural Gas Fired Combined Cycle | CT | OSW1 | S | 76 | 76 | 34 | N | 2002 |  |  | N | Electric Utility | 1 | X | NG
Natural Gas Fired Combined Cycle.NG | natural gas combined cycle | TRUE | 807 | Arkansas Electric Coop Corp | 55221 | Harry L. Oswald | AR | Pulaski | G8 | Natural Gas Fired Combined Cycle | CA | OSW1 | S | 95 | 95 | 32 | N | 2002 |  |  | N | Electric Utility | 1 | X | NG
Natural Gas Fired Combined Cycle.NG | natural gas combined cycle | TRUE | 807 | Arkansas Electric Coop Corp | 55221 | Harry L. Oswald | AR | Pulaski | G9 | Natural Gas Fired Combined Cycle | CA | OSW1 | S | 95 | 95 | 32 | N | 2002 |  |  | N | Electric Utility | 1 | X | NG
Natural Gas Fired Combustion Turbine.NG | natural gas peaker | TRUE | 65379 | Earthrise Energy, PBC | 55222 | Lincoln Generating Facility | IL | Will | CTG1 | Natural Gas Fired Combustion Turbine | GT |  | S | 77.5 | 93.3 | 45 | N | 2000 |  |  | N | IPP Non-CHP | 2 | X | NG
Natural Gas Fired Combustion Turbine.NG | natural gas peaker | TRUE | 65379 | Earthrise Energy, PBC | 55222 | Lincoln Generating Facility | IL | Will | CTG2 | Natural Gas Fired Combustion Turbine | GT |  | S | 77.8 | 93.4 | 45 | N | 2000 |  |  | N | IPP Non-CHP | 2 | X | NG
Natural Gas Fired Combustion Turbine.NG | natural gas peaker | TRUE | 65379 | Earthrise Energy, PBC | 55222 | Lincoln Generating Facility | IL | Will | CTG3 | Natural Gas Fired Combustion Turbine | GT |  | S | 78 | 94.7 | 45 | N | 2000 |  |  | N | IPP Non-CHP | 2 | X | NG
Natural Gas Fired Combustion Turbine.NG | natural gas peaker | TRUE | 65379 | Earthrise Energy, PBC | 55222 | Lincoln Generating Facility | IL | Will | CTG4 | Natural Gas Fired Combustion Turbine | GT |  | S | 78 | 93.8 | 45 | N | 2000 |  |  | N | IPP Non-CHP | 2 | X | NG
Natural Gas Fired Combustion Turbine.NG | natural gas peaker | TRUE | 65379 | Earthrise Energy, PBC | 55222 | Lincoln Generating Facility | IL | Will | CTG5 | Natural Gas Fired Combustion Turbine | GT |  | S | 77.5 | 92.2 | 45 | N | 2000 |  |  | N | IPP Non-CHP | 2 | X | NG
Natural Gas Fired Combustion Turbine.NG | natural gas peaker | TRUE | 65379 | Earthrise Energy, PBC | 55222 | Lincoln Generating Facility | IL | Will | CTG6 | Natural Gas Fired Combustion Turbine | GT |  | S | 77.3 | 92.8 | 45 | N | 2000 |  |  | N | IPP Non-CHP | 2 | X | NG
Natural Gas Fired Combustion Turbine.NG | natural gas peaker | TRUE | 65379 | Earthrise Energy, PBC | 55222 | Lincoln Generating Facility | IL | Will | CTG7 | Natural Gas Fired Combustion Turbine | GT |  | S | 78.2 | 92.8 | 45 | N | 2000 |  |  | N | IPP Non-CHP | 2 | X | NG
Natural Gas Fired Combustion Turbine.NG | natural gas peaker | TRUE | 65379 | Earthrise Energy, PBC | 55222 | Lincoln Generating Facility | IL | Will | CTG8 | Natural Gas Fired Combustion Turbine | GT |  | S | 78.6 | 94.1 | 45 | N | 2000 |  |  | N | IPP Non-CHP | 2 | X | NG
Natural Gas Fired Combined Cycle.NG | natural gas combined cycle | TRUE | 5761 | Ennis Power Company LLC | 55223 | Ennis Power Company LLC | TX | Ellis | GT1 | Natural Gas Fired Combined Cycle | CT | CC1 | S | 245.1 | 267.9 | 190 | N | 2002 |  |  | N | IPP Non-CHP | 2 | X | NG
Natural Gas Fired Combined Cycle.NG | natural gas combined cycle | TRUE | 5761 | Ennis Power Company LLC | 55223 | Ennis Power Company LLC | TX | Ellis | ST1 | Natural Gas Fired Combined Cycle | CA | CC1 | S | 114.4 | 125 | 80 | N | 2002 |  |  | N | IPP Non-CHP | 2 | X | NG
Natural Gas Fired Combustion Turbine.NG | natural gas peaker | TRUE | 15470 | Duke Energy Indiana, LLC | 55224 | Wheatland Generating Facility | IN | Knox | CTG1 | Natural Gas Fired Combustion Turbine | GT |  | S | 111 | 126 | 80 | N | 2000 |  |  | N | Electric Utility | 1 | X | NG
Natural Gas Fired Combustion Turbine.NG | natural gas peaker | TRUE | 15470 | Duke Energy Indiana, LLC | 55224 | Wheatland Generating Facility | IN | Knox | CTG2 | Natural Gas Fired Combustion Turbine | GT |  | S | 112 | 126 | 80 | N | 2000 |  |  | N | Electric Utility | 1 | X | NG
Natural Gas Fired Combustion Turbine.NG | natural gas peaker | TRUE | 15470 | Duke Energy Indiana, LLC | 55224 | Wheatland Generating Facility | IN | Knox | CTG3 | Natural Gas Fired Combustion Turbine | GT |  | S | 108 | 129 | 80 | N | 2000 |  |  | N | Electric Utility | 1 | X | NG
Natural Gas Fired Combustion Turbine.NG | natural gas peaker | TRUE | 15470 | Duke Energy Indiana, LLC | 55224 | Wheatland Generating Facility | IN | Knox | CTG4 | Natural Gas Fired Combustion Turbine | GT |  | S | 111 | 127 | 80 | N | 2000 |  |  | N | Electric Utility | 1 | X | NG
Natural Gas Fired Combined Cycle.NG | natural gas combined cycle | TRUE | 2897 | Oneta Power LLC | 55225 | Oneta Energy Center | OK | Wagoner | CTG1 | Natural Gas Fired Combined Cycle | CT | BLK1 | S | 149.3 | 160.1 | 85 | N | 2002 |  |  | N | IPP Non-CHP | 2 | X | NG
Natural Gas Fired Combined Cycle.NG | natural gas combined cycle | TRUE | 2897 | Oneta Power LLC | 55225 | Oneta Energy Center | OK | Wagoner | CTG2 | Natural Gas Fired Combined Cycle | CT | BLK1 | S | 149.3 | 160.1 | 85 | N | 2002 |  |  | N | IPP Non-CHP | 2 | X | NG
Natural Gas Fired Combined Cycle.NG | natural gas combined cycle | TRUE | 2897 | Oneta Power LLC | 55225 | Oneta Energy Center | OK | Wagoner | CTG3 | Natural Gas Fired Combined Cycle | CT | BLK2 | S | 149.3 | 160.1 | 85 | N | 2003 |  |  | N | IPP Non-CHP | 2 | X | NG
Natural Gas Fired Combined Cycle.NG | natural gas combined cycle | TRUE | 2897 | Oneta Power LLC | 55225 | Oneta Energy Center | OK | Wagoner | CTG4 | Natural Gas Fired Combined Cycle | CT | BLK2 | S | 149.3 | 160.1 | 85 | N | 2003 |  |  | N | IPP Non-CHP | 2 | X | NG
Natural Gas Fired Combined Cycle.NG | natural gas combined cycle | TRUE | 2897 | Oneta Power LLC | 55225 | Oneta Energy Center | OK | Wagoner | STG1 | Natural Gas Fired Combined Cycle | CA | BLK1 | S | 244.6 | 243.9 | 60 | N | 2002 |  |  | N | IPP Non-CHP | 2 | X | NG
Natural Gas Fired Combined Cycle.NG | natural gas combined cycle | TRUE | 2897 | Oneta Power LLC | 55225 | Oneta Energy Center | OK | Wagoner | STG2 | Natural Gas Fired Combined Cycle | CA | BLK2 | S | 244.6 | 243.9 | 60 | N | 2003 |  |  | N | IPP Non-CHP | 2 | X | NG
Natural Gas Fired Combined Cycle.NG | natural gas combined cycle | TRUE | 6763 | Freestone Power Generation LLC | 55226 | Freestone Energy Center | TX | Freestone | GT1 | Natural Gas Fired Combined Cycle | CT | PB1 | J | 167 | 179 | 90 | N | 2002 |  |  | N | IPP Non-CHP | 2 | X | NG
Natural Gas Fired Combined Cycle.NG | natural gas combined cycle | TRUE | 6763 | Freestone Power Generation LLC | 55226 | Freestone Energy Center | TX | Freestone | GT2 | Natural Gas Fired Combined Cycle | CT | PB1 | J | 167 | 179 | 90 | N | 2002 |  |  | N | IPP Non-CHP | 2 | X | NG
Natural Gas Fired Combined Cycle.NG | natural gas combined cycle | TRUE | 6763 | Freestone Power Generation LLC | 55226 | Freestone Energy Center | TX | Freestone | GT3 | Natural Gas Fired Combined Cycle | CT | PB2 | J | 167 | 179 | 90 | N | 2002 |  |  | N | IPP Non-CHP | 2 | X | NG
Natural Gas Fired Combined Cycle.NG | natural gas combined cycle | TRUE | 6763 | Freestone Power Generation LLC | 55226 | Freestone Energy Center | TX | Freestone | GT4 | Natural Gas Fired Combined Cycle | CT | PB2 | J | 167 | 179 | 90 | N | 2002 |  |  | N | IPP Non-CHP | 2 | X | NG
Natural Gas Fired Combined Cycle.NG | natural gas combined cycle | TRUE | 6763 | Freestone Power Generation LLC | 55226 | Freestone Energy Center | TX | Freestone | ST3 | Natural Gas Fired Combined Cycle | CA | PB1 | J | 182 | 189.6 | 80 | N | 2002 |  |  | N | IPP Non-CHP | 2 | X | NG
Natural Gas Fired Combined Cycle.NG | natural gas combined cycle | TRUE | 6763 | Freestone Power Generation LLC | 55226 | Freestone Energy Center | TX | Freestone | ST6 | Natural Gas Fired Combined Cycle | CA | PB2 | J | 182 | 189.6 | 80 | N | 2002 |  |  | N | IPP Non-CHP | 2 | X | NG
Natural Gas Fired Combustion Turbine.NG | natural gas peaker | TRUE | 7004 | Buckeye Power, Inc | 55228 | Greenville Electric Generating Station | OH | Darke | GT1 | Natural Gas Fired Combustion Turbine | GT |  | S | 49 | 59 | 30 | N | 2000 |  |  | N | Electric Utility | 1 | X | NG | DFO
Natural Gas Fired Combustion Turbine.NG | natural gas peaker | TRUE | 7004 | Buckeye Power, Inc | 55228 | Greenville Electric Generating Station | OH | Darke | GT2 | Natural Gas Fired Combustion Turbine | GT |  | S | 49 | 59 | 30 | N | 2000 |  |  | N | Electric Utility | 1 | X | NG | DFO
Natural Gas Fired Combustion Turbine.NG | natural gas peaker | TRUE | 7004 | Buckeye Power, Inc | 55228 | Greenville Electric Generating Station | OH | Darke | GT3 | Natural Gas Fired Combustion Turbine | GT |  | S | 49 | 59 | 30 | N | 2000 |  |  | N | Electric Utility | 1 | X | NG | DFO
Natural Gas Fired Combustion Turbine.NG | natural gas peaker | TRUE | 7004 | Buckeye Power, Inc | 55228 | Greenville Electric Generating Station | OH | Darke | GT4 | Natural Gas Fired Combustion Turbine | GT |  | S | 49 | 59 | 30 | N | 2000 |  |  | N | Electric Utility | 1 | X | NG | DFO
Natural Gas Fired Combustion Turbine.NG | natural gas peaker | TRUE | 61919 | Kimura Power LLC | 55229 | Montpelier Electric Generating Station | IN | Wells | GT1 | Natural Gas Fired Combustion Turbine | GT |  | S | 57 | 59 | 30 | N | 2001 |  |  | N | IPP Non-CHP | 2 | X | NG | DFO
Natural Gas Fired Combustion Turbine.NG | natural gas peaker | TRUE | 61919 | Kimura Power LLC | 55229 | Montpelier Electric Generating Station | IN | Wells | GT2 | Natural Gas Fired Combustion Turbine | GT |  | S | 58 | 59 | 30 | N | 2001 |  |  | N | IPP Non-CHP | 2 | X | NG | DFO
Natural Gas Fired Combustion Turbine.NG | natural gas peaker | TRUE | 61919 | Kimura Power LLC | 55229 | Montpelier Electric Generating Station | IN | Wells | GT3 | Natural Gas Fired Combustion Turbine | GT |  | S | 59.1 | 59 | 30 | N | 2001 |  |  | N | IPP Non-CHP | 2 | X | NG | DFO
Natural Gas Fired Combustion Turbine.NG | natural gas peaker | TRUE | 61919 | Kimura Power LLC | 55229 | Montpelier Electric Generating Station | IN | Wells | GT4 | Natural Gas Fired Combustion Turbine | GT |  | S | 59 | 59 | 30 | N | 2001 |  |  | N | IPP Non-CHP | 2 | X | NG | DFO
Natural Gas Fired Combined Cycle.NG | natural gas combined cycle | TRUE | 66085 | Jack County Power, LLC | 55230 | Jack County | TX | Wise | CT1 | Natural Gas Fired Combined Cycle | CT | CC01 | S | 165 | 170 | 164 | N | 2006 |  |  | N | Electric Utility | 1 | X | NG
Natural Gas Fired Combined Cycle.NG | natural gas combined cycle | TRUE | 66085 | Jack County Power, LLC | 55230 | Jack County | TX | Wise | CT2 | Natural Gas Fired Combined Cycle | CT | CC01 | S | 165 | 170 | 164 | N | 2006 |  |  | N | Electric Utility | 1 | X | NG
Natural Gas Fired Combined Cycle.NG | natural gas combined cycle | TRUE | 66085 | Jack County Power, LLC | 55230 | Jack County | TX | Wise | CT3 | Natural Gas Fired Combined Cycle | CT | CC02 | S | 165 | 170 | 164 | N | 2011 |  |  | N | Electric Utility | 1 | X | NG
Natural Gas Fired Combined Cycle.NG | natural gas combined cycle | TRUE | 66085 | Jack County Power, LLC | 55230 | Jack County | TX | Wise | CT4 | Natural Gas Fired Combined Cycle | CT | CC02 | S | 165 | 170 | 164 | N | 2011 |  |  | N | Electric Utility | 1 | X | NG
Natural Gas Fired Combined Cycle.NG | natural gas combined cycle | TRUE | 66085 | Jack County Power, LLC | 55230 | Jack County | TX | Wise | ST1 | Natural Gas Fired Combined Cycle | CA | CC01 | S | 290.5 | 300 | 60 | N | 2006 |  |  | N | Electric Utility | 1 | X | NG
Natural Gas Fired Combined Cycle.NG | natural gas combined cycle | TRUE | 66085 | Jack County Power, LLC | 55230 | Jack County | TX | Wise | ST2 | Natural Gas Fired Combined Cycle | CA | CC02 | S | 290.5 | 300 | 60 | N | 2011 |  |  | N | Electric Utility | 1 | X | NG
Natural Gas Fired Combined Cycle.NG | natural gas combined cycle | TRUE | 27031 | Liberty Electric Power LLC | 55231 | Liberty Electric Power Plant | PA | Delaware | GTG1 | Natural Gas Fired Combined Cycle | CT | CC1 | S | 169.1 | 169.1 | 95 | N | 2002 |  |  | N | IPP Non-CHP | 2 | X | NG
Natural Gas Fired Combined Cycle.NG | natural gas combined cycle | TRUE | 27031 | Liberty Electric Power LLC | 55231 | Liberty Electric Power Plant | PA | Delaware | GTG2 | Natural Gas Fired Combined Cycle | CT | CC1 | S | 169.1 | 169.1 | 95 | N | 2002 |  |  | N | IPP Non-CHP | 2 | X | NG
Natural Gas Fired Combined Cycle.NG | natural gas combined cycle | TRUE | 27031 | Liberty Electric Power LLC | 55231 | Liberty Electric Power Plant | PA | Delaware | STG | Natural Gas Fired Combined Cycle | CA | CC1 | S | 223.8 | 223.8 | 100 | N | 2002 |  |  | N | IPP Non-CHP | 2 | X | NG
Natural Gas Fired Combustion Turbine.NG | natural gas peaker | TRUE | 18642 | Tennessee Valley Authority | 55232 | Marshall Energy Facility | KY | Marshall | CT1 | Natural Gas Fired Combustion Turbine | GT |  | S | 72.7 | 92.8 | 45 | N | 2002 |  |  | N | Electric Utility | 1 | X | NG | DFO
Natural Gas Fired Combustion Turbine.NG | natural gas peaker | TRUE | 18642 | Tennessee Valley Authority | 55232 | Marshall Energy Facility | KY | Marshall | CT2 | Natural Gas Fired Combustion Turbine | GT |  | S | 72.7 | 92.8 | 45 | N | 2002 |  |  | N | Electric Utility | 1 | X | NG | DFO
Natural Gas Fired Combustion Turbine.NG | natural gas peaker | TRUE | 18642 | Tennessee Valley Authority | 55232 | Marshall Energy Facility | KY | Marshall | CT3 | Natural Gas Fired Combustion Turbine | GT |  | S | 72.7 | 92.8 | 45 | N | 2002 |  |  | N | Electric Utility | 1 | X | NG | DFO
Natural Gas Fired Combustion Turbine.NG | natural gas peaker | TRUE | 18642 | Tennessee Valley Authority | 55232 | Marshall Energy Facility | KY | Marshall | CT4 | Natural Gas Fired Combustion Turbine | GT |  | S | 72.7 | 92.8 | 45 | N | 2002 |  |  | N | Electric Utility | 1 | X | NG | DFO
Natural Gas Fired Combustion Turbine.NG | natural gas peaker | TRUE | 18642 | Tennessee Valley Authority | 55232 | Marshall Energy Facility | KY | Marshall | CT5 | Natural Gas Fired Combustion Turbine | GT |  | S | 72.7 | 92.8 | 45 | N | 2002 |  |  | N | Electric Utility | 1 | X | NG | DFO
Natural Gas Fired Combustion Turbine.NG | natural gas peaker | TRUE | 18642 | Tennessee Valley Authority | 55232 | Marshall Energy Facility | KY | Marshall | CT6 | Natural Gas Fired Combustion Turbine | GT |  | S | 72.7 | 92.8 | 45 | N | 2002 |  |  | N | Electric Utility | 1 | X | NG | DFO
Natural Gas Fired Combustion Turbine.NG | natural gas peaker | TRUE | 18642 | Tennessee Valley Authority | 55232 | Marshall Energy Facility | KY | Marshall | CT7 | Natural Gas Fired Combustion Turbine | GT |  | S | 72.7 | 92.8 | 45 | N | 2002 |  |  | N | Electric Utility | 1 | X | NG | DFO
Natural Gas Fired Combustion Turbine.NG | natural gas peaker | TRUE | 18642 | Tennessee Valley Authority | 55232 | Marshall Energy Facility | KY | Marshall | CT8 | Natural Gas Fired Combustion Turbine | GT |  | S | 72.7 | 92.8 | 45 | N | 2002 |  |  | N | Electric Utility | 1 | X | NG | DFO
Natural Gas Fired Combustion Turbine.NG | natural gas peaker | TRUE | 8027 | Handsome Lake Energy LLC | 55233 | Handsome Lake Energy LLC | PA | Venango | GT01 | Natural Gas Fired Combustion Turbine | GT |  | S | 53.5 | 53.5 | 22 | N | 2001 |  |  | N | IPP Non-CHP | 2 | X | NG
Natural Gas Fired Combustion Turbine.NG | natural gas peaker | TRUE | 8027 | Handsome Lake Energy LLC | 55233 | Handsome Lake Energy LLC | PA | Venango | GT02 | Natural Gas Fired Combustion Turbine | GT |  | S | 53.5 | 53.5 | 22 | N | 2001 |  |  | N | IPP Non-CHP | 2 | X | NG
Natural Gas Fired Combustion Turbine.NG | natural gas peaker | TRUE | 8027 | Handsome Lake Energy LLC | 55233 | Handsome Lake Energy LLC | PA | Venango | GT03 | Natural Gas Fired Combustion Turbine | GT |  | S | 53.5 | 53.5 | 22 | N | 2001 |  |  | N | IPP Non-CHP | 2 | X | NG
Natural Gas Fired Combustion Turbine.NG | natural gas peaker | TRUE | 8027 | Handsome Lake Energy LLC | 55233 | Handsome Lake Energy LLC | PA | Venango | GT04 | Natural Gas Fired Combustion Turbine | GT |  | S | 53.5 | 53.5 | 22 | N | 2001 |  |  | N | IPP Non-CHP | 2 | X | NG
Natural Gas Fired Combustion Turbine.NG | natural gas peaker | TRUE | 8027 | Handsome Lake Energy LLC | 55233 | Handsome Lake Energy LLC | PA | Venango | GT05 | Natural Gas Fired Combustion Turbine | GT |  | S | 53.5 | 53.5 | 22 | N | 2001 |  |  | N | IPP Non-CHP | 2 | X | NG
Natural Gas Fired Combustion Turbine.NG | natural gas peaker | TRUE | 19436 | Union Electric Co - (MO) | 55234 | Audrain Generating Station | MO | Audrain | GT1 | Natural Gas Fired Combustion Turbine | GT |  | S | 76 | 92 | 56 | N | 2001 |  |  | N | Electric Utility | 1 | X | NG
Natural Gas Fired Combustion Turbine.NG | natural gas peaker | TRUE | 19436 | Union Electric Co - (MO) | 55234 | Audrain Generating Station | MO | Audrain | GT2 | Natural Gas Fired Combustion Turbine | GT |  | S | 76 | 92 | 56 | N | 2001 |  |  | N | Electric Utility | 1 | X | NG
Natural Gas Fired Combustion Turbine.NG | natural gas peaker | TRUE | 19436 | Union Electric Co - (MO) | 55234 | Audrain Generating Station | MO | Audrain | GT3 | Natural Gas Fired Combustion Turbine | GT |  | S | 76 | 92 | 56 | N | 2001 |  |  | N | Electric Utility | 1 | X | NG
Natural Gas Fired Combustion Turbine.NG | natural gas peaker | TRUE | 19436 | Union Electric Co - (MO) | 55234 | Audrain Generating Station | MO | Audrain | GT4 | Natural Gas Fired Combustion Turbine | GT |  | S | 75 | 92 | 56 | N | 2001 |  |  | N | Electric Utility | 1 | X | NG
Natural Gas Fired Combustion Turbine.NG | natural gas peaker | TRUE | 19436 | Union Electric Co - (MO) | 55234 | Audrain Generating Station | MO | Audrain | GT5 | Natural Gas Fired Combustion Turbine | GT |  | S | 76 | 92 | 56 | N | 2001 |  |  | N | Electric Utility | 1 | X | NG
Natural Gas Fired Combustion Turbine.NG | natural gas peaker | TRUE | 19436 | Union Electric Co - (MO) | 55234 | Audrain Generating Station | MO | Audrain | GT6 | Natural Gas Fired Combustion Turbine | GT |  | S | 76 | 92 | 56 | N | 2001 |  |  | N | Electric Utility | 1 | X | NG
Natural Gas Fired Combustion Turbine.NG | natural gas peaker | TRUE | 19436 | Union Electric Co - (MO) | 55234 | Audrain Generating Station | MO | Audrain | GT7 | Natural Gas Fired Combustion Turbine | GT |  | S | 76 | 92 | 56 | N | 2001 |  |  | N | Electric Utility | 1 | X | NG
Natural Gas Fired Combustion Turbine.NG | natural gas peaker | TRUE | 19436 | Union Electric Co - (MO) | 55234 | Audrain Generating Station | MO | Audrain | GT8 | Natural Gas Fired Combustion Turbine | GT |  | S | 76 | 92 | 56 | N | 2001 |  |  | N | Electric Utility | 1 | X | NG
Natural Gas Fired Combustion Turbine.NG | natural gas peaker | TRUE | 59921 | Lee County Generating Station | 55236 | Lee Energy Facility | IL | Lee | CT1 | Natural Gas Fired Combustion Turbine | GT |  | W | 84.9 | 89.5 | 45 | N | 2001 |  |  | N | IPP Non-CHP | 2 | X | NG
Natural Gas Fired Combustion Turbine.NG | natural gas peaker | TRUE | 59921 | Lee County Generating Station | 55236 | Lee Energy Facility | IL | Lee | CT2 | Natural Gas Fired Combustion Turbine | GT |  | W | 84.9 | 89.5 | 45 | N | 2001 |  |  | N | IPP Non-CHP | 2 | X | NG
Natural Gas Fired Combustion Turbine.NG | natural gas peaker | TRUE | 59921 | Lee County Generating Station | 55236 | Lee Energy Facility | IL | Lee | CT3 | Natural Gas Fired Combustion Turbine | GT |  | W | 84.9 | 89.5 | 45 | N | 2001 |  |  | N | IPP Non-CHP | 2 | X | NG
Natural Gas Fired Combustion Turbine.NG | natural gas peaker | TRUE | 59921 | Lee County Generating Station | 55236 | Lee Energy Facility | IL | Lee | CT4 | Natural Gas Fired Combustion Turbine | GT |  | W | 84.1 | 89.5 | 45 | N | 2001 |  |  | N | IPP Non-CHP | 2 | X | NG
Natural Gas Fired Combustion Turbine.NG | natural gas peaker | TRUE | 59921 | Lee County Generating Station | 55236 | Lee Energy Facility | IL | Lee | CT5 | Natural Gas Fired Combustion Turbine | GT |  | W | 85.1 | 89.5 | 45 | N | 2001 |  |  | N | IPP Non-CHP | 2 | X | NG
Natural Gas Fired Combustion Turbine.NG | natural gas peaker | TRUE | 59921 | Lee County Generating Station | 55236 | Lee Energy Facility | IL | Lee | CT6 | Natural Gas Fired Combustion Turbine | GT |  | W | 85.1 | 89.5 | 45 | N | 2001 |  |  | N | IPP Non-CHP | 2 | X | NG
Natural Gas Fired Combustion Turbine.NG | natural gas peaker | TRUE | 59921 | Lee County Generating Station | 55236 | Lee Energy Facility | IL | Lee | CT7 | Natural Gas Fired Combustion Turbine | GT |  | W | 83.9 | 89.5 | 45 | N | 2001 |  |  | N | IPP Non-CHP | 2 | X | NG
Natural Gas Fired Combustion Turbine.NG | natural gas peaker | TRUE | 59921 | Lee County Generating Station | 55236 | Lee Energy Facility | IL | Lee | CT8 | Natural Gas Fired Combustion Turbine | GT |  | W | 83.9 | 89.5 | 45 | N | 2001 |  |  | N | IPP Non-CHP | 2 | X | NG
Natural Gas Fired Combustion Turbine.NG | natural gas peaker | TRUE | 65379 | Earthrise Energy, PBC | 55237 | Energy Shelby County | IL | Shelby | CTG1 | Natural Gas Fired Combustion Turbine | GT |  | S | 42 | 48.5 | 22 | N | 2000 |  |  | N | IPP Non-CHP | 2 | X | NG
Natural Gas Fired Combustion Turbine.NG | natural gas peaker | TRUE | 65379 | Earthrise Energy, PBC | 55237 | Energy Shelby County | IL | Shelby | CTG2 | Natural Gas Fired Combustion Turbine | GT |  | S | 42 | 48.5 | 22 | N | 2000 |  |  | N | IPP Non-CHP | 2 | X | NG
Natural Gas Fired Combustion Turbine.NG | natural gas peaker | TRUE | 65379 | Earthrise Energy, PBC | 55237 | Energy Shelby County | IL | Shelby | CTG3 | Natural Gas Fired Combustion Turbine | GT |  | S | 42 | 48.5 | 22 | N | 2000 |  |  | N | IPP Non-CHP | 2 | X | NG
Natural Gas Fired Combustion Turbine.NG | natural gas peaker | TRUE | 65379 | Earthrise Energy, PBC | 55237 | Energy Shelby County | IL | Shelby | CTG4 | Natural Gas Fired Combustion Turbine | GT |  | S | 42 | 48.5 | 22 | N | 2000 |  |  | N | IPP Non-CHP | 2 | X | NG
Natural Gas Fired Combustion Turbine.NG | natural gas peaker | TRUE | 65379 | Earthrise Energy, PBC | 55237 | Energy Shelby County | IL | Shelby | CTG5 | Natural Gas Fired Combustion Turbine | GT |  | S | 42 | 48.5 | 22 | N | 2000 |  |  | N | IPP Non-CHP | 2 | X | NG
Natural Gas Fired Combustion Turbine.NG | natural gas peaker | TRUE | 65379 | Earthrise Energy, PBC | 55237 | Energy Shelby County | IL | Shelby | CTG6 | Natural Gas Fired Combustion Turbine | GT |  | S | 42 | 48.5 | 22 | N | 2000 |  |  | N | IPP Non-CHP | 2 | X | NG
Natural Gas Fired Combustion Turbine.NG | natural gas peaker | TRUE | 65379 | Earthrise Energy, PBC | 55237 | Energy Shelby County | IL | Shelby | CTG7 | Natural Gas Fired Combustion Turbine | GT |  | S | 42 | 48.5 | 22 | N | 2001 |  |  | N | IPP Non-CHP | 2 | X | NG
Natural Gas Fired Combustion Turbine.NG | natural gas peaker | TRUE | 65379 | Earthrise Energy, PBC | 55237 | Energy Shelby County | IL | Shelby | CTG8 | Natural Gas Fired Combustion Turbine | GT |  | S | 42 | 48.5 | 22 | N | 2001 |  |  | N | IPP Non-CHP | 2 | X | NG
Natural Gas Fired Combustion Turbine.NG | natural gas peaker | TRUE | 60504 | Rockford Generation LLC | 55238 | NRG Rockford I | IL | Winnebago | 0001 | Natural Gas Fired Combustion Turbine | GT |  | S | 184.2 | 188 | 115 | N | 2000 |  |  | N | IPP Non-CHP | 2 | X | NG
Natural Gas Fired Combustion Turbine.NG | natural gas peaker | TRUE | 60504 | Rockford Generation LLC | 55238 | NRG Rockford I | IL | Winnebago | 0002 | Natural Gas Fired Combustion Turbine | GT |  | S | 182.4 | 188 | 115 | N | 2000 |  |  | N | IPP Non-CHP | 2 | X | NG
Natural Gas Fired Combined Cycle.NG | natural gas combined cycle | TRUE | 22131 | Red Oak Operating Services LLC | 55239 | Red Oak Power LLC | NJ | Middlesex | 0001 | Natural Gas Fired Combined Cycle | CT | CC1 | W | 167.3 | 182.7 | 120 | N | 2002 |  |  | N | IPP Non-CHP | 2 | X | NG
Natural Gas Fired Combined Cycle.NG | natural gas combined cycle | TRUE | 22131 | Red Oak Operating Services LLC | 55239 | Red Oak Power LLC | NJ | Middlesex | 0002 | Natural Gas Fired Combined Cycle | CT | CC1 | W | 167.3 | 182.7 | 120 | N | 2002 |  |  | N | IPP Non-CHP | 2 | X | NG
Natural Gas Fired Combined Cycle.NG | natural gas combined cycle | TRUE | 22131 | Red Oak Operating Services LLC | 55239 | Red Oak Power LLC | NJ | Middlesex | 0003 | Natural Gas Fired Combined Cycle | CT | CC1 | W | 167.3 | 182.7 | 120 | N | 2002 |  |  | N | IPP Non-CHP | 2 | X | NG
Natural Gas Fired Combined Cycle.NG | natural gas combined cycle | TRUE | 22131 | Red Oak Operating Services LLC | 55239 | Red Oak Power LLC | NJ | Middlesex | 0004 | Natural Gas Fired Combined Cycle | CA | CC1 | W | 274 | 275 | 60 | N | 2002 |  |  | N | IPP Non-CHP | 2 | X | NG
Natural Gas Fired Combined Cycle.NG | natural gas combined cycle | TRUE | 12739 | Mobile Energy LLC | 55241 | Hog Bayou Energy Center | AL | Mobile | CT01 | Natural Gas Fired Combined Cycle | CT | CC1 | S | 155 | 170 | 100 | N | 2001 |  |  | N | IPP Non-CHP | 2 | X | NG
Natural Gas Fired Combined Cycle.NG | natural gas combined cycle | TRUE | 12739 | Mobile Energy LLC | 55241 | Hog Bayou Energy Center | AL | Mobile | ST01 | Natural Gas Fired Combined Cycle | CA | CC1 | S | 75 | 75 | 55 | N | 2001 |  |  | N | IPP Non-CHP | 2 | X | NG
Natural Gas Fired Combined Cycle.NG | natural gas combined cycle | TRUE | 54692 | Santa Rosa Energy Center LLC | 55242 | Santa Rosa Energy Center | FL | Santa Rosa | CT01 | Natural Gas Fired Combined Cycle | CT | CC1 | S | 161.4 | 173.4 | 95 | N | 2003 |  |  | N | IPP Non-CHP | 2 | X | NG
Natural Gas Fired Combined Cycle.NG | natural gas combined cycle | TRUE | 54692 | Santa Rosa Energy Center LLC | 55242 | Santa Rosa Energy Center | FL | Santa Rosa | ST01 | Natural Gas Fired Combined Cycle | CA | CC1 | S | 74.5 | 74.5 | 50 | N | 2003 |  |  | N | IPP Non-CHP | 2 | X | NG
Natural Gas Fired Combustion Turbine.NG | natural gas peaker | TRUE | 13994 | Oglethorpe Power Corporation | 55244 | Doyle Energy Facility | GA | Walton | CTG1 | Natural Gas Fired Combustion Turbine | GT |  | S | 56 | 64 | 50 | N | 2000 |  |  | N | Electric Utility | 1 | X | NG
Natural Gas Fired Combustion Turbine.NG | natural gas peaker | TRUE | 13994 | Oglethorpe Power Corporation | 55244 | Doyle Energy Facility | GA | Walton | CTG2 | Natural Gas Fired Combustion Turbine | GT |  | S | 56.7 | 59.7 | 50 | N | 2000 |  |  | N | Electric Utility | 1 | X | NG
Natural Gas Fired Combustion Turbine.NG | natural gas peaker | TRUE | 13994 | Oglethorpe Power Corporation | 55244 | Doyle Energy Facility | GA | Walton | CTG3 | Natural Gas Fired Combustion Turbine | GT |  | S | 56.7 | 59.7 | 50 | N | 2000 |  |  | N | Electric Utility | 1 | X | NG
Natural Gas Fired Combustion Turbine.NG | natural gas peaker | TRUE | 13994 | Oglethorpe Power Corporation | 55244 | Doyle Energy Facility | GA | Walton | CTG4 | Natural Gas Fired Combustion Turbine | GT |  | S | 71.4 | 84.6 | 50 | N | 2000 |  |  | N | Electric Utility | 1 | X | NG
Natural Gas Fired Combustion Turbine.NG | natural gas peaker | TRUE | 13994 | Oglethorpe Power Corporation | 55244 | Doyle Energy Facility | GA | Walton | CTG5 | Natural Gas Fired Combustion Turbine | GT |  | S | 71.3 | 85 | 50 | N | 2000 |  |  | N | Electric Utility | 1 | X | NG
Natural Gas Fired Combustion Turbine.NG | natural gas peaker | TRUE | 61134 | Darby Power, LLC | 55247 | Darby Power, LLC | OH | Pickaway | GT1 | Natural Gas Fired Combustion Turbine | GT |  | W | 80 | 90 | 45 | N | 2001 |  |  | N | IPP Non-CHP | 2 | X | NG | DFO
Natural Gas Fired Combustion Turbine.NG | natural gas peaker | TRUE | 61134 | Darby Power, LLC | 55247 | Darby Power, LLC | OH | Pickaway | GT2 | Natural Gas Fired Combustion Turbine | GT |  | W | 80 | 90 | 45 | N | 2001 |  |  | N | IPP Non-CHP | 2 | X | NG | DFO
Natural Gas Fired Combustion Turbine.NG | natural gas peaker | TRUE | 61134 | Darby Power, LLC | 55247 | Darby Power, LLC | OH | Pickaway | GT3 | Natural Gas Fired Combustion Turbine | GT |  | W | 80 | 90 | 45 | N | 2001 |  |  | N | IPP Non-CHP | 2 | X | NG | DFO
Natural Gas Fired Combustion Turbine.NG | natural gas peaker | TRUE | 61134 | Darby Power, LLC | 55247 | Darby Power, LLC | OH | Pickaway | GT4 | Natural Gas Fired Combustion Turbine | GT |  | W | 80 | 90 | 45 | N | 2001 |  |  | N | IPP Non-CHP | 2 | X | NG | DFO
Natural Gas Fired Combustion Turbine.NG | natural gas peaker | TRUE | 61134 | Darby Power, LLC | 55247 | Darby Power, LLC | OH | Pickaway | GT5 | Natural Gas Fired Combustion Turbine | GT |  | W | 80 | 90 | 45 | N | 2002 |  |  | N | IPP Non-CHP | 2 | X | NG | DFO
Natural Gas Fired Combustion Turbine.NG | natural gas peaker | TRUE | 61134 | Darby Power, LLC | 55247 | Darby Power, LLC | OH | Pickaway | GT6 | Natural Gas Fired Combustion Turbine | GT |  | W | 80 | 90 | 45 | N | 2002 |  |  | N | IPP Non-CHP | 2 | X | NG | DFO
Natural Gas Fired Combustion Turbine.NG | natural gas peaker | TRUE | 57043 | University Park Energy LLC | 55250 | University Park South | IL | Will | UPG1 | Natural Gas Fired Combustion Turbine | GT |  | S | 50 | 56 | 12.5 | N | 2001 |  |  | N | IPP Non-CHP | 2 | X | NG
Natural Gas Fired Combustion Turbine.NG | natural gas peaker | TRUE | 57043 | University Park Energy LLC | 55250 | University Park South | IL | Will | UPG2 | Natural Gas Fired Combustion Turbine | GT |  | S | 50 | 56 | 12.5 | N | 2001 |  |  | N | IPP Non-CHP | 2 | X | NG
Natural Gas Fired Combustion Turbine.NG | natural gas peaker | TRUE | 57043 | University Park Energy LLC | 55250 | University Park South | IL | Will | UPG3 | Natural Gas Fired Combustion Turbine | GT |  | S | 50 | 56 | 12.5 | N | 2001 |  |  | N | IPP Non-CHP | 2 | X | NG
Natural Gas Fired Combustion Turbine.NG | natural gas peaker | TRUE | 57043 | University Park Energy LLC | 55250 | University Park South | IL | Will | UPG4 | Natural Gas Fired Combustion Turbine | GT |  | S | 50 | 56 | 12.5 | N | 2001 |  |  | N | IPP Non-CHP | 2 | X | NG
Natural Gas Fired Combustion Turbine.NG | natural gas peaker | TRUE | 57043 | University Park Energy LLC | 55250 | University Park South | IL | Will | UPG5 | Natural Gas Fired Combustion Turbine | GT |  | S | 50 | 56 | 12.5 | N | 2001 |  |  | N | IPP Non-CHP | 2 | X | NG
Natural Gas Fired Combustion Turbine.NG | natural gas peaker | TRUE | 57043 | University Park Energy LLC | 55250 | University Park South | IL | Will | UPG6 | Natural Gas Fired Combustion Turbine | GT |  | S | 50 | 56 | 12.5 | N | 2001 |  |  | N | IPP Non-CHP | 2 | X | NG
Natural Gas Fired Combustion Turbine.NG | natural gas peaker | TRUE | 18642 | Tennessee Valley Authority | 55251 | Gleason Generating Facility | TN | Weakley | CTG1 | Natural Gas Fired Combustion Turbine | GT |  | S | 120 | 120 | 70 | N | 2000 |  |  | N | Electric Utility | 1 | X | NG
Natural Gas Fired Combustion Turbine.NG | natural gas peaker | TRUE | 18642 | Tennessee Valley Authority | 55251 | Gleason Generating Facility | TN | Weakley | CTG2 | Natural Gas Fired Combustion Turbine | GT |  | S | 100 | 100 | 70 | N | 2000 |  |  | N | Electric Utility | 1 | X | NG
Natural Gas Fired Combustion Turbine.NG | natural gas peaker | TRUE | 18642 | Tennessee Valley Authority | 55251 | Gleason Generating Facility | TN | Weakley | CTG3 | Natural Gas Fired Combustion Turbine | GT |  | S | 140 | 140 | 70 | N | 2000 |  |  | N | Electric Utility | 1 | X | NG
Natural Gas Fired Combustion Turbine.NG | natural gas peaker | TRUE | 65379 | Earthrise Energy, PBC | 55253 | Crete Energy Venture LLC | IL | Will | GT1 | Natural Gas Fired Combustion Turbine | GT |  | S | 75 | 87.2 | 45 | N | 2002 |  |  | N | IPP Non-CHP | 2 | X | NG
Natural Gas Fired Combustion Turbine.NG | natural gas peaker | TRUE | 65379 | Earthrise Energy, PBC | 55253 | Crete Energy Venture LLC | IL | Will | GT2 | Natural Gas Fired Combustion Turbine | GT |  | S | 75 | 87.2 | 45 | N | 2002 |  |  | N | IPP Non-CHP | 2 | X | NG
Natural Gas Fired Combustion Turbine.NG | natural gas peaker | TRUE | 65379 | Earthrise Energy, PBC | 55253 | Crete Energy Venture LLC | IL | Will | GT3 | Natural Gas Fired Combustion Turbine | GT |  | S | 75 | 87.2 | 45 | N | 2002 |  |  | N | IPP Non-CHP | 2 | X | NG
Natural Gas Fired Combustion Turbine.NG | natural gas peaker | TRUE | 65379 | Earthrise Energy, PBC | 55253 | Crete Energy Venture LLC | IL | Will | GT4 | Natural Gas Fired Combustion Turbine | GT |  | S | 75 | 87.2 | 45 | N | 2002 |  |  | N | IPP Non-CHP | 2 | X | NG
Natural Gas Fired Combined Cycle.NG | natural gas combined cycle | TRUE | 56195 | BP Alternative Energy | 55259 | Whiting Clean Energy | IN | Lake | CT1 | Natural Gas Fired Combined Cycle | CT | CC1 | S | 150 | 172 | 92 | N | 2002 |  |  | Y | IPP CHP | 3 | T | NG
Natural Gas Fired Combined Cycle.NG | natural gas combined cycle | TRUE | 56195 | BP Alternative Energy | 55259 | Whiting Clean Energy | IN | Lake | CT2 | Natural Gas Fired Combined Cycle | CT | CC1 | S | 150 | 172 | 92 | N | 2002 |  |  | Y | IPP CHP | 3 | T | NG
Natural Gas Fired Combined Cycle.NG | natural gas combined cycle | TRUE | 56195 | BP Alternative Energy | 55259 | Whiting Clean Energy | IN | Lake | ST1 | Natural Gas Fired Combined Cycle | CA | CC1 | S | 213 | 213 | 25 | N | 2002 |  |  | Y | IPP CHP | 3 | T | NG
Natural Gas Fired Combustion Turbine.NG | natural gas peaker | TRUE | 40577 | American Mun Power-Ohio, Inc | 55262 | Bowling Green Generating Station | OH | Wood | CT1 | Natural Gas Fired Combustion Turbine | GT |  | S | 26 | 33 | 26 | N | 2000 |  |  | N | Electric Utility | 1 | X | NG
Natural Gas Fired Combustion Turbine.NG | natural gas peaker | TRUE | 40577 | American Mun Power-Ohio, Inc | 55262 | Bowling Green Generating Station | OH | Wood | CT2 | Natural Gas Fired Combustion Turbine | GT |  | S | 12 | 16.5 | 12 | N | 2000 |  |  | N | Electric Utility | 1 | X | NG
Natural Gas Fired Combustion Turbine.NG | natural gas peaker | TRUE | 40577 | American Mun Power-Ohio, Inc | 55263 | Galion Generating Station | OH | Crawford | CT1 | Natural Gas Fired Combustion Turbine | GT |  | S | 26 | 33 | 26 | N | 2000 |  |  | N | Electric Utility | 1 | X | NG
Natural Gas Fired Combustion Turbine.NG | natural gas peaker | TRUE | 40577 | American Mun Power-Ohio, Inc | 55263 | Galion Generating Station | OH | Crawford | CT2 | Natural Gas Fired Combustion Turbine | GT |  | S | 12 | 16.5 | 12 | N | 2000 |  |  | N | Electric Utility | 1 | X | NG
Natural Gas Fired Combustion Turbine.NG | natural gas peaker | TRUE | 40577 | American Mun Power-Ohio, Inc | 55264 | Napoleon Peaking Station | OH | Henry | CT1 | Natural Gas Fired Combustion Turbine | GT |  | S | 26 | 33 | 26 | N | 2000 |  |  | N | Electric Utility | 1 | X | NG
Natural Gas Fired Combustion Turbine.NG | natural gas peaker | TRUE | 40577 | American Mun Power-Ohio, Inc | 55264 | Napoleon Peaking Station | OH | Henry | CT2 | Natural Gas Fired Combustion Turbine | GT |  | S | 12 | 16.5 | 12 | N | 2000 |  |  | N | Electric Utility | 1 | X | NG
Onshore Wind Turbine.WND | onshore wind | TRUE | 13781 | Northern States Power Co - Minnesota | 55265 | Lake Benton II | MN | Pipestone | EXIS | Onshore Wind Turbine | WT |  | S | 103.5 | 103.5 | 5.2 | N | 1999 |  |  | N | Electric Utility | 1 | X | WND
Natural Gas Fired Combustion Turbine.NG | natural gas peaker | TRUE | 17650 | Southern Power Co | 55267 | Edward L. Addison Generating Plant | GA | Upson | 712 | Natural Gas Fired Combustion Turbine | GT |  | S | 148.5 | 177.3 | 100 | N | 2000 |  |  | N | IPP Non-CHP | 2 | X | NG | DFO
Natural Gas Fired Combustion Turbine.NG | natural gas peaker | TRUE | 17650 | Southern Power Co | 55267 | Edward L. Addison Generating Plant | GA | Upson | 713 | Natural Gas Fired Combustion Turbine | GT |  | S | 149 | 175.3 | 100 | N | 2000 |  |  | N | IPP Non-CHP | 2 | X | NG | DFO
Natural Gas Fired Combustion Turbine.NG | natural gas peaker | TRUE | 17650 | Southern Power Co | 55267 | Edward L. Addison Generating Plant | GA | Upson | 714 | Natural Gas Fired Combustion Turbine | GT |  | S | 148.5 | 174.7 | 100 | N | 2000 |  |  | N | IPP Non-CHP | 2 | X | NG | DFO
Natural Gas Fired Combustion Turbine.NG | natural gas peaker | TRUE | 17650 | Southern Power Co | 55267 | Edward L. Addison Generating Plant | GA | Upson | 715 | Natural Gas Fired Combustion Turbine | GT |  | S | 145.9 | 165.4 | 100 | N | 2000 |  |  | N | IPP Non-CHP | 2 | X | NG | DFO
Natural Gas Fired Combined Cycle.NG | natural gas combined cycle | TRUE | 18642 | Tennessee Valley Authority | 55269 | TVA Southaven Combined Cycle | MS | Desoto | CTG1 | Natural Gas Fired Combined Cycle | CT | SCC1 | S | 157 | 187 | 129.1 | N | 2003 |  |  | N | Electric Utility | 1 | X | NG
Natural Gas Fired Combined Cycle.NG | natural gas combined cycle | TRUE | 18642 | Tennessee Valley Authority | 55269 | TVA Southaven Combined Cycle | MS | Desoto | CTG2 | Natural Gas Fired Combined Cycle | CT | SCC2 | S | 157 | 187 | 129.1 | N | 2003 |  |  | N | Electric Utility | 1 | X | NG
Natural Gas Fired Combined Cycle.NG | natural gas combined cycle | TRUE | 18642 | Tennessee Valley Authority | 55269 | TVA Southaven Combined Cycle | MS | Desoto | CTG3 | Natural Gas Fired Combined Cycle | CT | SCC3 | S | 157 | 187 | 129.1 | N | 2003 |  |  | N | Electric Utility | 1 | X | NG
Natural Gas Fired Combined Cycle.NG | natural gas combined cycle | TRUE | 18642 | Tennessee Valley Authority | 55269 | TVA Southaven Combined Cycle | MS | Desoto | STG1 | Natural Gas Fired Combined Cycle | CA | SCC1 | S | 103 | 110 | 75.9 | N | 2003 |  |  | N | Electric Utility | 1 | X | NG
Natural Gas Fired Combined Cycle.NG | natural gas combined cycle | TRUE | 18642 | Tennessee Valley Authority | 55269 | TVA Southaven Combined Cycle | MS | Desoto | STG2 | Natural Gas Fired Combined Cycle | CA | SCC2 | S | 103 | 110 | 75.9 | N | 2003 |  |  | N | Electric Utility | 1 | X | NG
Natural Gas Fired Combined Cycle.NG | natural gas combined cycle | TRUE | 18642 | Tennessee Valley Authority | 55269 | TVA Southaven Combined Cycle | MS | Desoto | STG3 | Natural Gas Fired Combined Cycle | CA | SCC3 | J | 103 | 110 | 75.9 | N | 2003 |  |  | N | Electric Utility | 1 | X | NG
Natural Gas Fired Combined Cycle.NG | natural gas combined cycle | TRUE | 4254 | Consumers Energy Co - (MI) | 55270 | Jackson Generating Station | MI | Jackson | 7EA | Natural Gas Fired Combined Cycle | CT | CC1 | S | 72.5 | 75.6 | 45 | N | 2002 |  |  | N | Electric Utility | 1 | X | NG
Natural Gas Fired Combined Cycle.NG | natural gas combined cycle | TRUE | 4254 | Consumers Energy Co - (MI) | 55270 | Jackson Generating Station | MI | Jackson | LM1 | Natural Gas Fired Combined Cycle | CT | CC1 | S | 46.2 | 48.2 | 12 | N | 2002 |  |  | N | Electric Utility | 1 | X | NG
Natural Gas Fired Combined Cycle.NG | natural gas combined cycle | TRUE | 4254 | Consumers Energy Co - (MI) | 55270 | Jackson Generating Station | MI | Jackson | LM2 | Natural Gas Fired Combined Cycle | CT | CC1 | S | 45 | 46.8 | 12 | N | 2002 |  |  | N | Electric Utility | 1 | X | NG
Natural Gas Fired Combined Cycle.NG | natural gas combined cycle | TRUE | 4254 | Consumers Energy Co - (MI) | 55270 | Jackson Generating Station | MI | Jackson | LM3 | Natural Gas Fired Combined Cycle | CT | CC1 | S | 44.3 | 46.1 | 12 | N | 2002 |  |  | N | Electric Utility | 1 | X | NG
Natural Gas Fired Combined Cycle.NG | natural gas combined cycle | TRUE | 4254 | Consumers Energy Co - (MI) | 55270 | Jackson Generating Station | MI | Jackson | LM4 | Natural Gas Fired Combined Cycle | CT | CC1 | S | 44.4 | 46.2 | 12 | N | 2002 |  |  | N | Electric Utility | 1 | X | NG
Natural Gas Fired Combined Cycle.NG | natural gas combined cycle | TRUE | 4254 | Consumers Energy Co - (MI) | 55270 | Jackson Generating Station | MI | Jackson | LM5 | Natural Gas Fired Combined Cycle | CT | CC1 | S | 42.9 | 44.7 | 12 | N | 2002 |  |  | N | Electric Utility | 1 | X | NG
Natural Gas Fired Combined Cycle.NG | natural gas combined cycle | TRUE | 4254 | Consumers Energy Co - (MI) | 55270 | Jackson Generating Station | MI | Jackson | LM6 | Natural Gas Fired Combined Cycle | CT | CC1 | S | 44.6 | 46.4 | 12 | N | 2002 |  |  | N | Electric Utility | 1 | X | NG
Natural Gas Fired Combined Cycle.NG | natural gas combined cycle | TRUE | 4254 | Consumers Energy Co - (MI) | 55270 | Jackson Generating Station | MI | Jackson | ST1 | Natural Gas Fired Combined Cycle | CA | CC1 | S | 100.6 | 104.8 | 12 | N | 2002 |  |  | N | Electric Utility | 1 | X | NG
Natural Gas Fired Combined Cycle.NG | natural gas combined cycle | TRUE | 4254 | Consumers Energy Co - (MI) | 55270 | Jackson Generating Station | MI | Jackson | ST2 | Natural Gas Fired Combined Cycle | CA | CC1 | S | 97.3 | 101.5 | 12 | N | 2002 |  |  | N | Electric Utility | 1 | X | NG
Natural Gas Fired Combined Cycle.NG | natural gas combined cycle | TRUE | 31386 | Tenaska Alabama Partners LP | 55271 | Tenaska Lindsay Hill Generating Station | AL | Autauga | GTG1 | Natural Gas Fired Combined Cycle | CT | STG1 | S | 152 | 160 | 90 | N | 2002 |  |  | N | IPP Non-CHP | 2 | X | NG | DFO
Natural Gas Fired Combined Cycle.NG | natural gas combined cycle | TRUE | 31386 | Tenaska Alabama Partners LP | 55271 | Tenaska Lindsay Hill Generating Station | AL | Autauga | GTG2 | Natural Gas Fired Combined Cycle | CT | STG1 | S | 152 | 160 | 90 | N | 2002 |  |  | N | IPP Non-CHP | 2 | X | NG | DFO
Natural Gas Fired Combined Cycle.NG | natural gas combined cycle | TRUE | 31386 | Tenaska Alabama Partners LP | 55271 | Tenaska Lindsay Hill Generating Station | AL | Autauga | GTG3 | Natural Gas Fired Combined Cycle | CT | STG1 | S | 152 | 160 | 90 | N | 2002 |  |  | N | IPP Non-CHP | 2 | X | NG | DFO
Natural Gas Fired Combined Cycle.NG | natural gas combined cycle | TRUE | 31386 | Tenaska Alabama Partners LP | 55271 | Tenaska Lindsay Hill Generating Station | AL | Autauga | STG1 | Natural Gas Fired Combined Cycle | CA | STG1 | S | 392 | 394 | 35 | N | 2002 |  |  | N | IPP Non-CHP | 2 | X | NG
Petroleum Liquids.DFO | petroleum | FALSE | 18016 | State Farm Mutual Auto Ins Co | 55274 | State Farm Support Center East | GA | Fulton | 2A | Petroleum Liquids | IC |  | W | 1.8 | 1.8 | 0.1 | N | 1998 |  |  | N | Commercial Non-CHP | 4 | X | DFO
Petroleum Liquids.DFO | petroleum | FALSE | 18016 | State Farm Mutual Auto Ins Co | 55274 | State Farm Support Center East | GA | Fulton | 2B | Petroleum Liquids | IC |  | W | 1.8 | 1.8 | 0.1 | N | 1998 |  |  | N | Commercial Non-CHP | 4 | X | DFO
Petroleum Liquids.DFO | petroleum | FALSE | 18016 | State Farm Mutual Auto Ins Co | 55274 | State Farm Support Center East | GA | Fulton | 3A | Petroleum Liquids | IC |  | W | 1.8 | 1.8 | 0.1 | N | 1998 |  |  | N | Commercial Non-CHP | 4 | X | DFO
Petroleum Liquids.DFO | petroleum | FALSE | 18016 | State Farm Mutual Auto Ins Co | 55274 | State Farm Support Center East | GA | Fulton | 3B | Petroleum Liquids | IC |  | W | 1.8 | 1.8 | 0.1 | N | 1998 |  |  | N | Commercial Non-CHP | 4 | X | DFO
Petroleum Liquids.DFO | petroleum | FALSE | 18016 | State Farm Mutual Auto Ins Co | 55274 | State Farm Support Center East | GA | Fulton | 4A | Petroleum Liquids | IC |  | W | 1.8 | 1.8 | 0.1 | N | 1998 |  |  | N | Commercial Non-CHP | 4 | X | DFO
Petroleum Liquids.DFO | petroleum | FALSE | 18016 | State Farm Mutual Auto Ins Co | 55274 | State Farm Support Center East | GA | Fulton | 4B | Petroleum Liquids | IC |  | W | 1.8 | 1.8 | 0.1 | N | 1998 |  |  | N | Commercial Non-CHP | 4 | X | DFO
Natural Gas Fired Combustion Turbine.NG | natural gas peaker | TRUE | 733 | Appalachian Power Co | 55276 | Ceredo Generating Station | WV | Wayne | 01 | Natural Gas Fired Combustion Turbine | GT |  | S | 75 | 86 | 64 | N | 2001 |  |  | N | Electric Utility | 1 | X | NG
Natural Gas Fired Combustion Turbine.NG | natural gas peaker | TRUE | 733 | Appalachian Power Co | 55276 | Ceredo Generating Station | WV | Wayne | 02 | Natural Gas Fired Combustion Turbine | GT |  | S | 75 | 86 | 64 | N | 2001 |  |  | N | Electric Utility | 1 | X | NG
Natural Gas Fired Combustion Turbine.NG | natural gas peaker | TRUE | 733 | Appalachian Power Co | 55276 | Ceredo Generating Station | WV | Wayne | 03 | Natural Gas Fired Combustion Turbine | GT |  | S | 75 | 86 | 64 | N | 2001 |  |  | N | Electric Utility | 1 | X | NG
Natural Gas Fired Combustion Turbine.NG | natural gas peaker | TRUE | 733 | Appalachian Power Co | 55276 | Ceredo Generating Station | WV | Wayne | 04 | Natural Gas Fired Combustion Turbine | GT |  | S | 75 | 86 | 64 | N | 2001 |  |  | N | Electric Utility | 1 | X | NG
Natural Gas Fired Combustion Turbine.NG | natural gas peaker | TRUE | 733 | Appalachian Power Co | 55276 | Ceredo Generating Station | WV | Wayne | 05 | Natural Gas Fired Combustion Turbine | GT |  | S | 75 | 86 | 64 | N | 2001 |  |  | N | Electric Utility | 1 | X | NG
Natural Gas Fired Combustion Turbine.NG | natural gas peaker | TRUE | 733 | Appalachian Power Co | 55276 | Ceredo Generating Station | WV | Wayne | 06 | Natural Gas Fired Combustion Turbine | GT |  | S | 75 | 86 | 64 | N | 2001 |  |  | N | Electric Utility | 1 | X | NG
Natural Gas Fired Combustion Turbine.NG | natural gas peaker | FALSE | 64404 | Denbury Inc | 55278 | Beaver Creek Gas Plant | WY | Fremont | 1 | Natural Gas Fired Combustion Turbine | GT |  | S | 1.8 | 2.5 | 0.1 | N | 1983 |  |  | Y | Industrial CHP | 7 | T | NG
Natural Gas Fired Combustion Turbine.NG | natural gas peaker | FALSE | 64404 | Denbury Inc | 55278 | Beaver Creek Gas Plant | WY | Fremont | 2 | Natural Gas Fired Combustion Turbine | GT |  | S | 1.8 | 2.5 | 0.1 | N | 1992 |  |  | Y | Industrial CHP | 7 | T | NG
All Other.WH | other | FALSE | 64404 | Denbury Inc | 55278 | Beaver Creek Gas Plant | WY | Fremont | STG-1 | All Other | ST |  | S | 0.9 | 0.9 | 0.1 | N | 2018 |  |  | N | Industrial CHP | 7 | X | WH
All Other.WH | other | FALSE | 64404 | Denbury Inc | 55278 | Beaver Creek Gas Plant | WY | Fremont | STG-2 | All Other | ST |  | S | 0.9 | 0.9 | 0.1 | N | 2018 |  |  | N | Industrial CHP | 7 | X | WH
Natural Gas Fired Combustion Turbine.NG | natural gas peaker | TRUE | 60503 | Aurora Generation LLC | 55279 | Aurora | IL | DuPage | CTG1 | Natural Gas Fired Combustion Turbine | GT |  | S | 167.6 | 198 | 90 | N | 2002 |  |  | N | IPP Non-CHP | 2 | X | NG
Natural Gas Fired Combustion Turbine.NG | natural gas peaker | TRUE | 60503 | Aurora Generation LLC | 55279 | Aurora | IL | DuPage | CTG10 | Natural Gas Fired Combustion Turbine | GT |  | S | 51 | 52.3 | 23 | N | 2001 |  |  | N | IPP Non-CHP | 2 | X | NG
Natural Gas Fired Combustion Turbine.NG | natural gas peaker | TRUE | 60503 | Aurora Generation LLC | 55279 | Aurora | IL | DuPage | CTG2 | Natural Gas Fired Combustion Turbine | GT |  | S | 164.5 | 195.5 | 90 | N | 2001 |  |  | N | IPP Non-CHP | 2 | X | NG
Natural Gas Fired Combustion Turbine.NG | natural gas peaker | TRUE | 60503 | Aurora Generation LLC | 55279 | Aurora | IL | DuPage | CTG3 | Natural Gas Fired Combustion Turbine | GT |  | S | 167 | 198.3 | 90 | N | 2001 |  |  | N | IPP Non-CHP | 2 | X | NG
Natural Gas Fired Combustion Turbine.NG | natural gas peaker | TRUE | 60503 | Aurora Generation LLC | 55279 | Aurora | IL | DuPage | CTG4 | Natural Gas Fired Combustion Turbine | GT |  | S | 164.2 | 195 | 90 | N | 2001 |  |  | N | IPP Non-CHP | 2 | X | NG
Natural Gas Fired Combustion Turbine.NG | natural gas peaker | TRUE | 60503 | Aurora Generation LLC | 55279 | Aurora | IL | DuPage | CTG5 | Natural Gas Fired Combustion Turbine | GT |  | S | 51.1 | 52.8 | 23 | N | 2001 |  |  | N | IPP Non-CHP | 2 | X | NG
Natural Gas Fired Combustion Turbine.NG | natural gas peaker | TRUE | 60503 | Aurora Generation LLC | 55279 | Aurora | IL | DuPage | CTG6 | Natural Gas Fired Combustion Turbine | GT |  | S | 51.6 | 52.8 | 23 | N | 2001 |  |  | N | IPP Non-CHP | 2 | X | NG
Natural Gas Fired Combustion Turbine.NG | natural gas peaker | TRUE | 60503 | Aurora Generation LLC | 55279 | Aurora | IL | DuPage | CTG7 | Natural Gas Fired Combustion Turbine | GT |  | S | 51.8 | 53.5 | 23 | N | 2001 |  |  | N | IPP Non-CHP | 2 | X | NG
Natural Gas Fired Combustion Turbine.NG | natural gas peaker | TRUE | 60503 | Aurora Generation LLC | 55279 | Aurora | IL | DuPage | CTG8 | Natural Gas Fired Combustion Turbine | GT |  | S | 51.6 | 53.5 | 23 | N | 2001 |  |  | N | IPP Non-CHP | 2 | X | NG
Natural Gas Fired Combustion Turbine.NG | natural gas peaker | TRUE | 60503 | Aurora Generation LLC | 55279 | Aurora | IL | DuPage | CTG9 | Natural Gas Fired Combustion Turbine | GT |  | S | 51.5 | 53.8 | 23 | N | 2001 |  |  | N | IPP Non-CHP | 2 | X | NG
Natural Gas Fired Combustion Turbine.NG | natural gas peaker | TRUE | 6035 | Constellation Power, Inc | 55281 | Southeast Chicago Energy Project | IL | Cook | GT05 | Natural Gas Fired Combustion Turbine | GT |  | S | 37 | 40 | 25 | N | 2002 | 3 | 2024 | N | IPP Non-CHP | 2 | X | NG
Natural Gas Fired Combustion Turbine.NG | natural gas peaker | TRUE | 6035 | Constellation Power, Inc | 55281 | Southeast Chicago Energy Project | IL | Cook | GT06 | Natural Gas Fired Combustion Turbine | GT |  | S | 37 | 40 | 25 | N | 2002 | 3 | 2024 | N | IPP Non-CHP | 2 | X | NG
Natural Gas Fired Combustion Turbine.NG | natural gas peaker | TRUE | 6035 | Constellation Power, Inc | 55281 | Southeast Chicago Energy Project | IL | Cook | GT07 | Natural Gas Fired Combustion Turbine | GT |  | S | 37 | 40 | 25 | N | 2002 | 3 | 2024 | N | IPP Non-CHP | 2 | X | NG
Natural Gas Fired Combustion Turbine.NG | natural gas peaker | TRUE | 6035 | Constellation Power, Inc | 55281 | Southeast Chicago Energy Project | IL | Cook | GT08 | Natural Gas Fired Combustion Turbine | GT |  | S | 37 | 40 | 25 | N | 2002 | 3 | 2024 | N | IPP Non-CHP | 2 | X | NG
Natural Gas Fired Combustion Turbine.NG | natural gas peaker | TRUE | 6035 | Constellation Power, Inc | 55281 | Southeast Chicago Energy Project | IL | Cook | GT09 | Natural Gas Fired Combustion Turbine | GT |  | S | 37 | 40 | 25 | N | 2002 | 3 | 2024 | N | IPP Non-CHP | 2 | X | NG
Natural Gas Fired Combustion Turbine.NG | natural gas peaker | TRUE | 6035 | Constellation Power, Inc | 55281 | Southeast Chicago Energy Project | IL | Cook | GT10 | Natural Gas Fired Combustion Turbine | GT |  | S | 37 | 40 | 25 | N | 2002 | 3 | 2024 | N | IPP Non-CHP | 2 | X | NG
Natural Gas Fired Combustion Turbine.NG | natural gas peaker | TRUE | 6035 | Constellation Power, Inc | 55281 | Southeast Chicago Energy Project | IL | Cook | GT11 | Natural Gas Fired Combustion Turbine | GT |  | S | 37 | 40 | 25 | N | 2002 | 3 | 2024 | N | IPP Non-CHP | 2 | X | NG
Natural Gas Fired Combustion Turbine.NG | natural gas peaker | TRUE | 6035 | Constellation Power, Inc | 55281 | Southeast Chicago Energy Project | IL | Cook | GT12 | Natural Gas Fired Combustion Turbine | GT |  | S | 37 | 40 | 25 | N | 2002 | 3 | 2024 | N | IPP Non-CHP | 2 | X | NG
Natural Gas Fired Combined Cycle.NG | natural gas combined cycle | TRUE | 56812 | Arlington Valley LLC | 55282 | Arlington Valley Energy Facility | AZ | Maricopa | CTG1 | Natural Gas Fired Combined Cycle | CT | CC1 | S | 162 | 162 | 80 | N | 2002 |  |  | N | IPP Non-CHP | 2 | X | NG
Natural Gas Fired Combined Cycle.NG | natural gas combined cycle | TRUE | 56812 | Arlington Valley LLC | 55282 | Arlington Valley Energy Facility | AZ | Maricopa | CTG2 | Natural Gas Fired Combined Cycle | CT | CC1 | S | 163 | 163 | 80 | N | 2002 |  |  | N | IPP Non-CHP | 2 | X | NG
Natural Gas Fired Combined Cycle.NG | natural gas combined cycle | TRUE | 56812 | Arlington Valley LLC | 55282 | Arlington Valley Energy Facility | AZ | Maricopa | STG1 | Natural Gas Fired Combined Cycle | CA | CC1 | S | 255 | 255 | 55 | N | 2002 |  |  | N | IPP Non-CHP | 2 | X | NG
Natural Gas Fired Combined Cycle.NG | natural gas combined cycle | TRUE | 3989 | City of Colorado Springs - (CO) | 55283 | Front Range Power Plant | CO | El Paso | 1 | Natural Gas Fired Combined Cycle | CT | CC1 | S | 135 | 140 | 65 | N | 2003 |  |  | N | Electric Utility | 1 | X | NG
Natural Gas Fired Combined Cycle.NG | natural gas combined cycle | TRUE | 3989 | City of Colorado Springs - (CO) | 55283 | Front Range Power Plant | CO | El Paso | 2 | Natural Gas Fired Combined Cycle | CT | CC1 | S | 135 | 140 | 65 | N | 2003 |  |  | N | Electric Utility | 1 | X | NG
Natural Gas Fired Combined Cycle.NG | natural gas combined cycle | TRUE | 3989 | City of Colorado Springs - (CO) | 55283 | Front Range Power Plant | CO | El Paso | 3 | Natural Gas Fired Combined Cycle | CA | CC1 | S | 190 | 200 | 45 | N | 2003 |  |  | N | Electric Utility | 1 | X | NG
Natural Gas Fired Combustion Turbine.NG | natural gas peaker | TRUE | 60432 | Middle River Power II, LLC | 55284 | Big Sandy Peaker Plant | WV | Wayne | BSG1 | Natural Gas Fired Combustion Turbine | GT |  | S | 50 | 57 | 25 | N | 2001 |  |  | N | IPP Non-CHP | 2 | X | NG
Natural Gas Fired Combustion Turbine.NG | natural gas peaker | TRUE | 60432 | Middle River Power II, LLC | 55284 | Big Sandy Peaker Plant | WV | Wayne | BSG2 | Natural Gas Fired Combustion Turbine | GT |  | S | 50 | 57 | 25 | N | 2001 |  |  | N | IPP Non-CHP | 2 | X | NG
Natural Gas Fired Combustion Turbine.NG | natural gas peaker | TRUE | 60432 | Middle River Power II, LLC | 55284 | Big Sandy Peaker Plant | WV | Wayne | BSG3 | Natural Gas Fired Combustion Turbine | GT |  | S | 50 | 57 | 25 | N | 2001 |  |  | N | IPP Non-CHP | 2 | X | NG
Natural Gas Fired Combustion Turbine.NG | natural gas peaker | TRUE | 60432 | Middle River Power II, LLC | 55284 | Big Sandy Peaker Plant | WV | Wayne | BSG4 | Natural Gas Fired Combustion Turbine | GT |  | S | 50 | 57 | 25 | N | 2001 |  |  | N | IPP Non-CHP | 2 | X | NG
Natural Gas Fired Combustion Turbine.NG | natural gas peaker | TRUE | 60432 | Middle River Power II, LLC | 55284 | Big Sandy Peaker Plant | WV | Wayne | BSG5 | Natural Gas Fired Combustion Turbine | GT |  | S | 50 | 57 | 25 | N | 2001 |  |  | N | IPP Non-CHP | 2 | X | NG
Natural Gas Fired Combustion Turbine.NG | natural gas peaker | TRUE | 60432 | Middle River Power II, LLC | 55284 | Big Sandy Peaker Plant | WV | Wayne | BSG6 | Natural Gas Fired Combustion Turbine | GT |  | S | 50 | 57 | 25 | N | 2001 |  |  | N | IPP Non-CHP | 2 | X | NG
Natural Gas Fired Combustion Turbine.NG | natural gas peaker | TRUE | 60432 | Middle River Power II, LLC | 55285 | Wolf Hills Energy | VA | Washington | WHG1 | Natural Gas Fired Combustion Turbine | GT |  | S | 50 | 57 | 25 | N | 2001 |  |  | N | IPP Non-CHP | 2 | X | NG
Natural Gas Fired Combustion Turbine.NG | natural gas peaker | TRUE | 60432 | Middle River Power II, LLC | 55285 | Wolf Hills Energy | VA | Washington | WHG2 | Natural Gas Fired Combustion Turbine | GT |  | S | 50 | 57 | 25 | N | 2001 |  |  | N | IPP Non-CHP | 2 | X | NG
Natural Gas Fired Combustion Turbine.NG | natural gas peaker | TRUE | 60432 | Middle River Power II, LLC | 55285 | Wolf Hills Energy | VA | Washington | WHG3 | Natural Gas Fired Combustion Turbine | GT |  | S | 50 | 57 | 25 | N | 2001 |  |  | N | IPP Non-CHP | 2 | X | NG
Natural Gas Fired Combustion Turbine.NG | natural gas peaker | TRUE | 60432 | Middle River Power II, LLC | 55285 | Wolf Hills Energy | VA | Washington | WHG4 | Natural Gas Fired Combustion Turbine | GT |  | S | 50 | 57 | 25 | N | 2001 |  |  | N | IPP Non-CHP | 2 | X | NG
Natural Gas Fired Combustion Turbine.NG | natural gas peaker | TRUE | 60432 | Middle River Power II, LLC | 55285 | Wolf Hills Energy | VA | Washington | WHG5 | Natural Gas Fired Combustion Turbine | GT |  | S | 50 | 57 | 25 | N | 2001 |  |  | N | IPP Non-CHP | 2 | X | NG
Natural Gas Fired Combustion Turbine.NG | natural gas peaker | TRUE | 61905 | Oleander Holdings LLC | 55286 | Oleander Power Project LP | FL | Brevard | OG1 | Natural Gas Fired Combustion Turbine | GT |  | S | 163.8 | 180 | 102 | N | 2002 |  |  | N | IPP Non-CHP | 2 | X | NG | DFO
Natural Gas Fired Combustion Turbine.NG | natural gas peaker | TRUE | 61905 | Oleander Holdings LLC | 55286 | Oleander Power Project LP | FL | Brevard | OG2 | Natural Gas Fired Combustion Turbine | GT |  | S | 163 | 180 | 102 | N | 2002 |  |  | N | IPP Non-CHP | 2 | X | NG | DFO
Natural Gas Fired Combustion Turbine.NG | natural gas peaker | TRUE | 61905 | Oleander Holdings LLC | 55286 | Oleander Power Project LP | FL | Brevard | OG3 | Natural Gas Fired Combustion Turbine | GT |  | S | 163 | 180 | 102 | N | 2002 |  |  | N | IPP Non-CHP | 2 | X | NG | DFO
Natural Gas Fired Combustion Turbine.NG | natural gas peaker | TRUE | 61905 | Oleander Holdings LLC | 55286 | Oleander Power Project LP | FL | Brevard | OG4 | Natural Gas Fired Combustion Turbine | GT |  | S | 163 | 180 | 102 | N | 2002 |  |  | N | IPP Non-CHP | 2 | X | NG | DFO
Natural Gas Fired Combustion Turbine.NG | natural gas peaker | TRUE | 61905 | Oleander Holdings LLC | 55286 | Oleander Power Project LP | FL | Brevard | OG5 | Natural Gas Fired Combustion Turbine | GT |  | S | 163 | 180 | 102 | N | 2007 |  |  | N | IPP Non-CHP | 2 | X | NG | DFO
Onshore Wind Turbine.WND | onshore wind | TRUE | 59496 | ALLETE Clean Energy | 55287 | Storm Lake II | IA | Buena Vista | EXIS | Onshore Wind Turbine | WT |  | S | 76.5 | 76.5 | 1 | N | 1999 |  |  | N | IPP Non-CHP | 2 | X | WND
Conventional Hydroelectric.WAT | hydro | TRUE | 59178 | Brookfield Black Bear Hydro, LLC | 55288 | Medway Hydro | ME | Penobscot | MW01 | Conventional Hydroelectric | HY |  | S | 0.7 | 0.7 | 0.4 | N | 1923 |  |  | N | IPP Non-CHP | 2 | X | WAT
Conventional Hydroelectric.WAT | hydro | TRUE | 59178 | Brookfield Black Bear Hydro, LLC | 55288 | Medway Hydro | ME | Penobscot | MW02 | Conventional Hydroelectric | HY |  | S | 0.7 | 0.7 | 0.4 | N | 1923 |  |  | N | IPP Non-CHP | 2 | X | WAT
Conventional Hydroelectric.WAT | hydro | TRUE | 59178 | Brookfield Black Bear Hydro, LLC | 55288 | Medway Hydro | ME | Penobscot | MW03 | Conventional Hydroelectric | HY |  | S | 0.7 | 0.7 | 0.3 | N | 1923 |  |  | N | IPP Non-CHP | 2 | X | WAT
Conventional Hydroelectric.WAT | hydro | TRUE | 59178 | Brookfield Black Bear Hydro, LLC | 55288 | Medway Hydro | ME | Penobscot | MW04 | Conventional Hydroelectric | HY |  | S | 0.9 | 0.9 | 0.4 | N | 1925 |  |  | N | IPP Non-CHP | 2 | X | WAT
Conventional Hydroelectric.WAT | hydro | TRUE | 59178 | Brookfield Black Bear Hydro, LLC | 55288 | Medway Hydro | ME | Penobscot | MW05 | Conventional Hydroelectric | HY |  | S | 0.9 | 0.9 | 0.4 | N | 1925 |  |  | N | IPP Non-CHP | 2 | X | WAT
Natural Gas Fired Combined Cycle.NG | natural gas combined cycle | TRUE | 2929 | Decatur Energy Center LLC | 55292 | Decatur Energy Center | AL | Morgan | CTG1 | Natural Gas Fired Combined Cycle | CT | CC01 | S | 180 | 210 | 66 | N | 2002 |  |  | N | IPP Non-CHP | 2 | X | NG
Natural Gas Fired Combined Cycle.NG | natural gas combined cycle | TRUE | 2929 | Decatur Energy Center LLC | 55292 | Decatur Energy Center | AL | Morgan | CTG2 | Natural Gas Fired Combined Cycle | CT | CC01 | S | 180 | 210 | 66 | N | 2002 |  |  | N | IPP Non-CHP | 2 | X | NG
Natural Gas Fired Combined Cycle.NG | natural gas combined cycle | TRUE | 2929 | Decatur Energy Center LLC | 55292 | Decatur Energy Center | AL | Morgan | CTG3 | Natural Gas Fired Combined Cycle | CT | CC01 | S | 180 | 210 | 66 | N | 2003 |  |  | N | IPP Non-CHP | 2 | X | NG
Natural Gas Fired Combined Cycle.NG | natural gas combined cycle | TRUE | 2929 | Decatur Energy Center LLC | 55292 | Decatur Energy Center | AL | Morgan | STG1 | Natural Gas Fired Combined Cycle | CA | CC01 | S | 260 | 265 | 30 | N | 2002 |  |  | N | IPP Non-CHP | 2 | X | NG
Natural Gas Fired Combined Cycle.NG | natural gas combined cycle | TRUE | 29122 | Morgan Energy Center LLC | 55293 | Morgan Energy Center | AL | Morgan | CTG1 | Natural Gas Fired Combined Cycle | CT | CC1 | S | 163 | 174 | 64 | N | 2004 |  |  | Y | IPP CHP | 3 | T | NG
Natural Gas Fired Combined Cycle.NG | natural gas combined cycle | TRUE | 29122 | Morgan Energy Center LLC | 55293 | Morgan Energy Center | AL | Morgan | CTG2 | Natural Gas Fired Combined Cycle | CT | CC1 | S | 163 | 174 | 64 | N | 2003 |  |  | Y | IPP CHP | 3 | T | NG
Natural Gas Fired Combined Cycle.NG | natural gas combined cycle | TRUE | 29122 | Morgan Energy Center LLC | 55293 | Morgan Energy Center | AL | Morgan | CTG3 | Natural Gas Fired Combined Cycle | CT | CC1 | S | 163 | 174 | 64 | N | 2003 |  |  | Y | IPP CHP | 3 | T | NG
Natural Gas Fired Combined Cycle.NG | natural gas combined cycle | TRUE | 29122 | Morgan Energy Center LLC | 55293 | Morgan Energy Center | AL | Morgan | STG1 | Natural Gas Fired Combined Cycle | CA | CC1 | S | 293 | 293 | 30 | N | 2003 |  |  | Y | IPP CHP | 3 | T | NG
Natural Gas Fired Combined Cycle.NG | natural gas combined cycle | TRUE | 2891 | Westbrook Energy Center | 55294 | Westbrook Energy Center Power Plant | ME | Cumberland | GTG1 | Natural Gas Fired Combined Cycle | CT | CC1 | S | 176.4 | 196 | 100 | N | 2001 |  |  | N | IPP Non-CHP | 2 | X | NG
Natural Gas Fired Combined Cycle.NG | natural gas combined cycle | TRUE | 2891 | Westbrook Energy Center | 55294 | Westbrook Energy Center Power Plant | ME | Cumberland | GTG2 | Natural Gas Fired Combined Cycle | CT | CC1 | S | 175.6 | 196.8 | 100 | N | 2001 |  |  | N | IPP Non-CHP | 2 | X | NG
Natural Gas Fired Combined Cycle.NG | natural gas combined cycle | TRUE | 2891 | Westbrook Energy Center | 55294 | Westbrook Energy Center Power Plant | ME | Cumberland | STG3 | Natural Gas Fired Combined Cycle | CA | CC1 | S | 182.3 | 192.6 | 60 | N | 2001 |  |  | N | IPP Non-CHP | 2 | X | NG
Natural Gas Fired Combined Cycle.NG | natural gas combined cycle | TRUE | 58453 | AltaGas Blythe Operations Inc | 55295 | Blythe Energy Inc | CA | Riverside | CT1 | Natural Gas Fired Combined Cycle | CT | CC1 | S | 156.5 | 160.5 | 70 | N | 2003 |  |  | N | IPP Non-CHP | 2 | X | NG
Natural Gas Fired Combined Cycle.NG | natural gas combined cycle | TRUE | 58453 | AltaGas Blythe Operations Inc | 55295 | Blythe Energy Inc | CA | Riverside | CT2 | Natural Gas Fired Combined Cycle | CT | CC1 | S | 156.5 | 160.5 | 70 | N | 2003 |  |  | N | IPP Non-CHP | 2 | X | NG
Natural Gas Fired Combined Cycle.NG | natural gas combined cycle | TRUE | 58453 | AltaGas Blythe Operations Inc | 55295 | Blythe Energy Inc | CA | Riverside | ST1 | Natural Gas Fired Combined Cycle | CA | CC1 | S | 201 | 204 | 50 | N | 2003 |  |  | N | IPP Non-CHP | 2 | X | NG
Natural Gas Fired Combustion Turbine.NG | natural gas peaker | TRUE | 56213 | IPA Operations Inc - Calumet | 55296 | Calumet Energy Team LLC | IL | Cook | CT11 | Natural Gas Fired Combustion Turbine | GT |  | W | 162 | 176 | 109 | N | 2002 |  |  | N | IPP Non-CHP | 2 | X | NG
Natural Gas Fired Combustion Turbine.NG | natural gas peaker | TRUE | 56213 | IPA Operations Inc - Calumet | 55296 | Calumet Energy Team LLC | IL | Cook | CT12 | Natural Gas Fired Combustion Turbine | GT |  | W | 164.1 | 176 | 109 | N | 2002 |  |  | N | IPP Non-CHP | 2 | X | NG
Natural Gas Fired Combined Cycle.NG | natural gas combined cycle | TRUE | 4254 | Consumers Energy Co - (MI) | 55297 | New Covert Generating Facility | MI | Van Buren | 1 | Natural Gas Fired Combined Cycle | CT | CTG1 | S | 366.6 | 400 | 140 | N | 2004 |  |  | N | Electric Utility | 1 | X | NG
Natural Gas Fired Combined Cycle.NG | natural gas combined cycle | TRUE | 4254 | Consumers Energy Co - (MI) | 55297 | New Covert Generating Facility | MI | Van Buren | 1A | Natural Gas Fired Combined Cycle | CA | CTG1 | S | 361 | 400 | 70 | N | 2004 |  |  | N | Electric Utility | 1 | X | NG
Natural Gas Fired Combined Cycle.NG | natural gas combined cycle | TRUE | 4254 | Consumers Energy Co - (MI) | 55297 | New Covert Generating Facility | MI | Van Buren | 2 | Natural Gas Fired Combined Cycle | CT | CTG2 | S | 360.9 | 400 | 140 | N | 2004 |  |  | N | Electric Utility | 1 | X | NG
Natural Gas Fired Combined Cycle.NG | natural gas combined cycle | TRUE | 4254 | Consumers Energy Co - (MI) | 55297 | New Covert Generating Facility | MI | Van Buren | 2A | Natural Gas Fired Combined Cycle | CA | CTG2 | S | 137 | 137 | 75 | N | 2004 |  |  | N | Electric Utility | 1 | X | NG
Natural Gas Fired Combined Cycle.NG | natural gas combined cycle | TRUE | 4254 | Consumers Energy Co - (MI) | 55297 | New Covert Generating Facility | MI | Van Buren | 3 | Natural Gas Fired Combined Cycle | CT | CTG3 | S | 224.8 | 261 | 140 | N | 2004 |  |  | N | Electric Utility | 1 | X | NG
Natural Gas Fired Combined Cycle.NG | natural gas combined cycle | TRUE | 4254 | Consumers Energy Co - (MI) | 55297 | New Covert Generating Facility | MI | Van Buren | 3A | Natural Gas Fired Combined Cycle | CA | CTG3 | S | 135.3 | 136.4 | 75 | N | 2004 |  |  | N | Electric Utility | 1 | X | NG
Natural Gas Fired Combined Cycle.NG | natural gas combined cycle | TRUE | 61786 | Edgewater Generation, LLC | 55298 | Fairless Energy Center | PA | Bucks | CT1A | Natural Gas Fired Combined Cycle | CT | BLK1 | S | 191 | 207 | 105 | N | 2004 |  |  | N | IPP Non-CHP | 2 | X | NG
Natural Gas Fired Combined Cycle.NG | natural gas combined cycle | TRUE | 61786 | Edgewater Generation, LLC | 55298 | Fairless Energy Center | PA | Bucks | CT1B | Natural Gas Fired Combined Cycle | CT | BLK1 | S | 191 | 207 | 105 | N | 2004 |  |  | N | IPP Non-CHP | 2 | X | NG
Natural Gas Fired Combined Cycle.NG | natural gas combined cycle | TRUE | 61786 | Edgewater Generation, LLC | 55298 | Fairless Energy Center | PA | Bucks | CT2A | Natural Gas Fired Combined Cycle | CT | BLK2 | S | 191 | 207 | 105 | N | 2004 |  |  | N | IPP Non-CHP | 2 | X | NG
Natural Gas Fired Combined Cycle.NG | natural gas combined cycle | TRUE | 61786 | Edgewater Generation, LLC | 55298 | Fairless Energy Center | PA | Bucks | CT2B | Natural Gas Fired Combined Cycle | CT | BLK2 | S | 191 | 207 | 105 | N | 2004 |  |  | N | IPP Non-CHP | 2 | X | NG
Natural Gas Fired Combined Cycle.NG | natural gas combined cycle | TRUE | 61786 | Edgewater Generation, LLC | 55298 | Fairless Energy Center | PA | Bucks | ST1 | Natural Gas Fired Combined Cycle | CA | BLK1 | S | 258 | 263.7 | 55 | N | 2004 |  |  | N | IPP Non-CHP | 2 | X | NG
Natural Gas Fired Combined Cycle.NG | natural gas combined cycle | TRUE | 61786 | Edgewater Generation, LLC | 55298 | Fairless Energy Center | PA | Bucks | ST2 | Natural Gas Fired Combined Cycle | CA | BLK2 | S | 258 | 263.7 | 55 | N | 2004 |  |  | N | IPP Non-CHP | 2 | X | NG
Natural Gas Fired Combined Cycle.NG | natural gas combined cycle | TRUE | 3370 | Channel Energy Center LLC | 55299 | Channel Energy Center LLC | TX | Harris | CTG1 | Natural Gas Fired Combined Cycle | CT | CC1 | W | 173 | 183 | 120 | N | 2001 |  |  | Y | IPP CHP | 3 | T | NG | OG
Natural Gas Fired Combined Cycle.NG | natural gas combined cycle | TRUE | 3370 | Channel Energy Center LLC | 55299 | Channel Energy Center LLC | TX | Harris | CTG2 | Natural Gas Fired Combined Cycle | CT | CC1 | W | 173 | 183 | 120 | N | 2002 |  |  | Y | IPP CHP | 3 | T | NG | OG
Natural Gas Fired Combined Cycle.NG | natural gas combined cycle | TRUE | 3370 | Channel Energy Center LLC | 55299 | Channel Energy Center LLC | TX | Harris | CTG3 | Natural Gas Fired Combined Cycle | CT | CC1 | W | 173 | 183 | 120 | N | 2014 |  |  | Y | IPP CHP | 3 | T | NG | OG
Natural Gas Fired Combined Cycle.NG | natural gas combined cycle | TRUE | 3370 | Channel Energy Center LLC | 55299 | Channel Energy Center LLC | TX | Harris | ST-1 | Natural Gas Fired Combined Cycle | CA | CC1 | W | 241 | 241 | 80 | N | 2002 |  |  | Y | IPP CHP | 3 | T | NG | OG
Natural Gas Fired Combustion Turbine.NG | natural gas peaker | TRUE | 2671 | Baconton Power LLC | 55304 | Baconton Power Plant | GA | Mitchell | CT1 | Natural Gas Fired Combustion Turbine | GT |  | J | 49 | 49 | 37 | N | 2000 |  |  | N | IPP Non-CHP | 2 | X | NG | DFO
Natural Gas Fired Combustion Turbine.NG | natural gas peaker | TRUE | 2671 | Baconton Power LLC | 55304 | Baconton Power Plant | GA | Mitchell | CT4 | Natural Gas Fired Combustion Turbine | GT |  | J | 49 | 49 | 37 | N | 2000 |  |  | N | IPP Non-CHP | 2 | X | NG | DFO
Natural Gas Fired Combustion Turbine.NG | natural gas peaker | TRUE | 2671 | Baconton Power LLC | 55304 | Baconton Power Plant | GA | Mitchell | CT5 | Natural Gas Fired Combustion Turbine | GT |  | J | 49 | 49 | 37 | N | 2000 |  |  | N | IPP Non-CHP | 2 | X | NG | DFO
Natural Gas Fired Combustion Turbine.NG | natural gas peaker | TRUE | 2671 | Baconton Power LLC | 55304 | Baconton Power Plant | GA | Mitchell | CT6 | Natural Gas Fired Combustion Turbine | GT |  | J | 49 | 49 | 37 | N | 2000 |  |  | N | IPP Non-CHP | 2 | X | NG | DFO
Natural Gas Fired Combined Cycle.NG | natural gas combined cycle | TRUE | 16572 | Salt River Project | 55306 | Gila River Power Block 4 | AZ | Maricopa | CTG7 | Natural Gas Fired Combined Cycle | CT | BL04 | S | 164 | 184 | 70 | N | 2003 |  |  | N | Electric Utility | 1 | X | NG
Natural Gas Fired Combined Cycle.NG | natural gas combined cycle | TRUE | 16572 | Salt River Project | 55306 | Gila River Power Block 4 | AZ | Maricopa | CTG8 | Natural Gas Fired Combined Cycle | CT | BL04 | S | 164 | 184 | 70 | N | 2003 |  |  | N | Electric Utility | 1 | X | NG
Natural Gas Fired Combined Cycle.NG | natural gas combined cycle | TRUE | 16572 | Salt River Project | 55306 | Gila River Power Block 4 | AZ | Maricopa | ST12 | Natural Gas Fired Combined Cycle | CA | BL04 | S | 242 | 249 | 70 | N | 2003 |  |  | N | Electric Utility | 1 | X | NG
Natural Gas Fired Combustion Turbine.NG | natural gas peaker | FALSE | 57295 | DTE Calvert City LLC | 55308 | Calvert City | KY | Marshall | GEN1 | Natural Gas Fired Combustion Turbine | GT |  | S | 23 | 28.5 | 3 | N | 2000 |  |  | Y | Industrial CHP | 7 | T | NG
Natural Gas Fired Combustion Turbine.NG | natural gas peaker | FALSE | 56304 | Air Products LLC | 55309 | Air Products Port Arthur | TX | Jefferson | GEN 5 | Natural Gas Fired Combustion Turbine | GT |  | S | 32.8 | 32.8 | 29 | N | 2012 |  |  | Y | Industrial CHP | 7 | T | NG | OG
Natural Gas Fired Combustion Turbine.NG | natural gas peaker | FALSE | 56304 | Air Products LLC | 55309 | Air Products Port Arthur | TX | Jefferson | GEN1 | Natural Gas Fired Combustion Turbine | GT |  | S | 33.2 | 37.3 | 33 | N | 2000 |  |  | Y | Industrial CHP | 7 | T | NG | OG
Other Gases.OG | other | FALSE | 56304 | Air Products LLC | 55309 | Air Products Port Arthur | TX | Jefferson | GEN3 | Other Gases | ST | SMR2 | S | 20.5 | 20.5 | 18 | N | 2006 |  |  | Y | Industrial CHP | 7 | B | OG | NG
Other Gases.OG | other | FALSE | 56304 | Air Products LLC | 55309 | Air Products Port Arthur | TX | Jefferson | GEN4 | Other Gases | GT | SMR2 | W | 72.4 | 84.2 | 70 | N | 2006 |  |  | Y | Industrial CHP | 7 | T | OG | NG
Natural Gas Fired Combustion Turbine.NG | natural gas peaker | FALSE | 1182 | BASF Corporation | 55311 | BASF Freeport Works | TX | Brazoria | GEN1 | Natural Gas Fired Combustion Turbine | GT |  | S | 75 | 85 | 40 | N | 1999 |  |  | Y | Industrial CHP | 7 | T | NG
All Other.WH | other | FALSE | 1182 | BASF Corporation | 55311 | BASF Freeport Works | TX | Brazoria | GEN2 | All Other | ST |  | S | 11.7 | 11.7 | 1.2 | N | 1999 |  |  | Y | Industrial CHP | 7 | T | WH
Natural Gas Fired Combined Cycle.NG | natural gas combined cycle | FALSE | 26469 | Ingleside Cogeneration LP | 55313 | Ingleside Cogeneration | TX | San Patricio | CTG1 | Natural Gas Fired Combined Cycle | CT | CC1 | J | 155 | 179 |  | N | 1999 |  |  | Y | Industrial CHP | 7 | T | NG
Natural Gas Fired Combined Cycle.NG | natural gas combined cycle | FALSE | 26469 | Ingleside Cogeneration LP | 55313 | Ingleside Cogeneration | TX | San Patricio | CTG2 | Natural Gas Fired Combined Cycle | CT | CC1 | J | 155 | 179 |  | N | 1999 |  |  | Y | Industrial CHP | 7 | T | NG
Natural Gas Fired Combined Cycle.NG | natural gas combined cycle | FALSE | 26469 | Ingleside Cogeneration LP | 55313 | Ingleside Cogeneration | TX | San Patricio | STG | Natural Gas Fired Combined Cycle | CA | CC1 | J | 150 | 150 |  | N | 1999 |  |  | Y | Industrial CHP | 7 | T | NG
Natural Gas Fired Combined Cycle.NG | natural gas combined cycle | TRUE | 59368 | Calpine Fore River Energy Center, LLC | 55317 | Fore River Generating Station | MA | Norfolk | GT11 | Natural Gas Fired Combined Cycle | CT | G942 | S | 231 | 255 | 140 | N | 2003 |  |  | N | IPP Non-CHP | 2 | X | NG | DFO
Natural Gas Fired Combined Cycle.NG | natural gas combined cycle | TRUE | 59368 | Calpine Fore River Energy Center, LLC | 55317 | Fore River Generating Station | MA | Norfolk | GT12 | Natural Gas Fired Combined Cycle | CT | G942 | S | 231 | 255 | 140 | N | 2003 |  |  | N | IPP Non-CHP | 2 | X | NG | DFO
Natural Gas Fired Combined Cycle.NG | natural gas combined cycle | TRUE | 59368 | Calpine Fore River Energy Center, LLC | 55317 | Fore River Generating Station | MA | Norfolk | ST15 | Natural Gas Fired Combined Cycle | CA | G942 | S | 262 | 280 | 75 | N | 2003 |  |  | N | IPP Non-CHP | 2 | X | NG | DFO
Natural Gas Steam Turbine.NG | natural gas steam turbine | TRUE | 14610 | Orlando Utilities Comm | 55318 | Indian River | FL | Brevard | 1 | Natural Gas Steam Turbine | ST |  | S | 75.5 | 79 | 40 | N | 1960 |  |  | N | Electric Utility | 1 | X | NG | PG
Natural Gas Steam Turbine.NG | natural gas steam turbine | TRUE | 14610 | Orlando Utilities Comm | 55318 | Indian River | FL | Brevard | 2 | Natural Gas Steam Turbine | ST |  | S | 181.3 | 186 | 93 | N | 1964 |  |  | N | Electric Utility | 1 | X | NG | PG
Natural Gas Steam Turbine.NG | natural gas steam turbine | TRUE | 14610 | Orlando Utilities Comm | 55318 | Indian River | FL | Brevard | 3 | Natural Gas Steam Turbine | ST |  | S | 319.6 | 320 | 160 | N | 1974 |  |  | N | Electric Utility | 1 | X | NG | PG
Petroleum Liquids.DFO | petroleum | FALSE | 38021 | Piedmont Athens Regional Medical Center | 55319 | Athens Regional Medical Center | GA | Clarke | CT1 | Petroleum Liquids | IC |  | S | 0.7 | 0.7 | 0 | N | 1994 |  |  | N | Commercial Non-CHP | 4 | X | DFO
Petroleum Liquids.DFO | petroleum | FALSE | 38021 | Piedmont Athens Regional Medical Center | 55319 | Athens Regional Medical Center | GA | Clarke | CT3 | Petroleum Liquids | IC |  | S | 0.7 | 0.7 | 0 | N | 1994 |  |  | N | Commercial Non-CHP | 4 | X | DFO
Petroleum Liquids.DFO | petroleum | FALSE | 38021 | Piedmont Athens Regional Medical Center | 55319 | Athens Regional Medical Center | GA | Clarke | STEG3 | Petroleum Liquids | IC |  | S | 0.8 | 0.8 | 0 | N | 2007 |  |  | N | Commercial Non-CHP | 4 | X | DFO
Petroleum Liquids.DFO | petroleum | FALSE | 38021 | Piedmont Athens Regional Medical Center | 55319 | Athens Regional Medical Center | GA | Clarke | STEG4 | Petroleum Liquids | IC |  | S | 0.8 | 0.8 | 0 | N | 2007 |  |  | N | Commercial Non-CHP | 4 | X | DFO
Petroleum Liquids.DFO | petroleum | FALSE | 38021 | Piedmont Athens Regional Medical Center | 55319 | Athens Regional Medical Center | GA | Clarke | STEG5 | Petroleum Liquids | IC |  | S | 0.8 | 0.8 | 0 | N | 2007 |  |  | N | Commercial Non-CHP | 4 | X | DFO
Petroleum Liquids.DFO | petroleum | FALSE | 38021 | Piedmont Athens Regional Medical Center | 55319 | Athens Regional Medical Center | GA | Clarke | STEG6 | Petroleum Liquids | IC |  | S | 0.8 | 0.8 | 0 | N | 2007 |  |  | N | Commercial Non-CHP | 4 | X | DFO
Natural Gas Fired Combined Cycle.NG | natural gas combined cycle | TRUE | 21668 | Wise County Power Company LLC | 55320 | Wise County Power LLC | TX | Wise | GT1 | Natural Gas Fired Combined Cycle | CT | CC1 | S | 245 | 261 | 85 | N | 2004 |  |  | N | IPP Non-CHP | 2 | X | NG
Natural Gas Fired Combined Cycle.NG | natural gas combined cycle | TRUE | 21668 | Wise County Power Company LLC | 55320 | Wise County Power LLC | TX | Wise | GT2 | Natural Gas Fired Combined Cycle | CT | CC1 | S | 245 | 261 | 85 | N | 2004 |  |  | N | IPP Non-CHP | 2 | X | NG
Natural Gas Fired Combined Cycle.NG | natural gas combined cycle | TRUE | 21668 | Wise County Power Company LLC | 55320 | Wise County Power LLC | TX | Wise | ST1 | Natural Gas Fired Combined Cycle | CA | CC1 | S | 245 | 260 | 130 | N | 2004 |  |  | N | IPP Non-CHP | 2 | X | NG
Natural Gas Fired Combined Cycle.NG | natural gas combined cycle | TRUE | 13407 | Nevada Power Co | 55322 | Chuck Lenzie Generating Station | NV | Clark | CTG1 | Natural Gas Fired Combined Cycle | CT | PB1 | S | 184 | 179 | 90 | N | 2006 |  |  | N | Electric Utility | 1 | X | NG
Natural Gas Fired Combined Cycle.NG | natural gas combined cycle | TRUE | 13407 | Nevada Power Co | 55322 | Chuck Lenzie Generating Station | NV | Clark | CTG2 | Natural Gas Fired Combined Cycle | CT | PB1 | S | 184 | 179 | 90 | N | 2006 |  |  | N | Electric Utility | 1 | X | NG
Natural Gas Fired Combined Cycle.NG | natural gas combined cycle | TRUE | 13407 | Nevada Power Co | 55322 | Chuck Lenzie Generating Station | NV | Clark | CTG3 | Natural Gas Fired Combined Cycle | CT | PB2 | S | 184 | 179 | 90 | N | 2006 |  |  | N | Electric Utility | 1 | X | NG
Natural Gas Fired Combined Cycle.NG | natural gas combined cycle | TRUE | 13407 | Nevada Power Co | 55322 | Chuck Lenzie Generating Station | NV | Clark | CTG4 | Natural Gas Fired Combined Cycle | CT | PB2 | S | 184 | 179 | 90 | N | 2006 |  |  | N | Electric Utility | 1 | X | NG
Natural Gas Fired Combined Cycle.NG | natural gas combined cycle | TRUE | 13407 | Nevada Power Co | 55322 | Chuck Lenzie Generating Station | NV | Clark | ST1 | Natural Gas Fired Combined Cycle | CA | PB1 | S | 253 | 265 | 45 | N | 2006 |  |  | N | Electric Utility | 1 | X | NG
Natural Gas Fired Combined Cycle.NG | natural gas combined cycle | TRUE | 13407 | Nevada Power Co | 55322 | Chuck Lenzie Generating Station | NV | Clark | ST2 | Natural Gas Fired Combined Cycle | CA | PB2 | S | 253 | 265 | 45 | N | 2006 |  |  | N | Electric Utility | 1 | X | NG
Natural Gas Fired Combined Cycle.NG | natural gas combined cycle | TRUE | 2838 | Baytown Energy Center LLC | 55327 | Baytown Energy Center | TX | Chambers | CTG1 | Natural Gas Fired Combined Cycle | CT | CC1 | S | 198 | 187 | 120 | N | 2002 |  |  | Y | IPP CHP | 3 | T | NG
Natural Gas Fired Combined Cycle.NG | natural gas combined cycle | TRUE | 2838 | Baytown Energy Center LLC | 55327 | Baytown Energy Center | TX | Chambers | CTG2 | Natural Gas Fired Combined Cycle | CT | CC1 | S | 198 | 187 | 120 | N | 2002 |  |  | Y | IPP CHP | 3 | T | NG
Natural Gas Fired Combined Cycle.NG | natural gas combined cycle | TRUE | 2838 | Baytown Energy Center LLC | 55327 | Baytown Energy Center | TX | Chambers | CTG3 | Natural Gas Fired Combined Cycle | CT | CC1 | S | 198 | 187 | 120 | N | 2002 |  |  | Y | IPP CHP | 3 | T | NG
Natural Gas Fired Combined Cycle.NG | natural gas combined cycle | TRUE | 2838 | Baytown Energy Center LLC | 55327 | Baytown Energy Center | TX | Chambers | STG1 | Natural Gas Fired Combined Cycle | CA | CC1 | S | 258 | 258 | 25 | N | 2002 |  |  | Y | IPP CHP | 3 | T | NG
Natural Gas Fired Combined Cycle.NG | natural gas combined cycle | TRUE | 7869 | Hermiston Power Partnership | 55328 | Hermiston Power Partnership | OR | Umatilla | CTG1 | Natural Gas Fired Combined Cycle | CT | CC1 | S | 197 | 206 | 80 | N | 2002 |  |  | N | IPP Non-CHP | 2 | X | NG
Natural Gas Fired Combined Cycle.NG | natural gas combined cycle | TRUE | 7869 | Hermiston Power Partnership | 55328 | Hermiston Power Partnership | OR | Umatilla | CTG2 | Natural Gas Fired Combined Cycle | CT | CC1 | S | 197 | 206 | 80 | N | 2002 |  |  | N | IPP Non-CHP | 2 | X | NG
Natural Gas Fired Combined Cycle.NG | natural gas combined cycle | TRUE | 7869 | Hermiston Power Partnership | 55328 | Hermiston Power Partnership | OR | Umatilla | STG1 | Natural Gas Fired Combined Cycle | CA | CC1 | S | 235 | 246 | 90 | N | 2002 |  |  | N | IPP Non-CHP | 2 | X | NG
Natural Gas Fired Combustion Turbine.NG | natural gas peaker | TRUE | 59416 | SEPG Operating Services, LLC WCP | 55332 | Washington County Power LLC | GA | Washington | 1 | Natural Gas Fired Combustion Turbine | GT |  | J | 151 | 186.3 | 100 | N | 2003 |  |  | N | IPP Non-CHP | 2 | X | NG
Natural Gas Fired Combustion Turbine.NG | natural gas peaker | TRUE | 59416 | SEPG Operating Services, LLC WCP | 55332 | Washington County Power LLC | GA | Washington | 2 | Natural Gas Fired Combustion Turbine | GT |  | J | 157.9 | 186.3 | 100 | N | 2003 |  |  | N | IPP Non-CHP | 2 | X | NG
Natural Gas Fired Combustion Turbine.NG | natural gas peaker | TRUE | 59416 | SEPG Operating Services, LLC WCP | 55332 | Washington County Power LLC | GA | Washington | 3 | Natural Gas Fired Combustion Turbine | GT |  | J | 157.9 | 186.3 | 100 | N | 2003 |  |  | N | IPP Non-CHP | 2 | X | NG
Natural Gas Fired Combustion Turbine.NG | natural gas peaker | TRUE | 59416 | SEPG Operating Services, LLC WCP | 55332 | Washington County Power LLC | GA | Washington | 4 | Natural Gas Fired Combustion Turbine | GT |  | J | 156.6 | 186.3 | 100 | N | 2003 |  |  | N | IPP Non-CHP | 2 | X | NG
Natural Gas Fired Combined Cycle.NG | natural gas combined cycle | TRUE | 5030 | Delta Energy Center LLC | 55333 | Delta Energy Center | CA | Contra Costa | CTG1 | Natural Gas Fired Combined Cycle | CT | CC1 | S | 184 | 184 | 115 | N | 2002 |  |  | N | IPP Non-CHP | 2 | X | NG
Natural Gas Fired Combined Cycle.NG | natural gas combined cycle | TRUE | 5030 | Delta Energy Center LLC | 55333 | Delta Energy Center | CA | Contra Costa | CTG2 | Natural Gas Fired Combined Cycle | CT | CC1 | S | 171 | 172 | 115 | N | 2002 |  |  | N | IPP Non-CHP | 2 | X | NG
Natural Gas Fired Combined Cycle.NG | natural gas combined cycle | TRUE | 5030 | Delta Energy Center LLC | 55333 | Delta Energy Center | CA | Contra Costa | CTG3 | Natural Gas Fired Combined Cycle | CT | CC1 | S | 171 | 172 | 115 | N | 2002 |  |  | N | IPP Non-CHP | 2 | X | NG
Natural Gas Fired Combined Cycle.NG | natural gas combined cycle | TRUE | 5030 | Delta Energy Center LLC | 55333 | Delta Energy Center | CA | Contra Costa | STG1 | Natural Gas Fired Combined Cycle | CA | CC1 | S | 292 | 330 | 80 | N | 2002 |  |  | N | IPP Non-CHP | 2 | X | NG
Natural Gas Fired Combined Cycle.NG | natural gas combined cycle | TRUE | 49974 | NAES Corporation - (WA) | 55334 | Holland Energy Facility | IL | Shelby | CTG1 | Natural Gas Fired Combined Cycle | CT | CC1 | W | 141.8 | 177.9 | 100 | N | 2002 |  |  | N | Electric Utility | 1 | X | NG
Natural Gas Fired Combined Cycle.NG | natural gas combined cycle | TRUE | 49974 | NAES Corporation - (WA) | 55334 | Holland Energy Facility | IL | Shelby | CTG2 | Natural Gas Fired Combined Cycle | CT | CC1 | W | 138 | 179.6 | 100 | N | 2002 |  |  | N | Electric Utility | 1 | X | NG
Natural Gas Fired Combined Cycle.NG | natural gas combined cycle | TRUE | 49974 | NAES Corporation - (WA) | 55334 | Holland Energy Facility | IL | Shelby | STG1 | Natural Gas Fired Combined Cycle | CA | CC1 | W | 310.1 | 330 | 50 | N | 2002 |  |  | N | Electric Utility | 1 | X | NG
Natural Gas Fired Combined Cycle.NG | natural gas combined cycle | TRUE | 61121 | Helix Ironwood LLC | 55337 | Ironwood LLC | PA | Lebanon | CT1 | Natural Gas Fired Combined Cycle | CT | CC02 | S | 261.6 | 261.6 | 116.8 | Y | 2001 |  |  | N | IPP Non-CHP | 2 | X | NG
Natural Gas Fired Combined Cycle.NG | natural gas combined cycle | TRUE | 61121 | Helix Ironwood LLC | 55337 | Ironwood LLC | PA | Lebanon | CT2 | Natural Gas Fired Combined Cycle | CT | CC02 | S | 261.6 | 261.6 | 116.8 | Y | 2001 |  |  | N | IPP Non-CHP | 2 | X | NG
Natural Gas Fired Combined Cycle.NG | natural gas combined cycle | TRUE | 61121 | Helix Ironwood LLC | 55337 | Ironwood LLC | PA | Lebanon | ST4 | Natural Gas Fired Combined Cycle | CA | CC02 | S | 236.8 | 236.8 | 75 | N | 2001 |  |  | N | IPP Non-CHP | 2 | X | NG
Onshore Wind Turbine.WND | onshore wind | TRUE | 15399 | Avangrid Renewables LLC | 55339 | Phoenix Wind Power LLC | CA | Riverside | GEN1 | Onshore Wind Turbine | WT |  | S | 2.1 | 2.1 | 0.1 | N | 1999 |  |  | N | IPP Non-CHP | 2 | X | WND
Natural Gas Fired Combined Cycle.NG | natural gas combined cycle | TRUE | 924 | Associated Electric Coop, Inc | 55340 | Dell Power Station | AR | Mississippi | CTG1 | Natural Gas Fired Combined Cycle | CT | CC2 | S | 153 | 180 | 100 | N | 2007 |  |  | N | Electric Utility | 1 | X | NG | DFO
Natural Gas Fired Combined Cycle.NG | natural gas combined cycle | TRUE | 924 | Associated Electric Coop, Inc | 55340 | Dell Power Station | AR | Mississippi | CTG2 | Natural Gas Fired Combined Cycle | CT | CC2 | S | 152 | 168 | 100 | N | 2007 |  |  | N | Electric Utility | 1 | X | NG | DFO
Natural Gas Fired Combined Cycle.NG | natural gas combined cycle | TRUE | 924 | Associated Electric Coop, Inc | 55340 | Dell Power Station | AR | Mississippi | STG | Natural Gas Fired Combined Cycle | CA | CC2 | S | 176 | 184 | 62 | N | 2007 |  |  | N | Electric Utility | 1 | X | NG
Onshore Wind Turbine.WND | onshore wind | TRUE | 56769 | Consolidated Edison Development Inc. | 55342 | Woodstock Windfarm | MN | Pipestone | WIND | Onshore Wind Turbine | WT |  | S | 9.2 | 9.2 | 0 | N | 1999 |  |  | N | IPP Non-CHP | 2 | X | WND
Natural Gas Fired Combined Cycle.NG | natural gas combined cycle | TRUE | 15473 | Public Service Co of NM | 55343 | Luna Energy Facility | NM | Luna | CTG1 | Natural Gas Fired Combined Cycle | CT | CC1 | J | 150.5 | 164.5 | 80 | N | 2006 |  |  | N | Electric Utility | 1 | X | NG
Natural Gas Fired Combined Cycle.NG | natural gas combined cycle | TRUE | 15473 | Public Service Co of NM | 55343 | Luna Energy Facility | NM | Luna | CTG2 | Natural Gas Fired Combined Cycle | CT | CC1 | J | 150.5 | 164.5 | 80 | N | 2006 |  |  | N | Electric Utility | 1 | X | NG
Natural Gas Fired Combined Cycle.NG | natural gas combined cycle | TRUE | 15473 | Public Service Co of NM | 55343 | Luna Energy Facility | NM | Luna | STG1 | Natural Gas Fired Combined Cycle | CA | CC1 | J | 258 | 282 | 50 | N | 2006 |  |  | N | Electric Utility | 1 | X | NG
Natural Gas Fired Combined Cycle.NG | natural gas combined cycle | TRUE | 14274 | Otay Mesa Energy Center LLC | 55345 | Otay Mesa Generating Project | CA | San Diego | 1-01 | Natural Gas Fired Combined Cycle | CT | CC1 | S | 159 | 166 | 85 | N | 2009 |  |  | N | IPP Non-CHP | 2 | X | NG
Natural Gas Fired Combined Cycle.NG | natural gas combined cycle | TRUE | 14274 | Otay Mesa Energy Center LLC | 55345 | Otay Mesa Generating Project | CA | San Diego | 1-02 | Natural Gas Fired Combined Cycle | CT | CC1 | S | 159 | 166 | 85 | N | 2009 |  |  | N | IPP Non-CHP | 2 | X | NG
Natural Gas Fired Combined Cycle.NG | natural gas combined cycle | TRUE | 14274 | Otay Mesa Energy Center LLC | 55345 | Otay Mesa Generating Project | CA | San Diego | 1-03 | Natural Gas Fired Combined Cycle | CA | CC1 | S | 258 | 261 | 50 | N | 2009 |  |  | N | IPP Non-CHP | 2 | X | NG
Natural Gas Fired Combustion Turbine.NG | natural gas peaker | TRUE | 56412 | Armstrong Power LLC | 55347 | Armstrong | PA | Armstrong | 1 | Natural Gas Fired Combustion Turbine | GT |  | S | 168.4 | 208.9 | 100 | N | 2002 |  |  | N | IPP Non-CHP | 2 | X | NG | DFO
Natural Gas Fired Combustion Turbine.NG | natural gas peaker | TRUE | 56412 | Armstrong Power LLC | 55347 | Armstrong | PA | Armstrong | 2 | Natural Gas Fired Combustion Turbine | GT |  | S | 163.6 | 202.9 | 100 | N | 2002 |  |  | N | IPP Non-CHP | 2 | X | NG | DFO
Natural Gas Fired Combustion Turbine.NG | natural gas peaker | TRUE | 56412 | Armstrong Power LLC | 55347 | Armstrong | PA | Armstrong | 3 | Natural Gas Fired Combustion Turbine | GT |  | S | 169 | 209.6 | 100 | N | 2002 |  |  | N | IPP Non-CHP | 2 | X | NG | DFO
Natural Gas Fired Combustion Turbine.NG | natural gas peaker | TRUE | 56412 | Armstrong Power LLC | 55347 | Armstrong | PA | Armstrong | 4 | Natural Gas Fired Combustion Turbine | GT |  | S | 169.7 | 208.3 | 100 | N | 2002 |  |  | N | IPP Non-CHP | 2 | X | NG | DFO
Natural Gas Fired Combustion Turbine.NG | natural gas peaker | TRUE | 56533 | Troy Energy LLC | 55348 | Troy Energy LLC | OH | Wood | 1 | Natural Gas Fired Combustion Turbine | GT |  | W | 176.2 | 196.4 | 100 | N | 2002 |  |  | N | IPP Non-CHP | 2 | X | NG | DFO
Natural Gas Fired Combustion Turbine.NG | natural gas peaker | TRUE | 56533 | Troy Energy LLC | 55348 | Troy Energy LLC | OH | Wood | 2 | Natural Gas Fired Combustion Turbine | GT |  | W | 175.3 | 196.6 | 100 | N | 2002 |  |  | N | IPP Non-CHP | 2 | X | NG | DFO
Natural Gas Fired Combustion Turbine.NG | natural gas peaker | TRUE | 56533 | Troy Energy LLC | 55348 | Troy Energy LLC | OH | Wood | 3 | Natural Gas Fired Combustion Turbine | GT |  | W | 177 | 196.6 | 100 | N | 2002 |  |  | N | IPP Non-CHP | 2 | X | NG | DFO
Natural Gas Fired Combustion Turbine.NG | natural gas peaker | TRUE | 56533 | Troy Energy LLC | 55348 | Troy Energy LLC | OH | Wood | 4 | Natural Gas Fired Combustion Turbine | GT |  | W | 178.8 | 196.5 | 100 | N | 2002 |  |  | N | IPP Non-CHP | 2 | X | NG | DFO
Natural Gas Fired Combustion Turbine.NG | natural gas peaker | TRUE | 55749 | Pleasants Energy LLC | 55349 | Pleasants Energy LLC | WV | Pleasants | 1 | Natural Gas Fired Combustion Turbine | GT |  | W | 171.6 | 171.6 | 105 | N | 2002 |  |  | N | IPP Non-CHP | 2 | X | NG | DFO
Natural Gas Fired Combustion Turbine.NG | natural gas peaker | TRUE | 55749 | Pleasants Energy LLC | 55349 | Pleasants Energy LLC | WV | Pleasants | 2 | Natural Gas Fired Combustion Turbine | GT |  | W | 167.9 | 167.9 | 105 | N | 2002 |  |  | N | IPP Non-CHP | 2 | X | NG | DFO
Natural Gas Fired Combined Cycle.NG | natural gas combined cycle | TRUE | 733 | Appalachian Power Co | 55350 | Dresden Energy Facility | OH | Muskingum | 1 | Natural Gas Fired Combined Cycle | CT | CC1 | S | 158.3 | 183.3 | 90 | N | 2012 |  |  | N | Electric Utility | 1 | X | NG
Natural Gas Fired Combined Cycle.NG | natural gas combined cycle | TRUE | 733 | Appalachian Power Co | 55350 | Dresden Energy Facility | OH | Muskingum | 2 | Natural Gas Fired Combined Cycle | CT | CC1 | S | 158.3 | 183.3 | 90 | N | 2012 |  |  | N | Electric Utility | 1 | X | NG
Natural Gas Fired Combined Cycle.NG | natural gas combined cycle | TRUE | 733 | Appalachian Power Co | 55350 | Dresden Energy Facility | OH | Muskingum | 3 | Natural Gas Fired Combined Cycle | CA | CC1 | S | 223.4 | 258.4 | 173 | N | 2012 |  |  | N | Electric Utility | 1 | X | NG
Onshore Wind Turbine.WND | onshore wind | TRUE | 65888 | Lakota Ridge, LLC (Longroad) | 55353 | Lakota Ridge LLC | MN | Lincoln | NMO1 | Onshore Wind Turbine | WT |  | J | 11.2 | 11.2 | 1 | N | 1999 |  |  | N | IPP Non-CHP | 2 | X | WND
Onshore Wind Turbine.WND | onshore wind | TRUE | 65889 | Shaokatan Hills, LLC (Longroad) | 55354 | Shaokatan Hills LLC | MN | Lincoln | 6150 | Onshore Wind Turbine | WT |  | J | 11.8 | 11.8 | 11.8 | N | 1999 |  |  | N | IPP Non-CHP | 2 | X | WND
Natural Gas Fired Combined Cycle.NG | natural gas combined cycle | TRUE | 2171 | Brazos Valley Energy | 55357 | Jack Fusco Energy Center | TX | Fort Bend | CTG1 | Natural Gas Fired Combined Cycle | CT | STG1 | S | 167 | 161 | 90 | N | 2003 |  |  | N | IPP Non-CHP | 2 | X | NG
Natural Gas Fired Combined Cycle.NG | natural gas combined cycle | TRUE | 2171 | Brazos Valley Energy | 55357 | Jack Fusco Energy Center | TX | Fort Bend | CTG2 | Natural Gas Fired Combined Cycle | CT | STG1 | S | 167 | 161 | 90 | N | 2003 |  |  | N | IPP Non-CHP | 2 | X | NG
Natural Gas Fired Combined Cycle.NG | natural gas combined cycle | TRUE | 2171 | Brazos Valley Energy | 55357 | Jack Fusco Energy Center | TX | Fort Bend | STG1 | Natural Gas Fired Combined Cycle | CA | STG1 | S | 204 | 228 | 150 | N | 2003 |  |  | N | IPP Non-CHP | 2 | X | NG
Natural Gas Fired Combined Cycle.NG | natural gas combined cycle | TRUE | 4405 | NRG Cottonwood Tenant LLC | 55358 | Cottonwood Energy Project | TX | Newton | CT1 | Natural Gas Fired Combined Cycle | CT | ST1 | W | 146 | 157.7 | 90 | N | 2003 |  |  | N | IPP Non-CHP | 2 | X | NG
Natural Gas Fired Combined Cycle.NG | natural gas combined cycle | TRUE | 4405 | NRG Cottonwood Tenant LLC | 55358 | Cottonwood Energy Project | TX | Newton | CT2 | Natural Gas Fired Combined Cycle | CT | ST2 | W | 149 | 164.3 | 90 | N | 2003 |  |  | N | IPP Non-CHP | 2 | X | NG
Natural Gas Fired Combined Cycle.NG | natural gas combined cycle | TRUE | 4405 | NRG Cottonwood Tenant LLC | 55358 | Cottonwood Energy Project | TX | Newton | CT3 | Natural Gas Fired Combined Cycle | CT | ST3 | W | 146 | 158.3 | 90 | N | 2003 |  |  | N | IPP Non-CHP | 2 | X | NG
Natural Gas Fired Combined Cycle.NG | natural gas combined cycle | TRUE | 4405 | NRG Cottonwood Tenant LLC | 55358 | Cottonwood Energy Project | TX | Newton | CT4 | Natural Gas Fired Combined Cycle | CT | ST4 | W | 147 | 157.7 | 90 | N | 2003 |  |  | N | IPP Non-CHP | 2 | X | NG
Natural Gas Fired Combined Cycle.NG | natural gas combined cycle | TRUE | 4405 | NRG Cottonwood Tenant LLC | 55358 | Cottonwood Energy Project | TX | Newton | ST1 | Natural Gas Fired Combined Cycle | CA | ST1 | W | 135.3 | 141.7 | 60 | N | 2003 |  |  | N | IPP Non-CHP | 2 | X | NG
Natural Gas Fired Combined Cycle.NG | natural gas combined cycle | TRUE | 4405 | NRG Cottonwood Tenant LLC | 55358 | Cottonwood Energy Project | TX | Newton | ST2 | Natural Gas Fired Combined Cycle | CA | ST2 | W | 142.3 | 139 | 60 | N | 2003 |  |  | N | IPP Non-CHP | 2 | X | NG
Natural Gas Fired Combined Cycle.NG | natural gas combined cycle | TRUE | 4405 | NRG Cottonwood Tenant LLC | 55358 | Cottonwood Energy Project | TX | Newton | ST3 | Natural Gas Fired Combined Cycle | CA | ST3 | W | 140.3 | 140 | 60 | N | 2003 |  |  | N | IPP Non-CHP | 2 | X | NG
Natural Gas Fired Combined Cycle.NG | natural gas combined cycle | TRUE | 4405 | NRG Cottonwood Tenant LLC | 55358 | Cottonwood Energy Project | TX | Newton | ST4 | Natural Gas Fired Combined Cycle | CA | ST4 | W | 139.3 | 139 | 60 | N | 2003 |  |  | N | IPP Non-CHP | 2 | X | NG
Natural Gas Fired Combined Cycle.NG | natural gas combined cycle | TRUE | 13756 | Northern Indiana Pub Serv Co | 55364 | Sugar Creek Power | IN | Vigo | CT01 | Natural Gas Fired Combined Cycle | CT | CC1 | S | 164.4 | 171.3 | 85 | N | 2002 |  |  | N | Electric Utility | 1 | X | NG
Natural Gas Fired Combined Cycle.NG | natural gas combined cycle | TRUE | 13756 | Northern Indiana Pub Serv Co | 55364 | Sugar Creek Power | IN | Vigo | CT02 | Natural Gas Fired Combined Cycle | CT | CC1 | S | 162.2 | 210.3 | 85 | Y | 2002 |  |  | N | Electric Utility | 1 | X | NG
Natural Gas Fired Combined Cycle.NG | natural gas combined cycle | TRUE | 13756 | Northern Indiana Pub Serv Co | 55364 | Sugar Creek Power | IN | Vigo | ST1 | Natural Gas Fired Combined Cycle | CA | CC1 | S | 218 | 218.6 | 130 | N | 2003 |  |  | N | Electric Utility | 1 | X | NG
Natural Gas Fired Combustion Turbine.NG | natural gas peaker | TRUE | 62027 | LaPorte Power, LLC | 55365 | Exelon LaPorte Generating Station | TX | Harris | GT1 | Natural Gas Fired Combustion Turbine | GT |  | S | 36 | 42 | 36 | N | 2001 |  |  | N | IPP Non-CHP | 2 | X | NG
Natural Gas Fired Combustion Turbine.NG | natural gas peaker | TRUE | 62027 | LaPorte Power, LLC | 55365 | Exelon LaPorte Generating Station | TX | Harris | GT2 | Natural Gas Fired Combustion Turbine | GT |  | S | 36 | 42 | 36 | N | 2001 |  |  | N | IPP Non-CHP | 2 | X | NG
Natural Gas Fired Combustion Turbine.NG | natural gas peaker | TRUE | 62027 | LaPorte Power, LLC | 55365 | Exelon LaPorte Generating Station | TX | Harris | GT3 | Natural Gas Fired Combustion Turbine | GT |  | S | 36 | 42 | 36 | N | 2001 |  |  | N | IPP Non-CHP | 2 | X | NG
Natural Gas Fired Combustion Turbine.NG | natural gas peaker | TRUE | 62027 | LaPorte Power, LLC | 55365 | Exelon LaPorte Generating Station | TX | Harris | GT4 | Natural Gas Fired Combustion Turbine | GT |  | S | 36 | 42 | 36 | N | 2001 |  |  | N | IPP Non-CHP | 2 | X | NG
Onshore Wind Turbine.WND | onshore wind | TRUE | 34688 | CHI Energy Inc | 55368 | Wethersfield Wind Farm | NY | Wyoming | V47 | Onshore Wind Turbine | WT |  | S | 6.6 | 6.6 | 0.1 | N | 2000 |  |  | N | IPP Non-CHP | 2 | X | WND
Petroleum Liquids.WO | petroleum | TRUE | 61213 | Hamakua Energy, LLC | 55369 | Hamakua Energy Plant | HI | Hawaii | CT1 | Petroleum Liquids | CT | CC1 | S | 21.7 | 21.7 | 5.8 | N | 2000 |  |  | N | IPP Non-CHP | 2 | X | WO | OBL | DFO
Petroleum Liquids.WO | petroleum | TRUE | 61213 | Hamakua Energy, LLC | 55369 | Hamakua Energy Plant | HI | Hawaii | CT2 | Petroleum Liquids | CT | CC1 | S | 21.7 | 21.7 | 5.8 | N | 2000 |  |  | N | IPP Non-CHP | 2 | X | WO | OBL | DFO
Petroleum Liquids.WO | petroleum | TRUE | 61213 | Hamakua Energy, LLC | 55369 | Hamakua Energy Plant | HI | Hawaii | ST1 | Petroleum Liquids | CA | CC1 | S | 17.4 | 17.4 | 0 | N | 2000 |  |  | N | IPP Non-CHP | 2 | X | WO | OBL | DFO
Batteries.MWH | battery storage | TRUE | 6862 | Green Mountain Storage, LLC | 55370 | Green Mountain Storage, LLC | PA | Somerset | BGM | Batteries | BA |  | S | 10.4 | 10.4 | 0 | N | 2016 |  |  | N | IPP Non-CHP | 2 | X | MWH
Natural Gas Fired Combined Cycle.NG | natural gas combined cycle | TRUE | 32790 | New Harquahala Generating Co, LLC | 55372 | Harquahala Generating Project | AZ | Maricopa | CTG1 | Natural Gas Fired Combined Cycle | CT | BLK1 | S | 239.9 | 244 | 135.4 | N | 2004 |  |  | N | IPP Non-CHP | 2 | X | NG
Natural Gas Fired Combined Cycle.NG | natural gas combined cycle | TRUE | 32790 | New Harquahala Generating Co, LLC | 55372 | Harquahala Generating Project | AZ | Maricopa | CTG2 | Natural Gas Fired Combined Cycle | CT | BLK2 | S | 226.6 | 247.8 | 137.4 | N | 2004 |  |  | N | IPP Non-CHP | 2 | X | NG
Natural Gas Fired Combined Cycle.NG | natural gas combined cycle | TRUE | 32790 | New Harquahala Generating Co, LLC | 55372 | Harquahala Generating Project | AZ | Maricopa | CTG3 | Natural Gas Fired Combined Cycle | CT | BLK3 | S | 226.2 | 245.2 | 135.3 | N | 2004 |  |  | N | IPP Non-CHP | 2 | X | NG
Natural Gas Fired Combined Cycle.NG | natural gas combined cycle | TRUE | 32790 | New Harquahala Generating Co, LLC | 55372 | Harquahala Generating Project | AZ | Maricopa | STG1 | Natural Gas Fired Combined Cycle | CA | BLK1 | S | 119.8 | 121.8 | 88.8 | N | 2004 |  |  | N | IPP Non-CHP | 2 | X | NG
Natural Gas Fired Combined Cycle.NG | natural gas combined cycle | TRUE | 32790 | New Harquahala Generating Co, LLC | 55372 | Harquahala Generating Project | AZ | Maricopa | STG2 | Natural Gas Fired Combined Cycle | CA | BLK2 | S | 114.9 | 121.1 | 85.9 | N | 2004 |  |  | N | IPP Non-CHP | 2 | X | NG
Natural Gas Fired Combined Cycle.NG | natural gas combined cycle | TRUE | 32790 | New Harquahala Generating Co, LLC | 55372 | Harquahala Generating Project | AZ | Maricopa | STG3 | Natural Gas Fired Combined Cycle | CA | BLK3 | S | 115.5 | 120.4 | 87.1 | N | 2004 |  |  | N | IPP Non-CHP | 2 | X | NG
Natural Gas Fired Combined Cycle.NG | natural gas combined cycle | TRUE | 22979 | Astoria Energy LLC | 55375 | Astoria Energy | NY | Queens | CT1 | Natural Gas Fired Combined Cycle | CT | CC1 | S | 165 | 189 | 100 | N | 2006 |  |  | N | IPP Non-CHP | 2 | X | NG | DFO
Natural Gas Fired Combined Cycle.NG | natural gas combined cycle | TRUE | 22979 | Astoria Energy LLC | 55375 | Astoria Energy | NY | Queens | CT2 | Natural Gas Fired Combined Cycle | CT | CC1 | S | 165 | 189 | 100 | N | 2006 |  |  | N | IPP Non-CHP | 2 | X | NG | DFO
Natural Gas Fired Combined Cycle.NG | natural gas combined cycle | TRUE | 22979 | Astoria Energy LLC | 55375 | Astoria Energy | NY | Queens | ST1 | Natural Gas Fired Combined Cycle | CA | CC1 | S | 228 | 266 | 120 | N | 2006 |  |  | N | IPP Non-CHP | 2 | X | NG
Natural Gas Fired Combustion Turbine.NG | natural gas peaker | TRUE | 61317 | Gans Energy LLC | 55377 | Gans | PA | FAYETTE | UNT8 | Natural Gas Fired Combustion Turbine | GT |  | S | 45.7 | 48.7 | 4 | N | 2000 |  |  | N | IPP Non-CHP | 2 | X | NG
Natural Gas Fired Combustion Turbine.NG | natural gas peaker | TRUE | 61317 | Gans Energy LLC | 55377 | Gans | PA | FAYETTE | UNT9 | Natural Gas Fired Combustion Turbine | GT |  | S | 47 | 49.2 | 4 | N | 2000 |  |  | N | IPP Non-CHP | 2 | X | NG
Natural Gas Fired Combined Cycle.NG | natural gas combined cycle | TRUE | 814 | Entergy Arkansas LLC | 55380 | Union Power Station | AR | Union | CTG1 | Natural Gas Fired Combined Cycle | CT | BL01 | W |  |  | 90 | N | 2003 |  |  | N | Electric Utility | 1 | X | NG
Natural Gas Fired Combined Cycle.NG | natural gas combined cycle | TRUE | 814 | Entergy Arkansas LLC | 55380 | Union Power Station | AR | Union | CTG2 | Natural Gas Fired Combined Cycle | CT | BL01 | W |  |  | 90 | N | 2003 |  |  | N | Electric Utility | 1 | X | NG
Natural Gas Fired Combined Cycle.NG | natural gas combined cycle | TRUE | 814 | Entergy Arkansas LLC | 55380 | Union Power Station | AR | Union | CTG3 | Natural Gas Fired Combined Cycle | CT | BL02 | S |  |  | 90 | N | 2003 |  |  | N | Electric Utility | 1 | X | NG
Natural Gas Fired Combined Cycle.NG | natural gas combined cycle | TRUE | 814 | Entergy Arkansas LLC | 55380 | Union Power Station | AR | Union | CTG4 | Natural Gas Fired Combined Cycle | CT | BL02 | S |  |  | 90 | N | 2003 |  |  | N | Electric Utility | 1 | X | NG
Natural Gas Fired Combined Cycle.NG | natural gas combined cycle | TRUE | 814 | Entergy Arkansas LLC | 55380 | Union Power Station | AR | Union | CTG5 | Natural Gas Fired Combined Cycle | CT | BL03 | W |  |  | 90 | N | 2003 |  |  | N | Electric Utility | 1 | X | NG
Natural Gas Fired Combined Cycle.NG | natural gas combined cycle | TRUE | 814 | Entergy Arkansas LLC | 55380 | Union Power Station | AR | Union | CTG6 | Natural Gas Fired Combined Cycle | CT | BL03 | W |  |  | 90 | N | 2003 |  |  | N | Electric Utility | 1 | X | NG
Natural Gas Fired Combined Cycle.NG | natural gas combined cycle | TRUE | 814 | Entergy Arkansas LLC | 55380 | Union Power Station | AR | Union | CTG7 | Natural Gas Fired Combined Cycle | CT | BL04 | W |  |  | 90 | N | 2003 |  |  | N | Electric Utility | 1 | X | NG
Natural Gas Fired Combined Cycle.NG | natural gas combined cycle | TRUE | 814 | Entergy Arkansas LLC | 55380 | Union Power Station | AR | Union | CTG8 | Natural Gas Fired Combined Cycle | CT | BL04 | W |  |  | 90 | N | 2003 |  |  | N | Electric Utility | 1 | X | NG
Natural Gas Fired Combined Cycle.NG | natural gas combined cycle | TRUE | 814 | Entergy Arkansas LLC | 55380 | Union Power Station | AR | Union | STG1 | Natural Gas Fired Combined Cycle | CA | BL01 | W | 506 | 574 | 140 | N | 2003 |  |  | N | Electric Utility | 1 | X | NG
Natural Gas Fired Combined Cycle.NG | natural gas combined cycle | TRUE | 814 | Entergy Arkansas LLC | 55380 | Union Power Station | AR | Union | STG2 | Natural Gas Fired Combined Cycle | CA | BL02 | S | 504 | 570 | 140 | N | 2003 |  |  | N | Electric Utility | 1 | X | NG
Natural Gas Fired Combined Cycle.NG | natural gas combined cycle | TRUE | 814 | Entergy Arkansas LLC | 55380 | Union Power Station | AR | Union | STG3 | Natural Gas Fired Combined Cycle | CA | BL03 | W | 511 | 570 | 140 | N | 2003 |  |  | N | Electric Utility | 1 | X | NG
Natural Gas Fired Combined Cycle.NG | natural gas combined cycle | TRUE | 814 | Entergy Arkansas LLC | 55380 | Union Power Station | AR | Union | STG4 | Natural Gas Fired Combined Cycle | CA | BL04 | W | 510 | 580 | 140 | N | 2003 |  |  | N | Electric Utility | 1 | X | NG
Petroleum Liquids.DFO | petroleum | TRUE | 4194 | Commonwealth Chesapeake Co LLC | 55381 | Commonwealth Chesapeake | VA | Accomack | UNT1 | Petroleum Liquids | GT |  | W | 45.1 | 49 | 35 | N | 2000 |  |  | N | IPP Non-CHP | 2 | X | DFO
Petroleum Liquids.DFO | petroleum | TRUE | 4194 | Commonwealth Chesapeake Co LLC | 55381 | Commonwealth Chesapeake | VA | Accomack | UNT2 | Petroleum Liquids | GT |  | W | 43.7 | 47.8 | 35 | N | 2000 |  |  | N | IPP Non-CHP | 2 | X | DFO
Petroleum Liquids.DFO | petroleum | TRUE | 4194 | Commonwealth Chesapeake Co LLC | 55381 | Commonwealth Chesapeake | VA | Accomack | UNT3 | Petroleum Liquids | GT |  | W | 45.4 | 46.3 | 35 | N | 2000 |  |  | N | IPP Non-CHP | 2 | X | DFO
Petroleum Liquids.DFO | petroleum | TRUE | 4194 | Commonwealth Chesapeake Co LLC | 55381 | Commonwealth Chesapeake | VA | Accomack | UNT4 | Petroleum Liquids | GT |  | W | 44 | 45.6 | 35 | N | 2001 |  |  | N | IPP Non-CHP | 2 | X | DFO
Petroleum Liquids.DFO | petroleum | TRUE | 4194 | Commonwealth Chesapeake Co LLC | 55381 | Commonwealth Chesapeake | VA | Accomack | UNT5 | Petroleum Liquids | GT |  | W | 45.4 | 47.2 | 35 | N | 2001 |  |  | N | IPP Non-CHP | 2 | X | DFO
Petroleum Liquids.DFO | petroleum | TRUE | 4194 | Commonwealth Chesapeake Co LLC | 55381 | Commonwealth Chesapeake | VA | Accomack | UNT6 | Petroleum Liquids | GT |  | W | 45.1 | 46 | 35 | N | 2001 |  |  | N | IPP Non-CHP | 2 | X | DFO
Petroleum Liquids.DFO | petroleum | TRUE | 4194 | Commonwealth Chesapeake Co LLC | 55381 | Commonwealth Chesapeake | VA | Accomack | UNT7 | Petroleum Liquids | GT |  | W | 45.2 | 45.5 | 35 | N | 2001 |  |  | N | IPP Non-CHP | 2 | X | DFO
Natural Gas Fired Combined Cycle.NG | natural gas combined cycle | TRUE | 13994 | Oglethorpe Power Corporation | 55382 | Thomas A Smith Energy Facility | GA | Murray | 1GT1 | Natural Gas Fired Combined Cycle | CT | 1 | S | 185 | 190 | 90 | N | 2002 |  |  | N | Electric Utility | 1 | X | NG
Natural Gas Fired Combined Cycle.NG | natural gas combined cycle | TRUE | 13994 | Oglethorpe Power Corporation | 55382 | Thomas A Smith Energy Facility | GA | Murray | 1GT2 | Natural Gas Fired Combined Cycle | CT | 1 | S | 185 | 190 | 90 | N | 2002 |  |  | N | Electric Utility | 1 | X | NG
Natural Gas Fired Combined Cycle.NG | natural gas combined cycle | TRUE | 13994 | Oglethorpe Power Corporation | 55382 | Thomas A Smith Energy Facility | GA | Murray | 1STG | Natural Gas Fired Combined Cycle | CA | 1 | S | 302 | 311 | 90 | N | 2002 |  |  | N | Electric Utility | 1 | X | NG
Natural Gas Fired Combined Cycle.NG | natural gas combined cycle | TRUE | 13994 | Oglethorpe Power Corporation | 55382 | Thomas A Smith Energy Facility | GA | Murray | 2GT1 | Natural Gas Fired Combined Cycle | CT | 2 | S | 185 | 190 | 90 | N | 2002 |  |  | N | Electric Utility | 1 | X | NG
Natural Gas Fired Combined Cycle.NG | natural gas combined cycle | TRUE | 13994 | Oglethorpe Power Corporation | 55382 | Thomas A Smith Energy Facility | GA | Murray | 2GT2 | Natural Gas Fired Combined Cycle | CT | 2 | S | 185 | 190 | 90 | N | 2002 |  |  | N | Electric Utility | 1 | X | NG
Natural Gas Fired Combined Cycle.NG | natural gas combined cycle | TRUE | 13994 | Oglethorpe Power Corporation | 55382 | Thomas A Smith Energy Facility | GA | Murray | 2STG | Natural Gas Fired Combined Cycle | CA | 2 | S | 302 | 310 | 90 | N | 2002 |  |  | N | Electric Utility | 1 | X | NG
Natural Gas Fired Combined Cycle.NG | natural gas combined cycle | TRUE | 17539 | Dominion Energy South Carolina, Inc | 55386 | Columbia Energy Center (SC) | SC | Calhoun | CT1 | Natural Gas Fired Combined Cycle | CT | CC1 | S | 166.5 | 197.1 | 100 | Y | 2004 |  |  | Y | Electric Utility | 1 | T | NG | DFO
Natural Gas Fired Combined Cycle.NG | natural gas combined cycle | TRUE | 17539 | Dominion Energy South Carolina, Inc | 55386 | Columbia Energy Center (SC) | SC | Calhoun | CT2 | Natural Gas Fired Combined Cycle | CT | CC1 | S | 166.5 | 197.1 | 100 | Y | 2004 |  |  | Y | Electric Utility | 1 | T | NG | DFO
Natural Gas Fired Combined Cycle.NG | natural gas combined cycle | TRUE | 17539 | Dominion Energy South Carolina, Inc | 55386 | Columbia Energy Center (SC) | SC | Calhoun | ST1 | Natural Gas Fired Combined Cycle | CA | CC1 | S | 240 | 273 | 20 | N | 2004 |  |  | Y | Electric Utility | 1 | T | NG
Petroleum Liquids.DFO | petroleum | FALSE | 18050 | State Farm Mutual Auto Ins Co | 55390 | State Farm Insur Support Center Central | TX | Dallas | 2A | Petroleum Liquids | IC |  | S | 1.8 | 1.8 | 0.2 | N | 1998 |  |  | N | Commercial Non-CHP | 4 | X | DFO
Petroleum Liquids.DFO | petroleum | FALSE | 18050 | State Farm Mutual Auto Ins Co | 55390 | State Farm Insur Support Center Central | TX | Dallas | 2B | Petroleum Liquids | IC |  | S | 1.8 | 1.8 | 0.2 | N | 1998 |  |  | N | Commercial Non-CHP | 4 | X | DFO
Petroleum Liquids.DFO | petroleum | FALSE | 18050 | State Farm Mutual Auto Ins Co | 55390 | State Farm Insur Support Center Central | TX | Dallas | 3A | Petroleum Liquids | IC |  | S | 1.8 | 1.8 | 0.2 | N | 1998 |  |  | N | Commercial Non-CHP | 4 | X | DFO
Petroleum Liquids.DFO | petroleum | FALSE | 18050 | State Farm Mutual Auto Ins Co | 55390 | State Farm Insur Support Center Central | TX | Dallas | 3B | Petroleum Liquids | IC |  | S | 1.8 | 1.8 | 0.2 | N | 1998 |  |  | N | Commercial Non-CHP | 4 | X | DFO
Petroleum Liquids.DFO | petroleum | FALSE | 18050 | State Farm Mutual Auto Ins Co | 55390 | State Farm Insur Support Center Central | TX | Dallas | 4A | Petroleum Liquids | IC |  | S | 1.8 | 1.8 | 0.2 | N | 1998 |  |  | N | Commercial Non-CHP | 4 | X | DFO
Petroleum Liquids.DFO | petroleum | FALSE | 18050 | State Farm Mutual Auto Ins Co | 55390 | State Farm Insur Support Center Central | TX | Dallas | 4B | Petroleum Liquids | IC |  | S | 1.8 | 1.8 | 0.2 | N | 1998 |  |  | N | Commercial Non-CHP | 4 | X | DFO
Natural Gas Fired Combustion Turbine.NG | natural gas peaker | TRUE | 4716 | Dairyland Power Coop | 55391 | RockGen Energy Center | WI | Dane | 01 | Natural Gas Fired Combustion Turbine | GT |  | S | 163 | 163 | 102 | N | 2001 |  |  | N | Electric Utility | 1 | X | NG | DFO
Natural Gas Fired Combustion Turbine.NG | natural gas peaker | TRUE | 4716 | Dairyland Power Coop | 55391 | RockGen Energy Center | WI | Dane | 02 | Natural Gas Fired Combustion Turbine | GT |  | S | 163 | 163 | 102 | N | 2001 |  |  | N | Electric Utility | 1 | X | NG | DFO
Natural Gas Fired Combustion Turbine.NG | natural gas peaker | TRUE | 4716 | Dairyland Power Coop | 55391 | RockGen Energy Center | WI | Dane | 03 | Natural Gas Fired Combustion Turbine | GT |  | S | 163 | 163 | 102 | N | 2001 |  |  | N | Electric Utility | 1 | X | NG | DFO
Natural Gas Fired Combustion Turbine.NG | natural gas peaker | TRUE | 21191 | Zion Energy LLC | 55392 | Zion Energy Center | IL | Lake | CTG1 | Natural Gas Fired Combustion Turbine | GT |  | S | 161 | 178 | 100 | N | 2002 |  |  | N | IPP Non-CHP | 2 | X | NG | DFO
Natural Gas Fired Combustion Turbine.NG | natural gas peaker | TRUE | 21191 | Zion Energy LLC | 55392 | Zion Energy Center | IL | Lake | CTG2 | Natural Gas Fired Combustion Turbine | GT |  | S | 162 | 178 | 100 | N | 2002 |  |  | N | IPP Non-CHP | 2 | X | NG | DFO
Natural Gas Fired Combustion Turbine.NG | natural gas peaker | TRUE | 21191 | Zion Energy LLC | 55392 | Zion Energy Center | IL | Lake | CTG3 | Natural Gas Fired Combustion Turbine | GT |  | S | 155 | 176 | 100 | N | 2003 |  |  | N | IPP Non-CHP | 2 | X | NG | DFO
Natural Gas Fired Combined Cycle.NG | natural gas combined cycle | TRUE | 2799 | Calpine Corp - Metcalf Energy Center | 55393 | Metcalf Energy Center | CA | Santa Clara | CTG1 | Natural Gas Fired Combined Cycle | CT | CC1 | S | 170 | 180 | 116 | N | 2005 |  |  | N | IPP Non-CHP | 2 | X | NG
Natural Gas Fired Combined Cycle.NG | natural gas combined cycle | TRUE | 2799 | Calpine Corp - Metcalf Energy Center | 55393 | Metcalf Energy Center | CA | Santa Clara | CTG2 | Natural Gas Fired Combined Cycle | CT | CC1 | S | 170 | 180 | 116 | N | 2005 |  |  | N | IPP Non-CHP | 2 | X | NG
Natural Gas Fired Combined Cycle.NG | natural gas combined cycle | TRUE | 2799 | Calpine Corp - Metcalf Energy Center | 55393 | Metcalf Energy Center | CA | Santa Clara | STG1 | Natural Gas Fired Combined Cycle | CA | CC1 | S | 217 | 232 | 70 | N | 2005 |  |  | N | IPP Non-CHP | 2 | X | NG
Natural Gas Fired Combustion Turbine.NG | natural gas peaker | TRUE | 3702 | Clarksdale Public Utilities | 55395 | Crossroads Energy Center | MS | Coahoma | CT01 | Natural Gas Fired Combustion Turbine | GT |  | S | 77 | 77 | 50 | N | 2002 |  |  | N | Electric Utility | 1 | X | NG
Natural Gas Fired Combustion Turbine.NG | natural gas peaker | TRUE | 3702 | Clarksdale Public Utilities | 55395 | Crossroads Energy Center | MS | Coahoma | CT02 | Natural Gas Fired Combustion Turbine | GT |  | S | 77 | 77 | 50 | N | 2002 |  |  | N | Electric Utility | 1 | X | NG
Natural Gas Fired Combustion Turbine.NG | natural gas peaker | TRUE | 3702 | Clarksdale Public Utilities | 55395 | Crossroads Energy Center | MS | Coahoma | CT03 | Natural Gas Fired Combustion Turbine | GT |  | S | 77 | 77 | 50 | N | 2002 |  |  | N | Electric Utility | 1 | X | NG
Natural Gas Fired Combustion Turbine.NG | natural gas peaker | TRUE | 3702 | Clarksdale Public Utilities | 55395 | Crossroads Energy Center | MS | Coahoma | CT04 | Natural Gas Fired Combustion Turbine | GT |  | S | 77 | 77 | 50 | N | 2002 |  |  | N | Electric Utility | 1 | X | NG
Natural Gas Fired Combined Cycle.NG | natural gas combined cycle | TRUE | 59922 | Dynegy Washington Energy Facility | 55397 | Washington Energy Facility | OH | Washington | CT1 | Natural Gas Fired Combined Cycle | CT | CC1 | S | 179 | 188 | 90 | N | 2002 |  |  | N | IPP Non-CHP | 2 | X | NG
Natural Gas Fired Combined Cycle.NG | natural gas combined cycle | TRUE | 59922 | Dynegy Washington Energy Facility | 55397 | Washington Energy Facility | OH | Washington | CT2 | Natural Gas Fired Combined Cycle | CT | CC1 | S | 179 | 188 | 90 | N | 2002 |  |  | N | IPP Non-CHP | 2 | X | NG
Natural Gas Fired Combined Cycle.NG | natural gas combined cycle | TRUE | 59922 | Dynegy Washington Energy Facility | 55397 | Washington Energy Facility | OH | Washington | ST1 | Natural Gas Fired Combined Cycle | CA | CC1 | S | 303 | 310 | 120 | N | 2002 |  |  | N | IPP Non-CHP | 2 | X | NG
Natural Gas Fired Combined Cycle.NG | natural gas combined cycle | TRUE | 34164 | Elk Hills Power LLC | 55400 | Elk Hills Power LLC | CA | Kern | CTG1 | Natural Gas Fired Combined Cycle | CT | G541 | W | 156 | 165 | 90 | N | 2003 |  |  | Y | IPP CHP | 3 | T | NG
Natural Gas Fired Combined Cycle.NG | natural gas combined cycle | TRUE | 34164 | Elk Hills Power LLC | 55400 | Elk Hills Power LLC | CA | Kern | CTG2 | Natural Gas Fired Combined Cycle | CT | G541 | S | 156 | 165 | 90 | N | 2003 |  |  | Y | IPP CHP | 3 | T | NG
Natural Gas Fired Combined Cycle.NG | natural gas combined cycle | TRUE | 34164 | Elk Hills Power LLC | 55400 | Elk Hills Power LLC | CA | Kern | STG | Natural Gas Fired Combined Cycle | CA | G541 | W | 213 | 219 | 40 | N | 2003 |  |  | Y | IPP CHP | 3 | T | NG
Natural Gas Fired Combustion Turbine.NG | natural gas peaker | TRUE | 56558 | Rolling Hills Generating LLC | 55401 | Rolling Hills Generating | OH | Vinton | CT1 | Natural Gas Fired Combustion Turbine | GT |  | S | 185 | 209 | 126 | Y | 2003 |  |  | N | IPP Non-CHP | 2 | X | NG
Natural Gas Fired Combustion Turbine.NG | natural gas peaker | TRUE | 56558 | Rolling Hills Generating LLC | 55401 | Rolling Hills Generating | OH | Vinton | CT2 | Natural Gas Fired Combustion Turbine | GT |  | S | 185 | 209 | 126 | Y | 2003 |  |  | N | IPP Non-CHP | 2 | X | NG
Natural Gas Fired Combustion Turbine.NG | natural gas peaker | TRUE | 56558 | Rolling Hills Generating LLC | 55401 | Rolling Hills Generating | OH | Vinton | CT3 | Natural Gas Fired Combustion Turbine | GT |  | S | 185 | 209 | 126 | Y | 2003 |  |  | N | IPP Non-CHP | 2 | X | NG
Natural Gas Fired Combustion Turbine.NG | natural gas peaker | TRUE | 56558 | Rolling Hills Generating LLC | 55401 | Rolling Hills Generating | OH | Vinton | CT4 | Natural Gas Fired Combustion Turbine | GT |  | S | 185 | 209 | 126 | Y | 2003 |  |  | N | IPP Non-CHP | 2 | X | NG
Natural Gas Fired Combustion Turbine.NG | natural gas peaker | TRUE | 56558 | Rolling Hills Generating LLC | 55401 | Rolling Hills Generating | OH | Vinton | CT5 | Natural Gas Fired Combustion Turbine | GT |  | S | 185 | 209 | 126 | Y | 2003 |  |  | N | IPP Non-CHP | 2 | X | NG
Natural Gas Fired Combustion Turbine.NG | natural gas peaker | TRUE | 5109 | DTE Electric Company | 55402 | Renaissance Power Plant | MI | Montcalm | CT1 | Natural Gas Fired Combustion Turbine | GT |  | S | 163 | 194 | 116 | N | 2002 |  |  | N | Electric Utility | 1 | X | NG
Natural Gas Fired Combustion Turbine.NG | natural gas peaker | TRUE | 5109 | DTE Electric Company | 55402 | Renaissance Power Plant | MI | Montcalm | CT2 | Natural Gas Fired Combustion Turbine | GT |  | S | 163 | 194 | 116 | N | 2002 |  |  | N | Electric Utility | 1 | X | NG
Natural Gas Fired Combustion Turbine.NG | natural gas peaker | TRUE | 5109 | DTE Electric Company | 55402 | Renaissance Power Plant | MI | Montcalm | CT3 | Natural Gas Fired Combustion Turbine | GT |  | S | 163 | 194 | 116 | N | 2002 |  |  | N | Electric Utility | 1 | X | NG
Natural Gas Fired Combustion Turbine.NG | natural gas peaker | TRUE | 5109 | DTE Electric Company | 55402 | Renaissance Power Plant | MI | Montcalm | CT4 | Natural Gas Fired Combustion Turbine | GT |  | S | 163 | 194 | 116 | N | 2002 |  |  | N | Electric Utility | 1 | X | NG
Natural Gas Fired Combined Cycle.NG | natural gas combined cycle | TRUE | 3131 | Carville Energy LLC | 55404 | Carville Energy LLC | LA | Iberville | CTG1 | Natural Gas Fired Combined Cycle | CT | CC1 | S | 170 | 180 | 110 | N | 2003 |  |  | Y | IPP CHP | 3 | T | NG
Natural Gas Fired Combined Cycle.NG | natural gas combined cycle | TRUE | 3131 | Carville Energy LLC | 55404 | Carville Energy LLC | LA | Iberville | CTG2 | Natural Gas Fired Combined Cycle | CT | CC1 | S | 170 | 180 | 110 | N | 2003 |  |  | Y | IPP CHP | 3 | T | NG
Natural Gas Fired Combined Cycle.NG | natural gas combined cycle | TRUE | 3131 | Carville Energy LLC | 55404 | Carville Energy LLC | LA | Iberville | STG | Natural Gas Fired Combined Cycle | CA | CC1 | S | 181 | 181 | 10 | N | 2003 |  |  | Y | IPP CHP | 3 | B | NG
Natural Gas Fired Combined Cycle.NG | natural gas combined cycle | TRUE | 32173 | New Athens Generating Company LLC | 55405 | Athens Generating Plant | NY | Greene | CT1 | Natural Gas Fired Combined Cycle | CT | 3668 | S | 218.7 | 272.8 | 153.1 | N | 2004 |  |  | N | IPP Non-CHP | 2 | X | NG
Natural Gas Fired Combined Cycle.NG | natural gas combined cycle | TRUE | 32173 | New Athens Generating Company LLC | 55405 | Athens Generating Plant | NY | Greene | CT2 | Natural Gas Fired Combined Cycle | CT | 3670 | S | 221.5 | 273.6 | 155.1 | N | 2004 |  |  | N | IPP Non-CHP | 2 | X | NG
Natural Gas Fired Combined Cycle.NG | natural gas combined cycle | TRUE | 32173 | New Athens Generating Company LLC | 55405 | Athens Generating Plant | NY | Greene | CT3 | Natural Gas Fired Combined Cycle | CT | 3677 | S | 222.1 | 286.5 | 155.5 | N | 2003 |  |  | N | IPP Non-CHP | 2 | X | NG
Natural Gas Fired Combined Cycle.NG | natural gas combined cycle | TRUE | 32173 | New Athens Generating Company LLC | 55405 | Athens Generating Plant | NY | Greene | ST1 | Natural Gas Fired Combined Cycle | CA | 3668 | S | 110.7 | 139 | 77.5 | N | 2004 |  |  | N | IPP Non-CHP | 2 | X | NG
Natural Gas Fired Combined Cycle.NG | natural gas combined cycle | TRUE | 32173 | New Athens Generating Company LLC | 55405 | Athens Generating Plant | NY | Greene | ST2 | Natural Gas Fired Combined Cycle | CA | 3670 | S | 111.8 | 136.4 | 78.2 | N | 2004 |  |  | N | IPP Non-CHP | 2 | X | NG
Natural Gas Fired Combined Cycle.NG | natural gas combined cycle | TRUE | 32173 | New Athens Generating Company LLC | 55405 | Athens Generating Plant | NY | Greene | ST3 | Natural Gas Fired Combined Cycle | CA | 3677 | S | 109 | 121.4 | 76.3 | N | 2004 |  |  | N | IPP Non-CHP | 2 | X | NG
Natural Gas Fired Combined Cycle.NG | natural gas combined cycle | TRUE | 13994 | Oglethorpe Power Corporation | 55406 | Effingham Energy Facility | GA | Effingham | STG | Natural Gas Fired Combined Cycle | CA | CC01 | S | 176 | 182 | 66 | N | 2003 |  |  | N | Electric Utility | 1 | X | NG
Natural Gas Fired Combined Cycle.NG | natural gas combined cycle | TRUE | 13994 | Oglethorpe Power Corporation | 55406 | Effingham Energy Facility | GA | Effingham | UNT1 | Natural Gas Fired Combined Cycle | CT | CC01 | S | 169 | 175 | 100 | N | 2003 |  |  | N | Electric Utility | 1 | X | NG
Natural Gas Fired Combined Cycle.NG | natural gas combined cycle | TRUE | 13994 | Oglethorpe Power Corporation | 55406 | Effingham Energy Facility | GA | Effingham | UNT2 | Natural Gas Fired Combined Cycle | CT | CC01 | S | 169 | 175 | 100 | N | 2003 |  |  | N | Electric Utility | 1 | X | NG
Natural Gas Fired Combustion Turbine.NG | natural gas peaker | TRUE | 195 | Alabama Power Co | 55409 | Calhoun Energy Center | AL | Calhoun | CAL1 | Natural Gas Fired Combustion Turbine | GT |  | W | 176 | 195 | 85 | Y | 2003 |  |  | N | Electric Utility | 1 | X | NG | DFO
Natural Gas Fired Combustion Turbine.NG | natural gas peaker | TRUE | 195 | Alabama Power Co | 55409 | Calhoun Energy Center | AL | Calhoun | CAL2 | Natural Gas Fired Combustion Turbine | GT |  | W | 176 | 195 | 85 | Y | 2003 |  |  | N | Electric Utility | 1 | X | NG | DFO
Natural Gas Fired Combustion Turbine.NG | natural gas peaker | TRUE | 195 | Alabama Power Co | 55409 | Calhoun Energy Center | AL | Calhoun | CAL3 | Natural Gas Fired Combustion Turbine | GT |  | W | 176 | 195 | 85 | Y | 2003 |  |  | N | Electric Utility | 1 | X | NG | DFO
Natural Gas Fired Combustion Turbine.NG | natural gas peaker | TRUE | 195 | Alabama Power Co | 55409 | Calhoun Energy Center | AL | Calhoun | CAL4 | Natural Gas Fired Combustion Turbine | GT |  | W | 176 | 195 | 85 | Y | 2003 |  |  | N | Electric Utility | 1 | X | NG | DFO
Natural Gas Fired Combined Cycle.NG | natural gas combined cycle | TRUE | 55987 | CER Generation LLC | 55411 | Hillabee Energy Center | AL | Tallapoosa | HEC1 | Natural Gas Fired Combined Cycle | CT | CC1 | S | 234.4 | 261 | 145 | N | 2010 |  |  | N | IPP Non-CHP | 2 | X | NG
Natural Gas Fired Combined Cycle.NG | natural gas combined cycle | TRUE | 55987 | CER Generation LLC | 55411 | Hillabee Energy Center | AL | Tallapoosa | HEC2 | Natural Gas Fired Combined Cycle | CT | CC1 | S | 234.4 | 261 | 145 | N | 2010 |  |  | N | IPP Non-CHP | 2 | X | NG
Natural Gas Fired Combined Cycle.NG | natural gas combined cycle | TRUE | 55987 | CER Generation LLC | 55411 | Hillabee Energy Center | AL | Tallapoosa | HECS | Natural Gas Fired Combined Cycle | CA | CC1 | S | 283.9 | 293 | 70 | N | 2010 |  |  | N | IPP Non-CHP | 2 | X | NG
Natural Gas Fired Combined Cycle.NG | natural gas combined cycle | TRUE | 6455 | Duke Energy Florida, LLC | 55412 | Osprey Energy Center Power Plant | FL | Polk | OEC1 | Natural Gas Fired Combined Cycle | CT | COEC | S | 182 | 187 | 173 | N | 2004 |  |  | N | Electric Utility | 1 | X | NG
Natural Gas Fired Combined Cycle.NG | natural gas combined cycle | TRUE | 6455 | Duke Energy Florida, LLC | 55412 | Osprey Energy Center Power Plant | FL | Polk | OEC2 | Natural Gas Fired Combined Cycle | CT | COEC | S | 182 | 189 | 173 | N | 2004 |  |  | N | Electric Utility | 1 | X | NG
Natural Gas Fired Combined Cycle.NG | natural gas combined cycle | TRUE | 6455 | Duke Energy Florida, LLC | 55412 | Osprey Energy Center Power Plant | FL | Polk | OECS | Natural Gas Fired Combined Cycle | CA | COEC | S | 236 | 235 | 230 | N | 2004 |  |  | N | Electric Utility | 1 | X | NG
Natural Gas Fired Combustion Turbine.NG | natural gas peaker | TRUE | 40192 | Shady Hills Power Co LLC | 55414 | Shady Hills Generating Station | FL | Pasco | G101 | Natural Gas Fired Combustion Turbine | GT |  | S | 154.4 | 170.2 | 110 | N | 2002 |  |  | N | IPP Non-CHP | 2 | X | NG | DFO
Natural Gas Fired Combustion Turbine.NG | natural gas peaker | TRUE | 40192 | Shady Hills Power Co LLC | 55414 | Shady Hills Generating Station | FL | Pasco | G201 | Natural Gas Fired Combustion Turbine | GT |  | S | 154.4 | 170.2 | 110 | N | 2002 |  |  | N | IPP Non-CHP | 2 | X | NG | DFO
Natural Gas Fired Combustion Turbine.NG | natural gas peaker | TRUE | 40192 | Shady Hills Power Co LLC | 55414 | Shady Hills Generating Station | FL | Pasco | G301 | Natural Gas Fired Combustion Turbine | GT |  | S | 154.4 | 170.2 | 110 | N | 2002 |  |  | N | IPP Non-CHP | 2 | X | NG | DFO
Natural Gas Fired Combustion Turbine.NG | natural gas peaker | TRUE | 39125 | Vandolah Power Co LLC | 55415 | Vandolah Power Station | FL | Hardee | G101 | Natural Gas Fired Combustion Turbine | GT |  | W | 165.5 | 175.5 | 110 | N | 2002 |  |  | N | IPP Non-CHP | 2 | X | NG | DFO
Natural Gas Fired Combustion Turbine.NG | natural gas peaker | TRUE | 39125 | Vandolah Power Co LLC | 55415 | Vandolah Power Station | FL | Hardee | G201 | Natural Gas Fired Combustion Turbine | GT |  | W | 165.5 | 175.5 | 110 | N | 2002 |  |  | N | IPP Non-CHP | 2 | X | NG | DFO
Natural Gas Fired Combustion Turbine.NG | natural gas peaker | TRUE | 39125 | Vandolah Power Co LLC | 55415 | Vandolah Power Station | FL | Hardee | G301 | Natural Gas Fired Combustion Turbine | GT |  | W | 165.5 | 175.5 | 110 | N | 2002 |  |  | N | IPP Non-CHP | 2 | X | NG | DFO
Natural Gas Fired Combustion Turbine.NG | natural gas peaker | TRUE | 39125 | Vandolah Power Co LLC | 55415 | Vandolah Power Station | FL | Hardee | G401 | Natural Gas Fired Combustion Turbine | GT |  | W | 163.5 | 173.5 | 110 | N | 2002 |  |  | N | IPP Non-CHP | 2 | X | NG | DFO
Natural Gas Fired Combustion Turbine.NG | natural gas peaker | TRUE | 19436 | Union Electric Co - (MO) | 55417 | Raccoon Creek Energy Center | IL | Clay | CT01 | Natural Gas Fired Combustion Turbine | GT |  | S | 76 | 92 | 39 | N | 2002 |  |  | N | Electric Utility | 1 | X | NG
Natural Gas Fired Combustion Turbine.NG | natural gas peaker | TRUE | 19436 | Union Electric Co - (MO) | 55417 | Raccoon Creek Energy Center | IL | Clay | CT02 | Natural Gas Fired Combustion Turbine | GT |  | S | 76 | 92 | 39 | N | 2002 |  |  | N | Electric Utility | 1 | X | NG
Natural Gas Fired Combustion Turbine.NG | natural gas peaker | TRUE | 19436 | Union Electric Co - (MO) | 55417 | Raccoon Creek Energy Center | IL | Clay | CT03 | Natural Gas Fired Combustion Turbine | GT |  | S | 76 | 92 | 50 | N | 2002 |  |  | N | Electric Utility | 1 | X | NG
Natural Gas Fired Combustion Turbine.NG | natural gas peaker | TRUE | 19436 | Union Electric Co - (MO) | 55417 | Raccoon Creek Energy Center | IL | Clay | CT04 | Natural Gas Fired Combustion Turbine | GT |  | S | 76 | 92 | 39 | N | 2002 |  |  | N | Electric Utility | 1 | X | NG
Natural Gas Fired Combined Cycle.NG | natural gas combined cycle | TRUE | 814 | Entergy Arkansas LLC | 55418 | Hot Spring Generating Facility | AR | Hot Spring | CT1 | Natural Gas Fired Combined Cycle | CT | PB01 | S |  |  | 80 | N | 2002 |  |  | N | Electric Utility | 1 | X | NG
Natural Gas Fired Combined Cycle.NG | natural gas combined cycle | TRUE | 814 | Entergy Arkansas LLC | 55418 | Hot Spring Generating Facility | AR | Hot Spring | CT2 | Natural Gas Fired Combined Cycle | CT | PB01 | S |  |  | 80 | N | 2002 |  |  | N | Electric Utility | 1 | X | NG
Natural Gas Fired Combined Cycle.NG | natural gas combined cycle | TRUE | 814 | Entergy Arkansas LLC | 55418 | Hot Spring Generating Facility | AR | Hot Spring | ST1 | Natural Gas Fired Combined Cycle | CA | PB01 | S | 562.7 | 636.2 | 35 | N | 2002 |  |  | N | Electric Utility | 1 | X | NG
Natural Gas Fired Combined Cycle.NG | natural gas combined cycle | FALSE | 5347 | Dow Chemical Co | 55419 | Plaquemine Cogeneration Plant | LA | Iberville | G500 | Natural Gas Fired Combined Cycle | CT | CC2 | S | 151 | 186 | 75 | N | 2004 |  |  | Y | Industrial CHP | 7 | T | NG | OG
Natural Gas Fired Combined Cycle.NG | natural gas combined cycle | FALSE | 5347 | Dow Chemical Co | 55419 | Plaquemine Cogeneration Plant | LA | Iberville | G600 | Natural Gas Fired Combined Cycle | CT | CC2 | S | 151 | 186 | 75 | N | 2004 |  |  | Y | Industrial CHP | 7 | T | NG | OG
Natural Gas Fired Combined Cycle.NG | natural gas combined cycle | FALSE | 5347 | Dow Chemical Co | 55419 | Plaquemine Cogeneration Plant | LA | Iberville | G700 | Natural Gas Fired Combined Cycle | CT | CC2 | S | 151 | 186 | 75 | N | 2004 |  |  | Y | Industrial CHP | 7 | T | NG | OG
Natural Gas Fired Combined Cycle.NG | natural gas combined cycle | FALSE | 5347 | Dow Chemical Co | 55419 | Plaquemine Cogeneration Plant | LA | Iberville | G800 | Natural Gas Fired Combined Cycle | CT | CC2 | S | 151 | 186 | 45 | N | 2004 |  |  | Y | Industrial CHP | 7 | T | NG | OG
Natural Gas Fired Combined Cycle.NG | natural gas combined cycle | FALSE | 5347 | Dow Chemical Co | 55419 | Plaquemine Cogeneration Plant | LA | Iberville | ST5 | Natural Gas Fired Combined Cycle | CA | CC2 | S | 189 | 189 | 8 | N | 2004 |  |  | Y | Industrial CHP | 7 | T | NG | OG | OTH
Wood/Wood Waste Biomass.BLQ | biomass | FALSE | 55839 | Domtar Paper Company LLC | 55429 | Kentucky Mills | KY | Hancock | 01 | Wood/Wood Waste Biomass | ST |  | S | 49 | 60 | 15 | N | 2001 |  |  | Y | Industrial CHP | 7 | T | BLQ | WDS | NG | SLW
Natural Gas Fired Combustion Turbine.NG | natural gas peaker | TRUE | 64383 | Bayou Cove, LLC | 55433 | Bayou Cove Peaking Power | LA | Acadia | 0001 | Natural Gas Fired Combustion Turbine | GT |  | W | 74.3 | 80 | 50 | N | 2002 |  |  | N | IPP Non-CHP | 2 | X | NG
Natural Gas Fired Combustion Turbine.NG | natural gas peaker | TRUE | 64383 | Bayou Cove, LLC | 55433 | Bayou Cove Peaking Power | LA | Acadia | 0002 | Natural Gas Fired Combustion Turbine | GT |  | S | 73.6 | 80 | 50 | N | 2002 |  |  | N | IPP Non-CHP | 2 | X | NG
Natural Gas Fired Combustion Turbine.NG | natural gas peaker | TRUE | 64383 | Bayou Cove, LLC | 55433 | Bayou Cove Peaking Power | LA | Acadia | 0003 | Natural Gas Fired Combustion Turbine | GT |  | S | 73.5 | 80 | 50 | N | 2002 |  |  | N | IPP Non-CHP | 2 | X | NG
Natural Gas Fired Combustion Turbine.NG | natural gas peaker | TRUE | 64383 | Bayou Cove, LLC | 55433 | Bayou Cove Peaking Power | LA | Acadia | 0004 | Natural Gas Fired Combustion Turbine | GT |  | S | 73.6 | 80 | 50 | N | 2002 |  |  | N | IPP Non-CHP | 2 | X | NG
Natural Gas Fired Combustion Turbine.NG | natural gas peaker | TRUE | 64030 | Lincoln Operating Services, LLC | 55438 | Elgin Energy Center LLC | IL | Cook | CT01 | Natural Gas Fired Combustion Turbine | GT |  | W | 122.3 | 125 | 92.1 | N | 2002 |  |  | N | IPP Non-CHP | 2 | X | NG
Natural Gas Fired Combustion Turbine.NG | natural gas peaker | TRUE | 64030 | Lincoln Operating Services, LLC | 55438 | Elgin Energy Center LLC | IL | Cook | CT02 | Natural Gas Fired Combustion Turbine | GT |  | W | 123.3 | 125 | 92.3 | N | 2002 |  |  | N | IPP Non-CHP | 2 | X | NG
Natural Gas Fired Combustion Turbine.NG | natural gas peaker | TRUE | 64030 | Lincoln Operating Services, LLC | 55438 | Elgin Energy Center LLC | IL | Cook | CT03 | Natural Gas Fired Combustion Turbine | GT |  | W | 120.8 | 125 | 90.8 | N | 2002 |  |  | N | IPP Non-CHP | 2 | X | NG
Natural Gas Fired Combustion Turbine.NG | natural gas peaker | TRUE | 64030 | Lincoln Operating Services, LLC | 55438 | Elgin Energy Center LLC | IL | Cook | CT04 | Natural Gas Fired Combustion Turbine | GT |  | W | 122.9 | 125 | 92.3 | N | 2002 |  |  | N | IPP Non-CHP | 2 | X | NG
Natural Gas Fired Combined Cycle.NG | natural gas combined cycle | TRUE | 18569 | Tenaska Virginia Partners LP | 55439 | Tenaska Virginia Generating Station | VA | Fluvanna | CTG1 | Natural Gas Fired Combined Cycle | CT | STG1 | J | 169.4 | 204 | 80 | N | 2004 |  |  | N | IPP Non-CHP | 2 | X | NG | DFO
Natural Gas Fired Combined Cycle.NG | natural gas combined cycle | TRUE | 18569 | Tenaska Virginia Partners LP | 55439 | Tenaska Virginia Generating Station | VA | Fluvanna | CTG2 | Natural Gas Fired Combined Cycle | CT | STG1 | J | 176.3 | 206.1 | 80 | N | 2004 |  |  | N | IPP Non-CHP | 2 | X | NG | DFO
Natural Gas Fired Combined Cycle.NG | natural gas combined cycle | TRUE | 18569 | Tenaska Virginia Partners LP | 55439 | Tenaska Virginia Generating Station | VA | Fluvanna | CTG3 | Natural Gas Fired Combined Cycle | CT | STG1 | J | 182.4 | 204.9 | 80 | N | 2004 |  |  | N | IPP Non-CHP | 2 | X | NG | DFO
Natural Gas Fired Combined Cycle.NG | natural gas combined cycle | TRUE | 18569 | Tenaska Virginia Partners LP | 55439 | Tenaska Virginia Generating Station | VA | Fluvanna | STG1 | Natural Gas Fired Combined Cycle | CA | STG1 | J | 402 | 402.6 | 50 | N | 2004 |  |  | N | IPP Non-CHP | 2 | X | NG
Natural Gas Fired Combined Cycle.NG | natural gas combined cycle | TRUE | 195 | Alabama Power Co | 55440 | Central Alabama Generating Station | AL | Autauga | CTG1 | Natural Gas Fired Combined Cycle | CT | STG1 | S | 170.4 | 190.1 | 90 | N | 2003 |  |  | N | Electric Utility | 1 | X | NG | DFO
Natural Gas Fired Combined Cycle.NG | natural gas combined cycle | TRUE | 195 | Alabama Power Co | 55440 | Central Alabama Generating Station | AL | Autauga | CTG2 | Natural Gas Fired Combined Cycle | CT | STG1 | S | 175.8 | 189.1 | 90 | N | 2003 |  |  | N | Electric Utility | 1 | X | NG | DFO
Natural Gas Fired Combined Cycle.NG | natural gas combined cycle | TRUE | 195 | Alabama Power Co | 55440 | Central Alabama Generating Station | AL | Autauga | CTG3 | Natural Gas Fired Combined Cycle | CT | STG1 | S | 171.4 | 189.7 | 90 | N | 2003 |  |  | N | Electric Utility | 1 | X | NG | DFO
Natural Gas Fired Combined Cycle.NG | natural gas combined cycle | TRUE | 195 | Alabama Power Co | 55440 | Central Alabama Generating Station | AL | Autauga | ST1 | Natural Gas Fired Combined Cycle | CA | STG1 | S | 399.4 | 401 | 60 | N | 2003 |  |  | N | Electric Utility | 1 | X | NG
Natural Gas Fired Combustion Turbine.NG | natural gas peaker | TRUE | 4045 | City of Columbia - (MO) | 55447 | Columbia Energy Center | MO | Boone | CT01 | Natural Gas Fired Combustion Turbine | GT |  | S | 35 | 40 | 26 | N | 2001 |  |  | N | Electric Utility | 1 | X | NG
Natural Gas Fired Combustion Turbine.NG | natural gas peaker | TRUE | 4045 | City of Columbia - (MO) | 55447 | Columbia Energy Center | MO | Boone | CT02 | Natural Gas Fired Combustion Turbine | GT |  | S | 35 | 40 | 26 | N | 2001 |  |  | N | Electric Utility | 1 | X | NG
Natural Gas Fired Combustion Turbine.NG | natural gas peaker | TRUE | 4045 | City of Columbia - (MO) | 55447 | Columbia Energy Center | MO | Boone | CT03 | Natural Gas Fired Combustion Turbine | GT |  | S | 35 | 40 | 26 | N | 2001 |  |  | N | Electric Utility | 1 | X | NG
Natural Gas Fired Combustion Turbine.NG | natural gas peaker | TRUE | 4045 | City of Columbia - (MO) | 55447 | Columbia Energy Center | MO | Boone | CT04 | Natural Gas Fired Combustion Turbine | GT |  | S | 35 | 40 | 26 | N | 2001 |  |  | N | Electric Utility | 1 | X | NG
Natural Gas Fired Combined Cycle.NG | natural gas combined cycle | TRUE | 18642 | Tennessee Valley Authority | 55451 | Magnolia Power Plant | MS | Benton | CTG1 | Natural Gas Fired Combined Cycle | CT | MCC1 | S | 156 | 183 | 82.4 | N | 2003 |  |  | N | Electric Utility | 1 | X | NG
Natural Gas Fired Combined Cycle.NG | natural gas combined cycle | TRUE | 18642 | Tennessee Valley Authority | 55451 | Magnolia Power Plant | MS | Benton | CTG2 | Natural Gas Fired Combined Cycle | CT | MCC2 | S | 156 | 183 | 82.4 | N | 2003 |  |  | N | Electric Utility | 1 | X | NG
Natural Gas Fired Combined Cycle.NG | natural gas combined cycle | TRUE | 18642 | Tennessee Valley Authority | 55451 | Magnolia Power Plant | MS | Benton | CTG3 | Natural Gas Fired Combined Cycle | CT | MCC3 | S | 156 | 183 | 82.4 | N | 2003 |  |  | N | Electric Utility | 1 | X | NG
Natural Gas Fired Combined Cycle.NG | natural gas combined cycle | TRUE | 18642 | Tennessee Valley Authority | 55451 | Magnolia Power Plant | MS | Benton | STG1 | Natural Gas Fired Combined Cycle | CA | MCC1 | S | 150 | 150 | 67.6 | N | 2003 |  |  | N | Electric Utility | 1 | X | NG
Natural Gas Fired Combined Cycle.NG | natural gas combined cycle | TRUE | 18642 | Tennessee Valley Authority | 55451 | Magnolia Power Plant | MS | Benton | STG2 | Natural Gas Fired Combined Cycle | CA | MCC2 | S | 150 | 150 | 67.6 | N | 2003 |  |  | N | Electric Utility | 1 | X | NG
Natural Gas Fired Combined Cycle.NG | natural gas combined cycle | TRUE | 18642 | Tennessee Valley Authority | 55451 | Magnolia Power Plant | MS | Benton | STG3 | Natural Gas Fired Combined Cycle | CA | MCC3 | S | 150 | 150 | 67.6 | N | 2003 |  |  | N | Electric Utility | 1 | X | NG
Natural Gas Fired Combustion Turbine.NG | natural gas peaker | TRUE | 6632 | Fountain Valley Power LLC | 55453 | Fountain Valley Power Facility | CO | El Paso | S1 | Natural Gas Fired Combustion Turbine | GT |  | S | 39 | 42 | 15 | N | 2001 |  |  | N | IPP Non-CHP | 2 | X | NG
Natural Gas Fired Combustion Turbine.NG | natural gas peaker | TRUE | 6632 | Fountain Valley Power LLC | 55453 | Fountain Valley Power Facility | CO | El Paso | S2 | Natural Gas Fired Combustion Turbine | GT |  | S | 39 | 42 | 15 | N | 2001 |  |  | N | IPP Non-CHP | 2 | X | NG
Natural Gas Fired Combustion Turbine.NG | natural gas peaker | TRUE | 6632 | Fountain Valley Power LLC | 55453 | Fountain Valley Power Facility | CO | El Paso | S3 | Natural Gas Fired Combustion Turbine | GT |  | S | 39 | 42 | 15 | N | 2001 |  |  | N | IPP Non-CHP | 2 | X | NG
Natural Gas Fired Combustion Turbine.NG | natural gas peaker | TRUE | 6632 | Fountain Valley Power LLC | 55453 | Fountain Valley Power Facility | CO | El Paso | S4 | Natural Gas Fired Combustion Turbine | GT |  | S | 39 | 42 | 15 | N | 2001 |  |  | N | IPP Non-CHP | 2 | X | NG
Natural Gas Fired Combustion Turbine.NG | natural gas peaker | TRUE | 6632 | Fountain Valley Power LLC | 55453 | Fountain Valley Power Facility | CO | El Paso | S5 | Natural Gas Fired Combustion Turbine | GT |  | S | 39 | 42 | 15 | N | 2001 |  |  | N | IPP Non-CHP | 2 | X | NG
Natural Gas Fired Combustion Turbine.NG | natural gas peaker | TRUE | 6632 | Fountain Valley Power LLC | 55453 | Fountain Valley Power Facility | CO | El Paso | S6 | Natural Gas Fired Combustion Turbine | GT |  | S | 39 | 42 | 15 | N | 2001 |  |  | N | IPP Non-CHP | 2 | X | NG
Natural Gas Fired Combined Cycle.NG | natural gas combined cycle | TRUE | 803 | Arizona Public Service Co | 55455 | Red Hawk | AZ | Maricopa | CT1A | Natural Gas Fired Combined Cycle | CT | CC1 | S | 163 | 179 | 75 | N | 2002 |  |  | N | Electric Utility | 1 | X | NG
Natural Gas Fired Combined Cycle.NG | natural gas combined cycle | TRUE | 803 | Arizona Public Service Co | 55455 | Red Hawk | AZ | Maricopa | CT1B | Natural Gas Fired Combined Cycle | CT | CC1 | S | 163 | 179 | 75 | N | 2002 |  |  | N | Electric Utility | 1 | X | NG
Natural Gas Fired Combined Cycle.NG | natural gas combined cycle | TRUE | 803 | Arizona Public Service Co | 55455 | Red Hawk | AZ | Maricopa | CT2A | Natural Gas Fired Combined Cycle | CT | CC2 | S | 163 | 179 | 75 | N | 2002 |  |  | N | Electric Utility | 1 | X | NG
Natural Gas Fired Combined Cycle.NG | natural gas combined cycle | TRUE | 803 | Arizona Public Service Co | 55455 | Red Hawk | AZ | Maricopa | CT2B | Natural Gas Fired Combined Cycle | CT | CC2 | S | 163 | 179 | 75 | N | 2002 |  |  | N | Electric Utility | 1 | X | NG
Natural Gas Fired Combined Cycle.NG | natural gas combined cycle | TRUE | 803 | Arizona Public Service Co | 55455 | Red Hawk | AZ | Maricopa | ST1 | Natural Gas Fired Combined Cycle | CA | CC1 | S | 175 | 192 | 0 | N | 2002 |  |  | N | Electric Utility | 1 | X | NG
Natural Gas Fired Combined Cycle.NG | natural gas combined cycle | TRUE | 803 | Arizona Public Service Co | 55455 | Red Hawk | AZ | Maricopa | ST2 | Natural Gas Fired Combined Cycle | CA | CC2 | S | 175 | 192 | 0 | N | 2002 |  |  | N | Electric Utility | 1 | X | NG
Natural Gas Fired Combined Cycle.NG | natural gas combined cycle | TRUE | 14063 | Oklahoma Gas & Electric Co | 55457 | McClain Energy Facility | OK | McClain | CT1 | Natural Gas Fired Combined Cycle | CT | G011 | J | 157.3 | 157.3 |  | N | 2001 |  |  | N | Electric Utility | 1 | X | NG
Natural Gas Fired Combined Cycle.NG | natural gas combined cycle | TRUE | 14063 | Oklahoma Gas & Electric Co | 55457 | McClain Energy Facility | OK | McClain | CT2 | Natural Gas Fired Combined Cycle | CT | G011 | J | 157.3 | 157.3 |  | N | 2001 |  |  | N | Electric Utility | 1 | X | NG
Natural Gas Fired Combined Cycle.NG | natural gas combined cycle | TRUE | 14063 | Oklahoma Gas & Electric Co | 55457 | McClain Energy Facility | OK | McClain | ST1 | Natural Gas Fired Combined Cycle | CA | G011 | J | 170.5 | 170.5 | 240 | N | 2001 |  |  | N | Electric Utility | 1 | X | NG
Natural Gas Fired Combined Cycle.NG | natural gas combined cycle | TRUE | 61395 | Indeck Niles, LLC | 55460 | Indeck Niles Energy Center | MI | Cass | CT1 | Natural Gas Fired Combined Cycle | CT | INEC | J | 358.4 | 375.4 | 110 | N | 2022 |  |  | N | IPP Non-CHP | 2 | X | NG
Natural Gas Fired Combined Cycle.NG | natural gas combined cycle | TRUE | 61395 | Indeck Niles, LLC | 55460 | Indeck Niles Energy Center | MI | Cass | CT2 | Natural Gas Fired Combined Cycle | CT | INEC | J | 358.4 | 375.4 | 110 | N | 2022 |  |  | N | IPP Non-CHP | 2 | X | NG
Natural Gas Fired Combined Cycle.NG | natural gas combined cycle | TRUE | 61395 | Indeck Niles, LLC | 55460 | Indeck Niles Energy Center | MI | Cass | ST1 | Natural Gas Fired Combined Cycle | CA | INEC | J | 364.7 | 346.3 | 106 | N | 2022 |  |  | N | IPP Non-CHP | 2 | X | NG
Natural Gas Fired Combined Cycle.NG | natural gas combined cycle | TRUE | 14063 | Oklahoma Gas & Electric Co | 55463 | Redbud Power Plant | OK | Oklahoma | CT01 | Natural Gas Fired Combined Cycle | CT | G112 | J |  |  |  | N | 2004 |  |  | N | Electric Utility | 1 | X | NG
Natural Gas Fired Combined Cycle.NG | natural gas combined cycle | TRUE | 14063 | Oklahoma Gas & Electric Co | 55463 | Redbud Power Plant | OK | Oklahoma | CT02 | Natural Gas Fired Combined Cycle | CT | G113 | J |  |  |  | N | 2004 |  |  | N | Electric Utility | 1 | X | NG
Natural Gas Fired Combined Cycle.NG | natural gas combined cycle | TRUE | 14063 | Oklahoma Gas & Electric Co | 55463 | Redbud Power Plant | OK | Oklahoma | CT03 | Natural Gas Fired Combined Cycle | CT | G114 | J |  |  |  | N | 2004 |  |  | N | Electric Utility | 1 | X | NG
Natural Gas Fired Combined Cycle.NG | natural gas combined cycle | TRUE | 14063 | Oklahoma Gas & Electric Co | 55463 | Redbud Power Plant | OK | Oklahoma | CT04 | Natural Gas Fired Combined Cycle | CT | G115 | J |  |  |  | N | 2004 |  |  | N | Electric Utility | 1 | X | NG
Natural Gas Fired Combined Cycle.NG | natural gas combined cycle | TRUE | 14063 | Oklahoma Gas & Electric Co | 55463 | Redbud Power Plant | OK | Oklahoma | ST01 | Natural Gas Fired Combined Cycle | CA | G112 | J | 307 | 307 | 150 | N | 2004 |  |  | N | Electric Utility | 1 | X | NG
Natural Gas Fired Combined Cycle.NG | natural gas combined cycle | TRUE | 14063 | Oklahoma Gas & Electric Co | 55463 | Redbud Power Plant | OK | Oklahoma | ST02 | Natural Gas Fired Combined Cycle | CA | G113 | J | 300.9 | 300.9 | 150 | N | 2004 |  |  | N | Electric Utility | 1 | X | NG
Natural Gas Fired Combined Cycle.NG | natural gas combined cycle | TRUE | 14063 | Oklahoma Gas & Electric Co | 55463 | Redbud Power Plant | OK | Oklahoma | ST03 | Natural Gas Fired Combined Cycle | CA | G114 | J | 301 | 301 | 150 | N | 2004 |  |  | N | Electric Utility | 1 | X | NG
Natural Gas Fired Combined Cycle.NG | natural gas combined cycle | TRUE | 14063 | Oklahoma Gas & Electric Co | 55463 | Redbud Power Plant | OK | Oklahoma | ST04 | Natural Gas Fired Combined Cycle | CA | G115 | J | 300 | 300 | 150 | N | 2004 |  |  | N | Electric Utility | 1 | X | NG
Natural Gas Fired Combined Cycle.NG | natural gas combined cycle | TRUE | 4994 | Deer Park Energy Center | 55464 | Deer Park Energy Center | TX | Harris | CTG1 | Natural Gas Fired Combined Cycle | CT | CC1 | S | 182 | 191 | 102 | N | 2003 |  |  | Y | IPP CHP | 3 | T | NG
Natural Gas Fired Combined Cycle.NG | natural gas combined cycle | TRUE | 4994 | Deer Park Energy Center | 55464 | Deer Park Energy Center | TX | Harris | CTG2 | Natural Gas Fired Combined Cycle | CT | CC1 | S | 182 | 191 | 102 | N | 2003 |  |  | Y | IPP CHP | 3 | T | NG
Natural Gas Fired Combined Cycle.NG | natural gas combined cycle | TRUE | 4994 | Deer Park Energy Center | 55464 | Deer Park Energy Center | TX | Harris | CTG3 | Natural Gas Fired Combined Cycle | CT | CC1 | S | 182 | 191 | 102 | N | 2004 |  |  | Y | IPP CHP | 3 | T | NG
Natural Gas Fired Combined Cycle.NG | natural gas combined cycle | TRUE | 4994 | Deer Park Energy Center | 55464 | Deer Park Energy Center | TX | Harris | CTG4 | Natural Gas Fired Combined Cycle | CT | CC1 | S | 182 | 191 | 102 | N | 2004 |  |  | Y | IPP CHP | 3 | T | NG
Natural Gas Fired Combined Cycle.NG | natural gas combined cycle | TRUE | 4994 | Deer Park Energy Center | 55464 | Deer Park Energy Center | TX | Harris | CTG6 | Natural Gas Fired Combined Cycle | CT | CC1 | S | 182 | 191 | 102 | N | 2014 |  |  | Y | IPP CHP | 3 | T | NG
Natural Gas Fired Combined Cycle.NG | natural gas combined cycle | TRUE | 4994 | Deer Park Energy Center | 55464 | Deer Park Energy Center | TX | Harris | STG1 | Natural Gas Fired Combined Cycle | CA | CC1 | S | 282 | 282 | 40 | N | 2004 |  |  | Y | IPP CHP | 3 | T | NG
Natural Gas Fired Combined Cycle.NG | natural gas combined cycle | TRUE | 11241 | Entergy Louisiana LLC | 55467 | Ouachita | LA | Ouachita | CTG1 | Natural Gas Fired Combined Cycle | CT | PB01 | W |  |  | 94 | N | 2002 |  |  | N | Electric Utility | 1 | X | NG
Natural Gas Fired Combined Cycle.NG | natural gas combined cycle | TRUE | 11241 | Entergy Louisiana LLC | 55467 | Ouachita | LA | Ouachita | CTG2 | Natural Gas Fired Combined Cycle | CT | PB02 | W |  |  | 94 | N | 2002 |  |  | N | Electric Utility | 1 | X | NG
Natural Gas Fired Combined Cycle.NG | natural gas combined cycle | TRUE | 11241 | Entergy Louisiana LLC | 55467 | Ouachita | LA | Ouachita | CTG3 | Natural Gas Fired Combined Cycle | CT | PB03 | S |  |  | 94 | N | 2002 |  |  | N | Electric Utility | 1 | X | NG
Natural Gas Fired Combined Cycle.NG | natural gas combined cycle | TRUE | 11241 | Entergy Louisiana LLC | 55467 | Ouachita | LA | Ouachita | STG1 | Natural Gas Fired Combined Cycle | CA | PB01 | W | 236.1 | 274.5 | 71 | N | 2002 |  |  | N | Electric Utility | 1 | X | NG
Natural Gas Fired Combined Cycle.NG | natural gas combined cycle | TRUE | 11241 | Entergy Louisiana LLC | 55467 | Ouachita | LA | Ouachita | STG2 | Natural Gas Fired Combined Cycle | CA | PB02 | W | 245 | 281.6 | 71 | N | 2002 |  |  | N | Electric Utility | 1 | X | NG
Natural Gas Fired Combined Cycle.NG | natural gas combined cycle | TRUE | 11241 | Entergy Louisiana LLC | 55467 | Ouachita | LA | Ouachita | STG3 | Natural Gas Fired Combined Cycle | CA | PB03 | S | 242.6 | 279.2 | 71 | N | 2002 |  |  | N | Electric Utility | 1 | X | NG
Natural Gas Fired Combined Cycle.NG | natural gas combined cycle | FALSE | 17566 | South Houston Green Power LLC | 55470 | Green Power 2 | TX | Galveston | ST1 | Natural Gas Fired Combined Cycle | CA | CC2 | W | 75 | 75 | 19 | N | 2003 |  |  | Y | Industrial CHP | 7 | T | NG | OG
Natural Gas Fired Combined Cycle.NG | natural gas combined cycle | FALSE | 17566 | South Houston Green Power LLC | 55470 | Green Power 2 | TX | Galveston | ST805 | Natural Gas Fired Combined Cycle | CA | CC2 | W | 75 | 75 | 25 | N | 2009 |  |  | Y | Industrial CHP | 7 | T | NG | OG
Natural Gas Fired Combined Cycle.NG | natural gas combined cycle | FALSE | 17566 | South Houston Green Power LLC | 55470 | Green Power 2 | TX | Galveston | TR1 | Natural Gas Fired Combined Cycle | CT | CC2 | W | 158 | 165 | 110 | N | 2003 |  |  | Y | Industrial CHP | 7 | T | NG
Natural Gas Fired Combined Cycle.NG | natural gas combined cycle | FALSE | 17566 | South Houston Green Power LLC | 55470 | Green Power 2 | TX | Galveston | TR2 | Natural Gas Fired Combined Cycle | CT | CC2 | W | 158 | 165 | 110 | N | 2003 |  |  | Y | Industrial CHP | 7 | T | NG
Natural Gas Fired Combined Cycle.NG | natural gas combined cycle | FALSE | 17566 | South Houston Green Power LLC | 55470 | Green Power 2 | TX | Galveston | TR3 | Natural Gas Fired Combined Cycle | CT | CC2 | W | 158 | 165 | 110 | N | 2003 |  |  | Y | Industrial CHP | 7 | T | NG
Natural Gas Fired Combustion Turbine.NG | natural gas peaker | TRUE | 19545 | Black Hills Power, Inc. | 55477 | Neil Simpson Gas Turbine #2 | WY | Campbell | GT2 | Natural Gas Fired Combustion Turbine | GT |  | W | 34 | 38 | 24.7 | N | 2001 |  |  | N | Electric Utility | 1 | X | NG
Natural Gas Fired Combustion Turbine.NG | natural gas peaker | TRUE | 19545 | Black Hills Power, Inc. | 55478 | Lange Gas Turbines | SD | Pennington | 0001 | Natural Gas Fired Combustion Turbine | GT |  | S | 34 | 38 | 20 | N | 2002 |  |  | N | Electric Utility | 1 | X | NG
Conventional Steam Coal.SUB | hard coal | TRUE | 19545 | Black Hills Power, Inc. | 55479 | Wygen 1 | WY | Campbell | 0001 | Conventional Steam Coal | ST |  | J | 85 | 86 | 57.2 | N | 2003 |  |  | N | IPP Non-CHP | 2 | X | SUB
Natural Gas Fired Combined Cycle.NG | natural gas combined cycle | TRUE | 60477 | LaFrontera Holdings LLC | 55480 | Forney Energy Center | TX | Kaufman | ST1 | Natural Gas Fired Combined Cycle | CA | BLK1 | S | 406 | 418 | 88 | N | 2003 |  |  | N | IPP Non-CHP | 2 | X | NG
Natural Gas Fired Combined Cycle.NG | natural gas combined cycle | TRUE | 60477 | LaFrontera Holdings LLC | 55480 | Forney Energy Center | TX | Kaufman | ST2 | Natural Gas Fired Combined Cycle | CA | BLK2 | S | 406 | 418 | 88 | N | 2003 |  |  | N | IPP Non-CHP | 2 | X | NG
Natural Gas Fired Combined Cycle.NG | natural gas combined cycle | TRUE | 60477 | LaFrontera Holdings LLC | 55480 | Forney Energy Center | TX | Kaufman | U1 | Natural Gas Fired Combined Cycle | CT | BLK1 | S | 165 | 195 | 90 | N | 2003 |  |  | N | IPP Non-CHP | 2 | X | NG
Natural Gas Fired Combined Cycle.NG | natural gas combined cycle | TRUE | 60477 | LaFrontera Holdings LLC | 55480 | Forney Energy Center | TX | Kaufman | U2 | Natural Gas Fired Combined Cycle | CT | BLK1 | S | 157 | 185 | 90 | N | 2003 |  |  | N | IPP Non-CHP | 2 | X | NG
Natural Gas Fired Combined Cycle.NG | natural gas combined cycle | TRUE | 60477 | LaFrontera Holdings LLC | 55480 | Forney Energy Center | TX | Kaufman | U3 | Natural Gas Fired Combined Cycle | CT | BLK1 | S | 157 | 185 | 90 | N | 2003 |  |  | N | IPP Non-CHP | 2 | X | NG
Natural Gas Fired Combined Cycle.NG | natural gas combined cycle | TRUE | 60477 | LaFrontera Holdings LLC | 55480 | Forney Energy Center | TX | Kaufman | U4 | Natural Gas Fired Combined Cycle | CT | BLK2 | S | 165 | 195 | 90 | N | 2003 |  |  | N | IPP Non-CHP | 2 | X | NG
Natural Gas Fired Combined Cycle.NG | natural gas combined cycle | TRUE | 60477 | LaFrontera Holdings LLC | 55480 | Forney Energy Center | TX | Kaufman | U5 | Natural Gas Fired Combined Cycle | CT | BLK2 | S | 157 | 185 | 90 | N | 2003 |  |  | N | IPP Non-CHP | 2 | X | NG
Natural Gas Fired Combined Cycle.NG | natural gas combined cycle | TRUE | 60477 | LaFrontera Holdings LLC | 55480 | Forney Energy Center | TX | Kaufman | U6 | Natural Gas Fired Combined Cycle | CT | BLK2 | S | 157 | 185 | 90 | N | 2003 |  |  | N | IPP Non-CHP | 2 | X | NG
Natural Gas Fired Combined Cycle.NG | natural gas combined cycle | TRUE | 12363 | Mesquite Power LLC | 55481 | Mesquite Generating Station Block 2 | AZ | Maricopa | GT3 | Natural Gas Fired Combined Cycle | CT | BLK2 | S | 162 | 162 | 70 | N | 2003 |  |  | N | IPP Non-CHP | 2 | X | NG
Natural Gas Fired Combined Cycle.NG | natural gas combined cycle | TRUE | 12363 | Mesquite Power LLC | 55481 | Mesquite Generating Station Block 2 | AZ | Maricopa | GT4 | Natural Gas Fired Combined Cycle | CT | BLK2 | S | 162 | 162 | 70 | N | 2003 |  |  | N | IPP Non-CHP | 2 | X | NG
Natural Gas Fired Combined Cycle.NG | natural gas combined cycle | TRUE | 12363 | Mesquite Power LLC | 55481 | Mesquite Generating Station Block 2 | AZ | Maricopa | ST2 | Natural Gas Fired Combined Cycle | CA | BLK2 | S | 300 | 300 | 110 | N | 2003 |  |  | N | IPP Non-CHP | 2 | X | NG
Natural Gas Fired Combined Cycle.NG | natural gas combined cycle | TRUE | 15500 | Puget Sound Energy Inc | 55482 | Goldendale Generating Station | WA | Klickitat | G1 | Natural Gas Fired Combined Cycle | CT | CC1 | S | 153.1 | 194 | 70 | N | 2004 |  |  | N | Electric Utility | 1 | X | NG
Natural Gas Fired Combined Cycle.NG | natural gas combined cycle | TRUE | 15500 | Puget Sound Energy Inc | 55482 | Goldendale Generating Station | WA | Klickitat | G2 | Natural Gas Fired Combined Cycle | CA | CC1 | S | 110.6 | 110.6 | 55 | N | 2004 |  |  | N | Electric Utility | 1 | X | NG
Natural Gas Fired Combustion Turbine.NG | natural gas peaker | TRUE | 11241 | Entergy Louisiana LLC | 55486 | Washington Parish Energy Center | LA | Washington | CTG01 | Natural Gas Fired Combustion Turbine | GT |  | S | 183.1 | 206.9 | 100 | N | 2020 |  |  | N | Electric Utility | 1 | X | NG
Natural Gas Fired Combustion Turbine.NG | natural gas peaker | TRUE | 11241 | Entergy Louisiana LLC | 55486 | Washington Parish Energy Center | LA | Washington | CTG02 | Natural Gas Fired Combustion Turbine | GT |  | S | 183.8 | 207.8 | 100 | N | 2020 |  |  | N | Electric Utility | 1 | X | NG
Natural Gas Fired Combustion Turbine.NG | natural gas peaker | TRUE | 19436 | Union Electric Co - (MO) | 55496 | Goose Creek Energy Center | IL | Piatt | CT01 | Natural Gas Fired Combustion Turbine | GT |  | S | 73 | 92 | 47 | N | 2003 |  |  | N | Electric Utility | 1 | X | NG
Natural Gas Fired Combustion Turbine.NG | natural gas peaker | TRUE | 19436 | Union Electric Co - (MO) | 55496 | Goose Creek Energy Center | IL | Piatt | CT02 | Natural Gas Fired Combustion Turbine | GT |  | S | 73 | 92 | 47 | N | 2003 |  |  | N | Electric Utility | 1 | X | NG
Natural Gas Fired Combustion Turbine.NG | natural gas peaker | TRUE | 19436 | Union Electric Co - (MO) | 55496 | Goose Creek Energy Center | IL | Piatt | CT03 | Natural Gas Fired Combustion Turbine | GT |  | S | 73 | 92 | 47 | N | 2003 |  |  | N | Electric Utility | 1 | X | NG
Natural Gas Fired Combustion Turbine.NG | natural gas peaker | TRUE | 19436 | Union Electric Co - (MO) | 55496 | Goose Creek Energy Center | IL | Piatt | CT04 | Natural Gas Fired Combustion Turbine | GT |  | S | 73 | 92 | 47 | N | 2003 |  |  | N | Electric Utility | 1 | X | NG
Natural Gas Fired Combustion Turbine.NG | natural gas peaker | TRUE | 19436 | Union Electric Co - (MO) | 55496 | Goose Creek Energy Center | IL | Piatt | CT05 | Natural Gas Fired Combustion Turbine | GT |  | S | 73 | 92 | 47 | N | 2003 |  |  | N | Electric Utility | 1 | X | NG
Natural Gas Fired Combustion Turbine.NG | natural gas peaker | TRUE | 19436 | Union Electric Co - (MO) | 55496 | Goose Creek Energy Center | IL | Piatt | CT06 | Natural Gas Fired Combustion Turbine | GT |  | S | 73 | 92 | 47 | N | 2003 |  |  | N | Electric Utility | 1 | X | NG
Natural Gas Fired Combustion Turbine.NG | natural gas peaker | TRUE | 59527 | CalPeak Power, LLC | 55499 | CalPeak Power Vaca Dixon Peaker Plant | CA | Solano | CPP1 | Natural Gas Fired Combustion Turbine | GT |  | W | 48 | 50.6 | 21 | N | 2002 |  |  | N | IPP Non-CHP | 2 | X | NG
Natural Gas Fired Combined Cycle.NG | natural gas combined cycle | TRUE | 10362 | Kiowa Power Partners LLC | 55501 | Kiamichi Energy Facility | OK | Pittsburg | CTG1 | Natural Gas Fired Combined Cycle | CT | STG1 | J | 151 | 176.9 | 70 | N | 2003 |  |  | N | IPP Non-CHP | 2 | X | NG
Natural Gas Fired Combined Cycle.NG | natural gas combined cycle | TRUE | 10362 | Kiowa Power Partners LLC | 55501 | Kiamichi Energy Facility | OK | Pittsburg | CTG2 | Natural Gas Fired Combined Cycle | CT | STG1 | J | 148.5 | 176.5 | 70 | N | 2003 |  |  | N | IPP Non-CHP | 2 | X | NG
Natural Gas Fired Combined Cycle.NG | natural gas combined cycle | TRUE | 10362 | Kiowa Power Partners LLC | 55501 | Kiamichi Energy Facility | OK | Pittsburg | CTG3 | Natural Gas Fired Combined Cycle | CT | STG2 | J | 152.1 | 177.2 | 70 | N | 2003 |  |  | N | IPP Non-CHP | 2 | X | NG
Natural Gas Fired Combined Cycle.NG | natural gas combined cycle | TRUE | 10362 | Kiowa Power Partners LLC | 55501 | Kiamichi Energy Facility | OK | Pittsburg | CTG4 | Natural Gas Fired Combined Cycle | CT | STG2 | J | 149.4 | 172.7 | 70 | N | 2003 |  |  | N | IPP Non-CHP | 2 | X | NG
Natural Gas Fired Combined Cycle.NG | natural gas combined cycle | TRUE | 10362 | Kiowa Power Partners LLC | 55501 | Kiamichi Energy Facility | OK | Pittsburg | STG1 | Natural Gas Fired Combined Cycle | CA | STG1 | J | 313.7 | 285.3 | 70 | N | 2003 |  |  | N | IPP Non-CHP | 2 | X | NG
Natural Gas Fired Combined Cycle.NG | natural gas combined cycle | TRUE | 10362 | Kiowa Power Partners LLC | 55501 | Kiamichi Energy Facility | OK | Pittsburg | STG2 | Natural Gas Fired Combined Cycle | CA | STG2 | J | 314.9 | 288.7 | 70 | N | 2003 |  |  | N | IPP Non-CHP | 2 | X | NG
Natural Gas Fired Combined Cycle.NG | natural gas combined cycle | TRUE | 61137 | Lawrenceburg Power, LLC | 55502 | Lawrenceburg Power, LLC | IN | Dearborn | 0100 | Natural Gas Fired Combined Cycle | CA | CC1 | W | 258 | 263 | 125 | N | 2004 |  |  | N | IPP Non-CHP | 2 | X | NG
Natural Gas Fired Combined Cycle.NG | natural gas combined cycle | TRUE | 61137 | Lawrenceburg Power, LLC | 55502 | Lawrenceburg Power, LLC | IN | Dearborn | 0200 | Natural Gas Fired Combined Cycle | CA | CC2 | W | 258 | 263 | 125 | N | 2004 |  |  | N | IPP Non-CHP | 2 | X | NG
Natural Gas Fired Combined Cycle.NG | natural gas combined cycle | TRUE | 61137 | Lawrenceburg Power, LLC | 55502 | Lawrenceburg Power, LLC | IN | Dearborn | 1100 | Natural Gas Fired Combined Cycle | CT | CC1 | W | 166 | 188 | 80 | N | 2004 |  |  | N | IPP Non-CHP | 2 | X | NG
Natural Gas Fired Combined Cycle.NG | natural gas combined cycle | TRUE | 61137 | Lawrenceburg Power, LLC | 55502 | Lawrenceburg Power, LLC | IN | Dearborn | 1200 | Natural Gas Fired Combined Cycle | CT | CC1 | W | 171 | 193 | 80 | N | 2004 |  |  | N | IPP Non-CHP | 2 | X | NG
Natural Gas Fired Combined Cycle.NG | natural gas combined cycle | TRUE | 61137 | Lawrenceburg Power, LLC | 55502 | Lawrenceburg Power, LLC | IN | Dearborn | 2100 | Natural Gas Fired Combined Cycle | CT | CC2 | W | 166 | 188 | 80 | N | 2004 |  |  | N | IPP Non-CHP | 2 | X | NG
Natural Gas Fired Combined Cycle.NG | natural gas combined cycle | TRUE | 61137 | Lawrenceburg Power, LLC | 55502 | Lawrenceburg Power, LLC | IN | Dearborn | 2200 | Natural Gas Fired Combined Cycle | CT | CC2 | W | 171 | 193 | 80 | N | 2004 |  |  | N | IPP Non-CHP | 2 | X | NG
Natural Gas Fired Combined Cycle.NG | natural gas combined cycle | TRUE | 61136 | Waterford Power, LLC | 55503 | Waterford Power, LLC | OH | Washington | CTG1 | Natural Gas Fired Combined Cycle | CT | CC1 | W | 168 | 190 | 94 | N | 2003 |  |  | N | IPP Non-CHP | 2 | X | NG
Natural Gas Fired Combined Cycle.NG | natural gas combined cycle | TRUE | 61136 | Waterford Power, LLC | 55503 | Waterford Power, LLC | OH | Washington | CTG2 | Natural Gas Fired Combined Cycle | CT | CC1 | W | 168 | 190 | 94 | N | 2003 |  |  | N | IPP Non-CHP | 2 | X | NG
Natural Gas Fired Combined Cycle.NG | natural gas combined cycle | TRUE | 61136 | Waterford Power, LLC | 55503 | Waterford Power, LLC | OH | Washington | CTG3 | Natural Gas Fired Combined Cycle | CT | CC1 | W | 168 | 190 | 94 | N | 2003 |  |  | N | IPP Non-CHP | 2 | X | NG
Natural Gas Fired Combined Cycle.NG | natural gas combined cycle | TRUE | 61136 | Waterford Power, LLC | 55503 | Waterford Power, LLC | OH | Washington | ST1 | Natural Gas Fired Combined Cycle | CA | CC1 | W | 362 | 390 | 94 | N | 2003 |  |  | N | IPP Non-CHP | 2 | X | NG
Natural Gas Fired Combustion Turbine.NG | natural gas peaker | TRUE | 30151 | Tri-State G & T Assn, Inc | 55504 | Limon Generating Station | CO | Lincoln | L1 | Natural Gas Fired Combustion Turbine | GT |  | S | 67 | 75 | 40 | N | 2002 |  |  | N | Electric Utility | 1 | X | NG | DFO
Natural Gas Fired Combustion Turbine.NG | natural gas peaker | TRUE | 30151 | Tri-State G & T Assn, Inc | 55504 | Limon Generating Station | CO | Lincoln | L2 | Natural Gas Fired Combustion Turbine | GT |  | S | 67 | 75 | 40 | N | 2002 |  |  | N | Electric Utility | 1 | X | NG | DFO
Natural Gas Fired Combustion Turbine.NG | natural gas peaker | TRUE | 30151 | Tri-State G & T Assn, Inc | 55505 | Frank Knutson | CO | Adams | BR1 | Natural Gas Fired Combustion Turbine | GT |  | S | 67 | 75 | 40 | N | 2002 |  |  | N | Electric Utility | 1 | X | NG | DFO
Natural Gas Fired Combustion Turbine.NG | natural gas peaker | TRUE | 30151 | Tri-State G & T Assn, Inc | 55505 | Frank Knutson | CO | Adams | BR2 | Natural Gas Fired Combustion Turbine | GT |  | S | 67 | 75 | 40 | N | 2002 |  |  | N | Electric Utility | 1 | X | NG | DFO
Natural Gas Fired Combustion Turbine.NG | natural gas peaker | TRUE | 59527 | CalPeak Power, LLC | 55508 | CalPeak Power Panoche Peaker Plant | CA | Fresno | CPP2 | Natural Gas Fired Combustion Turbine | GT |  | W | 48 | 52 | 21 | N | 2001 |  |  | N | IPP Non-CHP | 2 | X | NG
Natural Gas Fired Combustion Turbine.NG | natural gas peaker | TRUE | 59527 | CalPeak Power, LLC | 55510 | CalPeak Power Border Peaker Plant | CA | San Diego | CPP4 | Natural Gas Fired Combustion Turbine | GT |  | W | 48 | 51.3 | 21 | N | 2001 |  |  | N | IPP Non-CHP | 2 | X | NG
Natural Gas Fired Combustion Turbine.NG | natural gas peaker | TRUE | 16609 | San Diego Gas & Electric Co | 55512 | Cuyamaca Peak Energy Plant | CA | San Diego | CPP6 | Natural Gas Fired Combustion Turbine | GT |  | S | 48.7 | 48.7 | 16 | N | 2002 |  |  | N | Electric Utility | 1 | X | NG
Natural Gas Fired Combustion Turbine.NG | natural gas peaker | TRUE | 59527 | CalPeak Power, LLC | 55513 | CalPeak Power Enterprise Peaker Plant | CA | San Diego | CPP7 | Natural Gas Fired Combustion Turbine | GT |  | W | 48 | 48.1 | 21 | N | 2001 |  |  | N | IPP Non-CHP | 2 | X | NG
Natural Gas Fired Combined Cycle.NG | natural gas combined cycle | TRUE | 65371 | Apex Generating Station | 55514 | Apex Generating Station | NV | Clark | CTG1 | Natural Gas Fired Combined Cycle | CT | CC1 | W | 164.6 | 181.6 | 90 | N | 2003 |  |  | N | Electric Utility | 1 | X | NG
Natural Gas Fired Combined Cycle.NG | natural gas combined cycle | TRUE | 65371 | Apex Generating Station | 55514 | Apex Generating Station | NV | Clark | CTG2 | Natural Gas Fired Combined Cycle | CT | CC1 | W | 164.6 | 181.6 | 90 | N | 2003 |  |  | N | Electric Utility | 1 | X | NG
Natural Gas Fired Combined Cycle.NG | natural gas combined cycle | TRUE | 65371 | Apex Generating Station | 55514 | Apex Generating Station | NV | Clark | STG1 | Natural Gas Fired Combined Cycle | CA | CC1 | W | 195.2 | 213.4 | 55 | N | 2003 |  |  | N | Electric Utility | 1 | X | NG
Natural Gas Fired Combined Cycle.NG | natural gas combined cycle | TRUE | 59923 | Fayette Power Company, LLC | 55516 | Fayette Energy Facility | PA | Fayette | CTG1 | Natural Gas Fired Combined Cycle | CT | CC1 | S | 177.7 | 201.9 | 100 | N | 2003 |  |  | N | IPP Non-CHP | 2 | X | NG
Natural Gas Fired Combined Cycle.NG | natural gas combined cycle | TRUE | 59923 | Fayette Power Company, LLC | 55516 | Fayette Energy Facility | PA | Fayette | CTG2 | Natural Gas Fired Combined Cycle | CT | CC1 | S | 177.7 | 201.9 | 100 | N | 2003 |  |  | N | IPP Non-CHP | 2 | X | NG
Natural Gas Fired Combined Cycle.NG | natural gas combined cycle | TRUE | 59923 | Fayette Power Company, LLC | 55516 | Fayette Energy Facility | PA | Fayette | STG1 | Natural Gas Fired Combined Cycle | CA | CC1 | S | 312.2 | 302.1 | 120 | N | 2003 |  |  | N | IPP Non-CHP | 2 | X | NG
Natural Gas Fired Combustion Turbine.NG | natural gas peaker | TRUE | 56927 | Wallingford Energy LLC | 55517 | Wallingford Energy | CT | New Haven | CTG1 | Natural Gas Fired Combustion Turbine | GT |  | S | 46.7 | 50 | 2 | N | 2001 |  |  | N | IPP Non-CHP | 2 | X | NG
Natural Gas Fired Combustion Turbine.NG | natural gas peaker | TRUE | 56927 | Wallingford Energy LLC | 55517 | Wallingford Energy | CT | New Haven | CTG2 | Natural Gas Fired Combustion Turbine | GT |  | S | 44 | 49.5 | 2 | N | 2001 |  |  | N | IPP Non-CHP | 2 | X | NG
Natural Gas Fired Combustion Turbine.NG | natural gas peaker | TRUE | 56927 | Wallingford Energy LLC | 55517 | Wallingford Energy | CT | New Haven | CTG3 | Natural Gas Fired Combustion Turbine | GT |  | S | 45.6 | 50 | 2 | N | 2001 |  |  | N | IPP Non-CHP | 2 | X | NG
Natural Gas Fired Combustion Turbine.NG | natural gas peaker | TRUE | 56927 | Wallingford Energy LLC | 55517 | Wallingford Energy | CT | New Haven | CTG4 | Natural Gas Fired Combustion Turbine | GT |  | S | 45.6 | 49.7 | 2 | N | 2001 |  |  | N | IPP Non-CHP | 2 | X | NG
Natural Gas Fired Combustion Turbine.NG | natural gas peaker | TRUE | 56927 | Wallingford Energy LLC | 55517 | Wallingford Energy | CT | New Haven | CTG5 | Natural Gas Fired Combustion Turbine | GT |  | S | 45.2 | 50 | 2 | N | 2001 |  |  | N | IPP Non-CHP | 2 | X | NG
Natural Gas Fired Combustion Turbine.NG | natural gas peaker | TRUE | 56927 | Wallingford Energy LLC | 55517 | Wallingford Energy | CT | New Haven | CTG6 | Natural Gas Fired Combustion Turbine | GT |  | S | 46.4 | 49.8 | 2 | N | 2018 |  |  | N | IPP Non-CHP | 2 | X | NG
Natural Gas Fired Combustion Turbine.NG | natural gas peaker | TRUE | 56927 | Wallingford Energy LLC | 55517 | Wallingford Energy | CT | New Haven | CTG7 | Natural Gas Fired Combustion Turbine | GT |  | S | 46.4 | 50 | 2 | N | 2018 |  |  | N | IPP Non-CHP | 2 | X | NG
Natural Gas Fired Combined Cycle.NG | natural gas combined cycle | TRUE | 60431 | MRP Generation Holdings, LLC | 55518 | High Desert Power Plant | CA | San Bernardino | CTG1 | Natural Gas Fired Combined Cycle | CT | STG1 | S | 182 | 194 | 110 | Y | 2003 |  |  | N | IPP Non-CHP | 2 | X | NG
Natural Gas Fired Combined Cycle.NG | natural gas combined cycle | TRUE | 60431 | MRP Generation Holdings, LLC | 55518 | High Desert Power Plant | CA | San Bernardino | CTG2 | Natural Gas Fired Combined Cycle | CT | STG1 | S | 182 | 193 | 110 | Y | 2003 |  |  | N | IPP Non-CHP | 2 | X | NG
Natural Gas Fired Combined Cycle.NG | natural gas combined cycle | TRUE | 60431 | MRP Generation Holdings, LLC | 55518 | High Desert Power Plant | CA | San Bernardino | CTG3 | Natural Gas Fired Combined Cycle | CT | STG1 | S | 182 | 194 | 110 | Y | 2003 |  |  | N | IPP Non-CHP | 2 | X | NG
Natural Gas Fired Combined Cycle.NG | natural gas combined cycle | TRUE | 60431 | MRP Generation Holdings, LLC | 55518 | High Desert Power Plant | CA | San Bernardino | STG1 | Natural Gas Fired Combined Cycle | CA | STG1 | S | 314 | 312 | 60 |  | 2003 |  |  | N | IPP Non-CHP | 2 | X | NG
Natural Gas Fired Combustion Turbine.NG | natural gas peaker | TRUE | 803 | Arizona Public Service Co | 55522 | Sundance | AZ | Pinal | CT1 | Natural Gas Fired Combustion Turbine | GT |  | S | 41 | 44 | 20 | N | 2002 |  |  | N | Electric Utility | 1 | X | NG
Natural Gas Fired Combustion Turbine.NG | natural gas peaker | TRUE | 803 | Arizona Public Service Co | 55522 | Sundance | AZ | Pinal | CT10 | Natural Gas Fired Combustion Turbine | GT |  | S | 41 | 44 | 20 | N | 2002 |  |  | N | Electric Utility | 1 | X | NG
Natural Gas Fired Combustion Turbine.NG | natural gas peaker | TRUE | 803 | Arizona Public Service Co | 55522 | Sundance | AZ | Pinal | CT2 | Natural Gas Fired Combustion Turbine | GT |  | S | 41 | 44 | 20 | N | 2002 |  |  | N | Electric Utility | 1 | X | NG
Natural Gas Fired Combustion Turbine.NG | natural gas peaker | TRUE | 803 | Arizona Public Service Co | 55522 | Sundance | AZ | Pinal | CT3 | Natural Gas Fired Combustion Turbine | GT |  | S | 41 | 44 | 20 | N | 2002 |  |  | N | Electric Utility | 1 | X | NG
Natural Gas Fired Combustion Turbine.NG | natural gas peaker | TRUE | 803 | Arizona Public Service Co | 55522 | Sundance | AZ | Pinal | CT4 | Natural Gas Fired Combustion Turbine | GT |  | S | 41 | 44 | 20 | N | 2002 |  |  | N | Electric Utility | 1 | X | NG
Natural Gas Fired Combustion Turbine.NG | natural gas peaker | TRUE | 803 | Arizona Public Service Co | 55522 | Sundance | AZ | Pinal | CT5 | Natural Gas Fired Combustion Turbine | GT |  | S | 41 | 44 | 20 | N | 2002 |  |  | N | Electric Utility | 1 | X | NG
Natural Gas Fired Combustion Turbine.NG | natural gas peaker | TRUE | 803 | Arizona Public Service Co | 55522 | Sundance | AZ | Pinal | CT6 | Natural Gas Fired Combustion Turbine | GT |  | S | 41 | 44 | 20 | N | 2002 |  |  | N | Electric Utility | 1 | X | NG
Natural Gas Fired Combustion Turbine.NG | natural gas peaker | TRUE | 803 | Arizona Public Service Co | 55522 | Sundance | AZ | Pinal | CT7 | Natural Gas Fired Combustion Turbine | GT |  | S | 41 | 44 | 20 | N | 2002 |  |  | N | Electric Utility | 1 | X | NG
Natural Gas Fired Combustion Turbine.NG | natural gas peaker | TRUE | 803 | Arizona Public Service Co | 55522 | Sundance | AZ | Pinal | CT8 | Natural Gas Fired Combustion Turbine | GT |  | S | 41 | 44 | 20 | N | 2002 |  |  | N | Electric Utility | 1 | X | NG
Natural Gas Fired Combustion Turbine.NG | natural gas peaker | TRUE | 803 | Arizona Public Service Co | 55522 | Sundance | AZ | Pinal | CT9 | Natural Gas Fired Combustion Turbine | GT |  | S | 41 | 44 | 20 | N | 2002 |  |  | N | Electric Utility | 1 | X | NG
Natural Gas Fired Combined Cycle.NG | natural gas combined cycle | TRUE | 56608 | Calpine Mid-Merit LLC | 55524 | York Energy Center | PA | York | CTG1 | Natural Gas Fired Combined Cycle | CT | CCB1 | S | 125 | 125 | 80 | N | 2011 |  |  | N | IPP Non-CHP | 2 | X | NG | DFO
Natural Gas Fired Combined Cycle.NG | natural gas combined cycle | TRUE | 56608 | Calpine Mid-Merit LLC | 55524 | York Energy Center | PA | York | CTG2 | Natural Gas Fired Combined Cycle | CT | CCB1 | S | 125 | 125 | 80 | N | 2011 |  |  | N | IPP Non-CHP | 2 | X | NG | DFO
Natural Gas Fired Combined Cycle.NG | natural gas combined cycle | TRUE | 56608 | Calpine Mid-Merit LLC | 55524 | York Energy Center | PA | York | CTG3 | Natural Gas Fired Combined Cycle | CT | CCB1 | S | 125 | 125 | 80 | N | 2011 |  |  | N | IPP Non-CHP | 2 | X | NG | DFO
Natural Gas Fired Combined Cycle.NG | natural gas combined cycle | TRUE | 56608 | Calpine Mid-Merit LLC | 55524 | York Energy Center | PA | York | CTG5 | Natural Gas Fired Combined Cycle | CT | CCB2 | S | 214 | 228 |  | N | 2019 |  |  | N | IPP Non-CHP | 2 | X | NG | DFO
Natural Gas Fired Combined Cycle.NG | natural gas combined cycle | TRUE | 56608 | Calpine Mid-Merit LLC | 55524 | York Energy Center | PA | York | CTG6 | Natural Gas Fired Combined Cycle | CT | CCB2 | S | 214 | 228 |  | N | 2019 |  |  | N | IPP Non-CHP | 2 | X | NG | DFO
Natural Gas Fired Combined Cycle.NG | natural gas combined cycle | TRUE | 56608 | Calpine Mid-Merit LLC | 55524 | York Energy Center | PA | York | STG1 | Natural Gas Fired Combined Cycle | CA | CCB1 | S | 194 | 194 | 112 | N | 2011 |  |  | N | IPP Non-CHP | 2 | X | NG | DFO
Natural Gas Fired Combined Cycle.NG | natural gas combined cycle | TRUE | 56608 | Calpine Mid-Merit LLC | 55524 | York Energy Center | PA | York | STG2 | Natural Gas Fired Combined Cycle | CA | CCB2 | S | 407 | 408 |  | N | 2019 |  |  | N | IPP Non-CHP | 2 | X | NG | DFO
Other Waste Biomass.OBG | biomass | FALSE | 12619 | Milwaukee Metro Sewerage Dist | 55525 | MMSD South Shore Wastewater | WI | Milwaukee | 1 | Other Waste Biomass | IC |  | S | 1.4 | 1.4 | 0.1 | N | 2000 |  |  | Y | Commercial CHP | 5 | T | OBG | NG
Other Waste Biomass.OBG | biomass | FALSE | 12619 | Milwaukee Metro Sewerage Dist | 55525 | MMSD South Shore Wastewater | WI | Milwaukee | 1CAT | Other Waste Biomass | IC |  | S | 0.9 | 0.9 | 0.1 | N | 2009 |  |  | Y | Commercial CHP | 5 | T | OBG | NG
Other Waste Biomass.OBG | biomass | FALSE | 12619 | Milwaukee Metro Sewerage Dist | 55525 | MMSD South Shore Wastewater | WI | Milwaukee | 2CAT | Other Waste Biomass | IC |  | S | 0.9 | 0.9 | 0.1 | N | 2010 |  |  | Y | Commercial CHP | 5 | T | OBG | NG
Other Waste Biomass.OBG | biomass | FALSE | 12619 | Milwaukee Metro Sewerage Dist | 55525 | MMSD South Shore Wastewater | WI | Milwaukee | 3CAT | Other Waste Biomass | IC |  | S | 0.9 | 0.9 | 0.1 | N | 2009 |  |  | Y | Commercial CHP | 5 | T | OBG | NG
Other Waste Biomass.OBG | biomass | FALSE | 12619 | Milwaukee Metro Sewerage Dist | 55525 | MMSD South Shore Wastewater | WI | Milwaukee | 4CAT | Other Waste Biomass | IC |  | S | 0.9 | 0.9 | 0.1 | N | 2009 |  |  | Y | Commercial CHP | 5 | T | OBG | NG
Petroleum Liquids.DFO | petroleum | TRUE | 12944 | City of Morganton - (NC) | 55534 | Water Filter Plant #2 | NC | Burke | 1299 | Petroleum Liquids | IC |  | S | 1.7 | 1.7 | 0.1 | N | 2013 |  |  | N | Electric Utility | 1 | X | DFO
Natural Gas Fired Combustion Turbine.NG | natural gas peaker | TRUE | 20323 | Wellhead Services, Inc | 55538 | Escondido Energy Center | CA | San Diego | CTG1 | Natural Gas Fired Combustion Turbine | GT |  | S | 54 | 54 | 24.3 | N | 2014 |  |  | N | IPP Non-CHP | 2 | X | NG
Natural Gas Fired Combustion Turbine.NG | natural gas peaker | TRUE | 20323 | Wellhead Services, Inc | 55540 | Chula Vista Energy Center | CA | San Diego | GEN1 | Natural Gas Fired Combustion Turbine | GT |  | S | 37.2 | 37.2 | 30 | N | 2001 |  |  | N | IPP Non-CHP | 2 | X | NG
Natural Gas Fired Combustion Turbine.NG | natural gas peaker | TRUE | 49981 | Diamond Generating Corporation | 55541 | Indigo Energy Facility | CA | Riverside | CTG1 | Natural Gas Fired Combustion Turbine | GT |  | S | 46.7 | 46.7 | 37.4 | N | 2001 |  |  | N | IPP Non-CHP | 2 | X | NG
Natural Gas Fired Combustion Turbine.NG | natural gas peaker | TRUE | 49981 | Diamond Generating Corporation | 55541 | Indigo Energy Facility | CA | Riverside | CTG2 | Natural Gas Fired Combustion Turbine | GT |  | S | 47.6 | 47.6 | 38.1 | N | 2001 |  |  | N | IPP Non-CHP | 2 | X | NG
Natural Gas Fired Combustion Turbine.NG | natural gas peaker | TRUE | 49981 | Diamond Generating Corporation | 55541 | Indigo Energy Facility | CA | Riverside | CTG3 | Natural Gas Fired Combustion Turbine | GT |  | S | 48.2 | 48.2 | 38.6 | N | 2001 |  |  | N | IPP Non-CHP | 2 | X | NG
Natural Gas Fired Combustion Turbine.NG | natural gas peaker | TRUE | 49981 | Diamond Generating Corporation | 55542 | Larkspur Energy Facility | CA | San Diego | CTG1 | Natural Gas Fired Combustion Turbine | GT |  | S | 45.6 | 45.6 | 36.5 | N | 2001 |  |  | N | IPP Non-CHP | 2 | X | NG | DFO
Natural Gas Fired Combustion Turbine.NG | natural gas peaker | TRUE | 49981 | Diamond Generating Corporation | 55542 | Larkspur Energy Facility | CA | San Diego | CTG2 | Natural Gas Fired Combustion Turbine | GT |  | S | 46 | 46 | 36.8 | N | 2001 |  |  | N | IPP Non-CHP | 2 | X | NG | DFO
Natural Gas Fired Combustion Turbine.NG | natural gas peaker | TRUE | 14372 | Klamath Energy LLC | 55544 | Klamath Expansion Project | OR | Klamath | GT1 | Natural Gas Fired Combustion Turbine | GT |  | W | 25 | 28.8 | 8 | N | 2002 |  |  | N | IPP Non-CHP | 2 | X | NG
Natural Gas Fired Combustion Turbine.NG | natural gas peaker | TRUE | 14372 | Klamath Energy LLC | 55544 | Klamath Expansion Project | OR | Klamath | GT2 | Natural Gas Fired Combustion Turbine | GT |  | W | 25 | 28.8 | 8 | N | 2002 |  |  | N | IPP Non-CHP | 2 | X | NG
Natural Gas Fired Combustion Turbine.NG | natural gas peaker | TRUE | 14372 | Klamath Energy LLC | 55544 | Klamath Expansion Project | OR | Klamath | GT3 | Natural Gas Fired Combustion Turbine | GT |  | W | 25 | 28.8 | 8 | N | 2002 |  |  | N | IPP Non-CHP | 2 | X | NG
Natural Gas Fired Combustion Turbine.NG | natural gas peaker | TRUE | 14372 | Klamath Energy LLC | 55544 | Klamath Expansion Project | OR | Klamath | GT4 | Natural Gas Fired Combustion Turbine | GT |  | W | 25 | 28.8 | 8 | N | 2002 |  |  | N | IPP Non-CHP | 2 | X | NG
Natural Gas Fired Combined Cycle.NG | natural gas combined cycle | TRUE | 2934 | Calpine Corp - Hidalgo | 55545 | Hidalgo Energy Center | TX | Hidalgo | CTG1 | Natural Gas Fired Combined Cycle | CT | CC1 | J | 157 | 165 | 90 | N | 2000 |  |  | N | IPP Non-CHP | 2 | X | NG
Natural Gas Fired Combined Cycle.NG | natural gas combined cycle | TRUE | 2934 | Calpine Corp - Hidalgo | 55545 | Hidalgo Energy Center | TX | Hidalgo | CTG2 | Natural Gas Fired Combined Cycle | CT | CC1 | J | 159 | 178 | 90 | Y | 2000 |  |  | N | IPP Non-CHP | 2 | X | NG
Natural Gas Fired Combined Cycle.NG | natural gas combined cycle | TRUE | 2934 | Calpine Corp - Hidalgo | 55545 | Hidalgo Energy Center | TX | Hidalgo | STG1 | Natural Gas Fired Combined Cycle | CA | CC1 | J | 177 | 187 | 62 | Y | 2000 |  |  | N | IPP Non-CHP | 2 | X | NG
Landfill Gas.LFG | natural gas peaker | TRUE | 56772 | TX LFG Energy, LP | 55556 | Security | TX | Montgomery | GEN5 | Landfill Gas | IC |  | S | 1.7 | 1.7 | 0.2 | N | 2003 |  |  | N | IPP Non-CHP | 2 | X | LFG
Landfill Gas.LFG | natural gas peaker | TRUE | 56772 | TX LFG Energy, LP | 55556 | Security | TX | Montgomery | UNT2 | Landfill Gas | IC |  | S | 1.7 | 1.7 | 0.2 | N | 2003 |  |  | N | IPP Non-CHP | 2 | X | LFG
All Other.WH | other | FALSE | 991 | Air Products & Chemicals Inc | 55557 | Wilmington Hydrogen Plant | CA | Los Angeles | T101 | All Other | ST |  | S | 28.1 | 27.7 | 0 | N | 1996 |  |  | Y | Industrial CHP | 7 | B | WH
Natural Gas Fired Combined Cycle.NG | natural gas combined cycle | FALSE | 744 | McKinley Paper | 55558 | Combined Locks Energy Center | WI | Outagamie | GEN1 | Natural Gas Fired Combined Cycle | CT | CC1 | S | 45.9 | 47 | 20 | N | 2002 |  |  | Y | Industrial CHP | 7 | T | NG
Natural Gas Fired Combined Cycle.NG | natural gas combined cycle | FALSE | 744 | McKinley Paper | 55558 | Combined Locks Energy Center | WI | Outagamie | GEN2 | Natural Gas Fired Combined Cycle | CA | CC1 | S | 6 | 6 | 1 | N | 2002 |  |  | N | Industrial CHP | 7 | X | NG
Onshore Wind Turbine.WND | onshore wind | TRUE | 6607 | FPL Energy Vansycle LLC | 55560 | FPL Energy Vansycle LLC (WA) | WA | Walla Walla | V-47 | Onshore Wind Turbine | WT |  | S | 176.9 | 176.9 | 15 | N | 2001 |  |  | N | IPP Non-CHP | 2 | X | WND
Onshore Wind Turbine.WND | onshore wind | TRUE | 54725 | CHI Operations Inc | 55561 | Tsar Nicholas LLC | MN | Lincoln | TN30 | Onshore Wind Turbine | WT |  | W | 1.9 | 1.9 | 0.1 | N | 2001 |  |  | N | IPP Non-CHP | 2 | X | WND
Onshore Wind Turbine.WND | onshore wind | TRUE | 54725 | CHI Operations Inc | 55562 | Sun River LLC | MN | Lincoln | SU30 | Onshore Wind Turbine | WT |  | J | 1.9 | 1.9 | 0.1 | N | 2001 |  |  | N | IPP Non-CHP | 2 | X | WND
Onshore Wind Turbine.WND | onshore wind | TRUE | 54725 | CHI Operations Inc | 55563 | Julia Hills LLC | MN | Lincoln | JH30 | Onshore Wind Turbine | WT |  | J | 1.9 | 1.9 | 0.1 | N | 2001 |  |  | N | IPP Non-CHP | 2 | X | WND
Onshore Wind Turbine.WND | onshore wind | TRUE | 54725 | CHI Operations Inc | 55564 | Jessica Mills LLC | MN | Lincoln | JM30 | Onshore Wind Turbine | WT |  | J | 1.9 | 1.9 | 0.1 | N | 2001 |  |  | N | IPP Non-CHP | 2 | X | WND
Onshore Wind Turbine.WND | onshore wind | TRUE | 54725 | CHI Operations Inc | 55565 | Jack River LLC | MN | Lincoln | JR30 | Onshore Wind Turbine | WT |  | J | 1.9 | 1.9 | 0.1 | N | 2001 |  |  | N | IPP Non-CHP | 2 | X | WND
Onshore Wind Turbine.WND | onshore wind | TRUE | 54725 | CHI Operations Inc | 55566 | Autumn Hills LLC | MN | Lincoln | AH30 | Onshore Wind Turbine | WT |  | J | 1.9 | 1.9 | 0.1 | N | 2001 |  |  | N | IPP Non-CHP | 2 | X | WND
Onshore Wind Turbine.WND | onshore wind | TRUE | 54725 | CHI Operations Inc | 55567 | Winters Spawn LLC | MN | Lincoln | WS30 | Onshore Wind Turbine | WT |  | J | 1.9 | 1.9 | 0.1 | N | 2001 |  |  | N | IPP Non-CHP | 2 | X | WND
Onshore Wind Turbine.WND | onshore wind | TRUE | 54725 | CHI Operations Inc | 55568 | Twin Lake Hills LLC | MN | Lincoln | TL30 | Onshore Wind Turbine | WT |  | J | 1.9 | 1.9 | 0.1 | N | 2000 |  |  | N | IPP Non-CHP | 2 | X | WND
Onshore Wind Turbine.WND | onshore wind | TRUE | 54725 | CHI Operations Inc | 55569 | Spartan Hills LLC | MN | Lincoln | SH30 | Onshore Wind Turbine | WT |  | J | 1.9 | 1.9 | 0.1 | N | 2001 |  |  | N | IPP Non-CHP | 2 | X | WND
Onshore Wind Turbine.WND | onshore wind | TRUE | 54725 | CHI Operations Inc | 55570 | Soliloquoy Ridge LLC | MN | Lincoln | SR30 | Onshore Wind Turbine | WT |  | J | 1.9 | 1.9 | 0.1 | N | 2001 |  |  | N | IPP Non-CHP | 2 | X | WND
Onshore Wind Turbine.WND | onshore wind | TRUE | 54725 | CHI Operations Inc | 55571 | Ruthton Ridge LLC | MN | Lincoln | RR30 | Onshore Wind Turbine | WT |  | J | 1.9 | 1.9 | 0.1 | N | 2001 |  |  | N | IPP Non-CHP | 2 | X | WND
Onshore Wind Turbine.WND | onshore wind | TRUE | 54725 | CHI Operations Inc | 55572 | Hope Creek LLC | MN | Lincoln | HC30 | Onshore Wind Turbine | WT |  | J | 1.9 | 1.9 | 0.1 | N | 2001 |  |  | N | IPP Non-CHP | 2 | X | WND
Onshore Wind Turbine.WND | onshore wind | TRUE | 54725 | CHI Operations Inc | 55573 | Hadley Ridge LLC | MN | Lincoln | HR30 | Onshore Wind Turbine | WT |  | J | 1.9 | 1.9 | 0.1 | N | 2000 |  |  | N | IPP Non-CHP | 2 | X | WND
Onshore Wind Turbine.WND | onshore wind | TRUE | 54725 | CHI Operations Inc | 55574 | Florence Hills LLC | MN | Lincoln | FH30 | Onshore Wind Turbine | WT |  | J | 1.9 | 1.9 | 0.1 | N | 2001 |  |  | N | IPP Non-CHP | 2 | X | WND
Onshore Wind Turbine.WND | onshore wind | TRUE | 54725 | CHI Operations Inc | 55576 | Agassiz Beach LLC | MN | Clay | AB30 | Onshore Wind Turbine | WT |  | J | 1.9 | 1.9 | 0.1 | N | 2001 |  |  | N | IPP Non-CHP | 2 | X | WND
Onshore Wind Turbine.WND | onshore wind | TRUE | 62136 | Llano Estacado Wind Ranch | 55579 | Llano Estacado Wind Ranch | TX | Carson | EXIS | Onshore Wind Turbine | WT |  | W | 80 | 80 | 5.2 | N | 2001 |  |  | N | IPP Non-CHP | 2 | X | WND
Onshore Wind Turbine.WND | onshore wind | TRUE | 6354 | FPL Energy Upton Wind LP | 55581 | King Mountain Wind Ranch 1 | TX | Upton | EXIS | Onshore Wind Turbine | WT |  | S | 278 | 278 | 14.1 | N | 2001 |  |  | N | IPP Non-CHP | 2 | X | WND
Landfill Gas.LFG | natural gas peaker | TRUE | 25049 | Gas Recovery Systems Inc | 55596 | GRS Arbor Hills | MI | Washtenaw | 0001 | Landfill Gas | CT | CC1 | S | 3.8 | 4.2 | 1 | N | 1996 |  |  | N | IPP Non-CHP | 2 | X | LFG | DFO
Landfill Gas.LFG | natural gas peaker | TRUE | 25049 | Gas Recovery Systems Inc | 55596 | GRS Arbor Hills | MI | Washtenaw | 0002 | Landfill Gas | CT | CC1 | S | 3.8 | 4.2 | 1 | N | 1996 |  |  | N | IPP Non-CHP | 2 | X | LFG | DFO
Landfill Gas.LFG | natural gas peaker | TRUE | 25049 | Gas Recovery Systems Inc | 55596 | GRS Arbor Hills | MI | Washtenaw | 0003 | Landfill Gas | CT | CC1 | S | 3.8 | 4.2 | 1 | N | 1996 |  |  | N | IPP Non-CHP | 2 | X | LFG | DFO
Landfill Gas.LFG | natural gas peaker | TRUE | 25049 | Gas Recovery Systems Inc | 55596 | GRS Arbor Hills | MI | Washtenaw | 0004 | Landfill Gas | CA | CC1 | S | 7.6 | 8.4 | 7 | N | 1996 |  |  | N | IPP Non-CHP | 2 | X | LFG
Landfill Gas.LFG | natural gas peaker | TRUE | 25049 | Gas Recovery Systems Inc | 55596 | GRS Arbor Hills | MI | Washtenaw | 0005 | Landfill Gas | CT | CC1 | S | 4.8 | 5.3 | 4.2 | N | 2005 |  |  | N | IPP Non-CHP | 2 | X | LFG
Landfill Gas.LFG | natural gas peaker | TRUE | 25049 | Gas Recovery Systems Inc | 55597 | GRS C&C | MI | Calhoun | 1 | Landfill Gas | IC |  | S | 0.9 | 0.9 | 0.8 | N | 1995 |  |  | N | IPP Non-CHP | 2 | X | LFG
Landfill Gas.LFG | natural gas peaker | TRUE | 25049 | Gas Recovery Systems Inc | 55597 | GRS C&C | MI | Calhoun | 2 | Landfill Gas | IC |  | S | 0.9 | 0.9 | 0.8 | N | 1995 |  |  | N | IPP Non-CHP | 2 | X | LFG
Landfill Gas.LFG | natural gas peaker | TRUE | 25049 | Gas Recovery Systems Inc | 55597 | GRS C&C | MI | Calhoun | 3 | Landfill Gas | IC |  | S | 0.9 | 0.9 | 0.8 | N | 1995 |  |  | N | IPP Non-CHP | 2 | X | LFG
Landfill Gas.LFG | natural gas peaker | TRUE | 25049 | Gas Recovery Systems Inc | 55597 | GRS C&C | MI | Calhoun | 4 | Landfill Gas | GT |  | S | 2.3 | 2.6 | 2.2 | N | 2007 |  |  | N | IPP Non-CHP | 2 | X | LFG
Landfill Gas.LFG | natural gas peaker | TRUE | 25049 | Gas Recovery Systems Inc | 55599 | GRS CMS | NC | Cabarrus | 1 | Landfill Gas | GT |  | S | 4.3 | 4.8 | 4.2 | N | 1999 |  |  | N | IPP Non-CHP | 2 | X | LFG | DFO
Onshore Wind Turbine.WND | onshore wind | TRUE | 14354 | PacifiCorp | 55607 | Foote Creek I | WY | Carbon | GEN1 | Onshore Wind Turbine | WT |  | S | 41.4 | 41.4 | 0 | N | 1999 |  |  | N | Electric Utility | 1 | X | WND
Onshore Wind Turbine.WND | onshore wind | TRUE | 14354 | PacifiCorp | 55608 | Foote Creek II | WY | Carbon | GEN1 | Onshore Wind Turbine | WT |  | S | 1.8 | 1.8 | 0 | N | 1999 |  |  | N | Electric Utility | 1 | X | WND
Onshore Wind Turbine.WND | onshore wind | TRUE | 14354 | PacifiCorp | 55609 | Foote Creek III | WY | Carbon | GEN1 | Onshore Wind Turbine | WT |  | S | 24.8 | 24.8 | 0 | N | 1999 |  |  | N | Electric Utility | 1 | X | WND
Onshore Wind Turbine.WND | onshore wind | TRUE | 14354 | PacifiCorp | 55610 | Foote Creek IV | WY | Carbon | GEN1 | Onshore Wind Turbine | WT |  | S | 16.8 | 16.8 | 0 | N | 2000 |  |  | N | Electric Utility | 1 | X | WND
Natural Gas Internal Combustion Engine.NG | natural gas peaker | FALSE | 20238 | Watchtower Bible & Tract Soc-NY | 55619 | Watchtower Educational Center | NY | Putnam | GEN1 | Natural Gas Internal Combustion Engine | IC |  | S | 0.7 | 0.7 | 0.2 | N | 1996 |  |  | N | Commercial Non-CHP | 4 | X | NG
Petroleum Liquids.DFO | petroleum | FALSE | 20238 | Watchtower Bible & Tract Soc-NY | 55619 | Watchtower Educational Center | NY | Putnam | GEN2 | Petroleum Liquids | IC |  | S | 0.7 | 0.7 | 0.2 | N | 1993 |  |  | N | Commercial Non-CHP | 4 | X | DFO
Natural Gas Internal Combustion Engine.NG | natural gas peaker | FALSE | 20238 | Watchtower Bible & Tract Soc-NY | 55619 | Watchtower Educational Center | NY | Putnam | GEN3 | Natural Gas Internal Combustion Engine | IC |  | S | 0.7 | 0.7 | 0.2 | N | 2000 |  |  | N | Commercial Non-CHP | 4 | X | NG
Natural Gas Fired Combustion Turbine.NG | natural gas peaker | TRUE | 11241 | Entergy Louisiana LLC | 55620 | Perryville Power Station | LA | Ouachita | 2-CT | Natural Gas Fired Combustion Turbine | GT |  | S | 148.5 | 183.4 | 90 | N | 2001 |  |  | N | Electric Utility | 1 | X | NG
Natural Gas Fired Combined Cycle.NG | natural gas combined cycle | TRUE | 11241 | Entergy Louisiana LLC | 55620 | Perryville Power Station | LA | Ouachita | CT-1 | Natural Gas Fired Combined Cycle | CT | PB01 | S |  |  | 90 | N | 2002 |  |  | N | Electric Utility | 1 | X | NG
Natural Gas Fired Combined Cycle.NG | natural gas combined cycle | TRUE | 11241 | Entergy Louisiana LLC | 55620 | Perryville Power Station | LA | Ouachita | CT-2 | Natural Gas Fired Combined Cycle | CT | PB01 | S |  |  | 90 | N | 2002 |  |  | N | Electric Utility | 1 | X | NG
Natural Gas Fired Combined Cycle.NG | natural gas combined cycle | TRUE | 11241 | Entergy Louisiana LLC | 55620 | Perryville Power Station | LA | Ouachita | ST-1 | Natural Gas Fired Combined Cycle | CA | PB01 | S | 576.8 | 632 | 140 | N | 2002 |  |  | N | Electric Utility | 1 | X | NG
Natural Gas Fired Combustion Turbine.NG | natural gas peaker | TRUE | 24431 | Utah Municipal Power Agency | 55622 | West Valley Generation Project | UT | Salt Lake | U1 | Natural Gas Fired Combustion Turbine | GT |  | S | 37 | 41 | 20 | N | 2002 |  |  | N | Electric Utility | 1 | X | NG
Natural Gas Fired Combustion Turbine.NG | natural gas peaker | TRUE | 24431 | Utah Municipal Power Agency | 55622 | West Valley Generation Project | UT | Salt Lake | U2 | Natural Gas Fired Combustion Turbine | GT |  | S | 37 | 41 | 20 | N | 2002 |  |  | N | Electric Utility | 1 | X | NG
Natural Gas Fired Combustion Turbine.NG | natural gas peaker | TRUE | 24431 | Utah Municipal Power Agency | 55622 | West Valley Generation Project | UT | Salt Lake | U3 | Natural Gas Fired Combustion Turbine | GT |  | S | 37 | 41 | 20 | N | 2001 |  |  | N | Electric Utility | 1 | X | NG
Natural Gas Fired Combustion Turbine.NG | natural gas peaker | TRUE | 24431 | Utah Municipal Power Agency | 55622 | West Valley Generation Project | UT | Salt Lake | U4 | Natural Gas Fired Combustion Turbine | GT |  | S | 37 | 41 | 20 | N | 2001 |  |  | N | Electric Utility | 1 | X | NG
Natural Gas Fired Combustion Turbine.NG | natural gas peaker | TRUE | 24431 | Utah Municipal Power Agency | 55622 | West Valley Generation Project | UT | Salt Lake | U5 | Natural Gas Fired Combustion Turbine | GT |  | S | 37 | 41 | 20 | N | 2002 |  |  | N | Electric Utility | 1 | X | NG
Natural Gas Fired Combustion Turbine.NG | natural gas peaker | TRUE | 49971 | Creed Energy Center LLC | 55625 | Creed Energy Center | CA | Solano | CT1 | Natural Gas Fired Combustion Turbine | GT |  | S | 45 | 45 | 20 | N | 2003 |  |  | N | IPP Non-CHP | 2 | X | NG
Natural Gas Fired Combustion Turbine.NG | natural gas peaker | TRUE | 49972 | Gilroy Energy Center LLC | 55626 | Lambie Energy Center | CA | Solano | CT1 | Natural Gas Fired Combustion Turbine | GT |  | S | 46 | 46 | 20 | N | 2003 |  |  | N | IPP Non-CHP | 2 | X | NG
Natural Gas Fired Combustion Turbine.NG | natural gas peaker | TRUE | 49970 | Goose Haven Energy Center | 55627 | Goose Haven Energy Center | CA | Solano | CT1 | Natural Gas Fired Combustion Turbine | GT |  | S | 48 | 48 | 20 | N | 2003 |  |  | N | IPP Non-CHP | 2 | X | NG
Natural Gas Fired Combustion Turbine.NG | natural gas peaker | TRUE | 56928 | LSP University Park LLC | 55640 | University Park North | IL | Will | 1 | Natural Gas Fired Combustion Turbine | GT |  | S | 45 | 45 | 24 | N | 2002 |  |  | N | IPP Non-CHP | 2 | X | NG
Natural Gas Fired Combustion Turbine.NG | natural gas peaker | TRUE | 56928 | LSP University Park LLC | 55640 | University Park North | IL | Will | 10 | Natural Gas Fired Combustion Turbine | GT |  | S | 45 | 45 | 24 | N | 2002 |  |  | N | IPP Non-CHP | 2 | X | NG
Natural Gas Fired Combustion Turbine.NG | natural gas peaker | TRUE | 56928 | LSP University Park LLC | 55640 | University Park North | IL | Will | 11 | Natural Gas Fired Combustion Turbine | GT |  | S | 45 | 45 | 24 | N | 2002 |  |  | N | IPP Non-CHP | 2 | X | NG
Natural Gas Fired Combustion Turbine.NG | natural gas peaker | TRUE | 56928 | LSP University Park LLC | 55640 | University Park North | IL | Will | 12 | Natural Gas Fired Combustion Turbine | GT |  | S | 45 | 45 | 24 | N | 2002 |  |  | N | IPP Non-CHP | 2 | X | NG
Natural Gas Fired Combustion Turbine.NG | natural gas peaker | TRUE | 56928 | LSP University Park LLC | 55640 | University Park North | IL | Will | 2 | Natural Gas Fired Combustion Turbine | GT |  | S | 45 | 45 | 24 | N | 2002 |  |  | N | IPP Non-CHP | 2 | X | NG
Natural Gas Fired Combustion Turbine.NG | natural gas peaker | TRUE | 56928 | LSP University Park LLC | 55640 | University Park North | IL | Will | 3 | Natural Gas Fired Combustion Turbine | GT |  | S | 45 | 45 | 24 | N | 2002 |  |  | N | IPP Non-CHP | 2 | X | NG
Natural Gas Fired Combustion Turbine.NG | natural gas peaker | TRUE | 56928 | LSP University Park LLC | 55640 | University Park North | IL | Will | 4 | Natural Gas Fired Combustion Turbine | GT |  | S | 45 | 45 | 24 | N | 2002 |  |  | N | IPP Non-CHP | 2 | X | NG
Natural Gas Fired Combustion Turbine.NG | natural gas peaker | TRUE | 56928 | LSP University Park LLC | 55640 | University Park North | IL | Will | 5 | Natural Gas Fired Combustion Turbine | GT |  | S | 45 | 45 | 24 | N | 2002 |  |  | N | IPP Non-CHP | 2 | X | NG
Natural Gas Fired Combustion Turbine.NG | natural gas peaker | TRUE | 56928 | LSP University Park LLC | 55640 | University Park North | IL | Will | 6 | Natural Gas Fired Combustion Turbine | GT |  | S | 45 | 45 | 24 | N | 2002 |  |  | N | IPP Non-CHP | 2 | X | NG
Natural Gas Fired Combustion Turbine.NG | natural gas peaker | TRUE | 56928 | LSP University Park LLC | 55640 | University Park North | IL | Will | 7 | Natural Gas Fired Combustion Turbine | GT |  | S | 45 | 45 | 24 | N | 2002 |  |  | N | IPP Non-CHP | 2 | X | NG
Natural Gas Fired Combustion Turbine.NG | natural gas peaker | TRUE | 56928 | LSP University Park LLC | 55640 | University Park North | IL | Will | 8 | Natural Gas Fired Combustion Turbine | GT |  | S | 45 | 45 | 24 | N | 2002 |  |  | N | IPP Non-CHP | 2 | X | NG
Natural Gas Fired Combustion Turbine.NG | natural gas peaker | TRUE | 56928 | LSP University Park LLC | 55640 | University Park North | IL | Will | 9 | Natural Gas Fired Combustion Turbine | GT |  | S | 45 | 45 | 24 | N | 2002 |  |  | N | IPP Non-CHP | 2 | X | NG
Natural Gas Fired Combined Cycle.NG | natural gas combined cycle | TRUE | 20856 | Wisconsin Power & Light Co | 55641 | Riverside Energy Center | WI | Rock | CTG1 | Natural Gas Fired Combined Cycle | CT | S112 | S | 144.2 | 181.2 | 110 | N | 2004 |  |  | N | Electric Utility | 1 | X | NG
Natural Gas Fired Combined Cycle.NG | natural gas combined cycle | TRUE | 20856 | Wisconsin Power & Light Co | 55641 | Riverside Energy Center | WI | Rock | CTG2 | Natural Gas Fired Combined Cycle | CT | S112 | S | 141.6 | 177.8 | 110 | N | 2004 |  |  | N | Electric Utility | 1 | X | NG
Natural Gas Fired Combined Cycle.NG | natural gas combined cycle | TRUE | 20856 | Wisconsin Power & Light Co | 55641 | Riverside Energy Center | WI | Rock | STG1 | Natural Gas Fired Combined Cycle | CA | S112 | S | 250.1 | 251.1 | 65 | N | 2004 |  |  | N | Electric Utility | 1 | X | NG
Natural Gas Fired Combustion Turbine.NG | natural gas peaker | TRUE | 15466 | Public Service Co of Colorado | 55645 | Blue Spruce Energy Center | CO | Adams | CT01 | Natural Gas Fired Combustion Turbine | GT |  | S | 130 | 144 | 66 | N | 2003 |  |  | N | Electric Utility | 1 | X | NG | DFO
Natural Gas Fired Combustion Turbine.NG | natural gas peaker | TRUE | 15466 | Public Service Co of Colorado | 55645 | Blue Spruce Energy Center | CO | Adams | CT02 | Natural Gas Fired Combustion Turbine | GT |  | S | 134 | 148 | 71 | N | 2003 |  |  | N | Electric Utility | 1 | X | NG | DFO
Natural Gas Internal Combustion Engine.NG | natural gas peaker | TRUE | 15142 | Plains End Operating Services LLC | 55650 | Plains End | CO | Jefferson | GE10 | Natural Gas Internal Combustion Engine | IC |  | W | 5.7 | 5.7 | 3.6 | N | 2002 |  |  | N | IPP Non-CHP | 2 | X | NG
Natural Gas Internal Combustion Engine.NG | natural gas peaker | TRUE | 15142 | Plains End Operating Services LLC | 55650 | Plains End | CO | Jefferson | GE11 | Natural Gas Internal Combustion Engine | IC |  | W | 5.7 | 5.7 | 3.6 | N | 2002 |  |  | N | IPP Non-CHP | 2 | X | NG
Natural Gas Internal Combustion Engine.NG | natural gas peaker | TRUE | 15142 | Plains End Operating Services LLC | 55650 | Plains End | CO | Jefferson | GE12 | Natural Gas Internal Combustion Engine | IC |  | W | 5.7 | 5.7 | 3.6 | N | 2002 |  |  | N | IPP Non-CHP | 2 | X | NG
Natural Gas Internal Combustion Engine.NG | natural gas peaker | TRUE | 15142 | Plains End Operating Services LLC | 55650 | Plains End | CO | Jefferson | GE13 | Natural Gas Internal Combustion Engine | IC |  | W | 5.7 | 5.7 | 3.6 | N | 2002 |  |  | N | IPP Non-CHP | 2 | X | NG
Natural Gas Internal Combustion Engine.NG | natural gas peaker | TRUE | 15142 | Plains End Operating Services LLC | 55650 | Plains End | CO | Jefferson | GE14 | Natural Gas Internal Combustion Engine | IC |  | W | 5.7 | 5.7 | 3.6 | N | 2002 |  |  | N | IPP Non-CHP | 2 | X | NG
Natural Gas Internal Combustion Engine.NG | natural gas peaker | TRUE | 15142 | Plains End Operating Services LLC | 55650 | Plains End | CO | Jefferson | GE15 | Natural Gas Internal Combustion Engine | IC |  | W | 5.7 | 5.7 | 3.6 | N | 2002 |  |  | N | IPP Non-CHP | 2 | X | NG
Natural Gas Internal Combustion Engine.NG | natural gas peaker | TRUE | 15142 | Plains End Operating Services LLC | 55650 | Plains End | CO | Jefferson | GE16 | Natural Gas Internal Combustion Engine | IC |  | W | 5.7 | 5.7 | 3.6 | N | 2002 |  |  | N | IPP Non-CHP | 2 | X | NG
Natural Gas Internal Combustion Engine.NG | natural gas peaker | TRUE | 15142 | Plains End Operating Services LLC | 55650 | Plains End | CO | Jefferson | GE17 | Natural Gas Internal Combustion Engine | IC |  | W | 5.7 | 5.7 | 3.6 | N | 2002 |  |  | N | IPP Non-CHP | 2 | X | NG
Natural Gas Internal Combustion Engine.NG | natural gas peaker | TRUE | 15142 | Plains End Operating Services LLC | 55650 | Plains End | CO | Jefferson | GE18 | Natural Gas Internal Combustion Engine | IC |  | W | 5.7 | 5.7 | 3.6 | N | 2002 |  |  | N | IPP Non-CHP | 2 | X | NG
Natural Gas Internal Combustion Engine.NG | natural gas peaker | TRUE | 15142 | Plains End Operating Services LLC | 55650 | Plains End | CO | Jefferson | GE19 | Natural Gas Internal Combustion Engine | IC |  | W | 5.7 | 5.7 | 3.6 | N | 2002 |  |  | N | IPP Non-CHP | 2 | X | NG
Natural Gas Internal Combustion Engine.NG | natural gas peaker | TRUE | 15142 | Plains End Operating Services LLC | 55650 | Plains End | CO | Jefferson | GE20 | Natural Gas Internal Combustion Engine | IC |  | W | 5.7 | 5.7 | 3.6 | N | 2002 |  |  | N | IPP Non-CHP | 2 | X | NG
Natural Gas Internal Combustion Engine.NG | natural gas peaker | TRUE | 15142 | Plains End Operating Services LLC | 55650 | Plains End | CO | Jefferson | GEN1 | Natural Gas Internal Combustion Engine | IC |  | W | 5.7 | 5.7 | 3.6 | N | 2002 |  |  | N | IPP Non-CHP | 2 | X | NG
Natural Gas Internal Combustion Engine.NG | natural gas peaker | TRUE | 15142 | Plains End Operating Services LLC | 55650 | Plains End | CO | Jefferson | GEN2 | Natural Gas Internal Combustion Engine | IC |  | W | 5.7 | 5.7 | 3.6 | N | 2002 |  |  | N | IPP Non-CHP | 2 | X | NG
Natural Gas Internal Combustion Engine.NG | natural gas peaker | TRUE | 15142 | Plains End Operating Services LLC | 55650 | Plains End | CO | Jefferson | GEN3 | Natural Gas Internal Combustion Engine | IC |  | W | 5.7 | 5.7 | 3.6 | N | 2002 |  |  | N | IPP Non-CHP | 2 | X | NG
Natural Gas Internal Combustion Engine.NG | natural gas peaker | TRUE | 15142 | Plains End Operating Services LLC | 55650 | Plains End | CO | Jefferson | GEN4 | Natural Gas Internal Combustion Engine | IC |  | W | 5.7 | 5.7 | 3.6 | N | 2002 |  |  | N | IPP Non-CHP | 2 | X | NG
Natural Gas Internal Combustion Engine.NG | natural gas peaker | TRUE | 15142 | Plains End Operating Services LLC | 55650 | Plains End | CO | Jefferson | GEN5 | Natural Gas Internal Combustion Engine | IC |  | W | 5.7 | 5.7 | 3.6 | N | 2002 |  |  | N | IPP Non-CHP | 2 | X | NG
Natural Gas Internal Combustion Engine.NG | natural gas peaker | TRUE | 15142 | Plains End Operating Services LLC | 55650 | Plains End | CO | Jefferson | GEN6 | Natural Gas Internal Combustion Engine | IC |  | W | 5.7 | 5.7 | 3.6 | N | 2002 |  |  | N | IPP Non-CHP | 2 | X | NG
Natural Gas Internal Combustion Engine.NG | natural gas peaker | TRUE | 15142 | Plains End Operating Services LLC | 55650 | Plains End | CO | Jefferson | GEN7 | Natural Gas Internal Combustion Engine | IC |  | W | 5.7 | 5.7 | 3.6 | N | 2002 |  |  | N | IPP Non-CHP | 2 | X | NG
Natural Gas Internal Combustion Engine.NG | natural gas peaker | TRUE | 15142 | Plains End Operating Services LLC | 55650 | Plains End | CO | Jefferson | GEN8 | Natural Gas Internal Combustion Engine | IC |  | W | 5.7 | 5.7 | 3.6 | N | 2002 |  |  | N | IPP Non-CHP | 2 | X | NG
Natural Gas Internal Combustion Engine.NG | natural gas peaker | TRUE | 15142 | Plains End Operating Services LLC | 55650 | Plains End | CO | Jefferson | GEN9 | Natural Gas Internal Combustion Engine | IC |  | W | 5.7 | 5.7 | 3.6 | N | 2002 |  |  | N | IPP Non-CHP | 2 | X | NG
Natural Gas Fired Combustion Turbine.NG | natural gas peaker | TRUE | 22500 | Evergy Kansas Central, Inc | 55651 | Spring Creek Energy Center | OK | Logan | CT01 | Natural Gas Fired Combustion Turbine | GT |  | S | 72.5 | 72.5 | 45 | N | 2001 |  |  | N | Electric Utility | 1 | X | NG
Natural Gas Fired Combustion Turbine.NG | natural gas peaker | TRUE | 22500 | Evergy Kansas Central, Inc | 55651 | Spring Creek Energy Center | OK | Logan | CT02 | Natural Gas Fired Combustion Turbine | GT |  | S | 70.8 | 70.8 | 45 | N | 2001 |  |  | N | Electric Utility | 1 | X | NG
Natural Gas Fired Combustion Turbine.NG | natural gas peaker | TRUE | 22500 | Evergy Kansas Central, Inc | 55651 | Spring Creek Energy Center | OK | Logan | CT03 | Natural Gas Fired Combustion Turbine | GT |  | S | 72.6 | 72.6 | 45 | N | 2001 |  |  | N | Electric Utility | 1 | X | NG
Natural Gas Fired Combustion Turbine.NG | natural gas peaker | TRUE | 22500 | Evergy Kansas Central, Inc | 55651 | Spring Creek Energy Center | OK | Logan | CT04 | Natural Gas Fired Combustion Turbine | GT |  | S | 72.4 | 72.4 | 45 | N | 2001 |  |  | N | Electric Utility | 1 | X | NG
Natural Gas Fired Combustion Turbine.NG | natural gas peaker | TRUE | 61320 | Chambersburg Energy, LLC | 55654 | Chambersburg | PA | Franklin | UN12 | Natural Gas Fired Combustion Turbine | GT |  | S | 49.7 | 49.2 | 4 | N | 2001 |  |  | N | IPP Non-CHP | 2 | X | NG
Natural Gas Fired Combustion Turbine.NG | natural gas peaker | TRUE | 61320 | Chambersburg Energy, LLC | 55654 | Chambersburg | PA | Franklin | UN13 | Natural Gas Fired Combustion Turbine | GT |  | S | 48.5 | 49.3 | 4 | N | 2001 |  |  | N | IPP Non-CHP | 2 | X | NG
Natural Gas Fired Combustion Turbine.NG | natural gas peaker | TRUE | 20447 | Western Farmers Elec Coop, Inc | 55655 | WFEC GenCo LLC | OK | Caddo | GEN1 | Natural Gas Fired Combustion Turbine | GT |  | S | 45 | 45 | 15 | N | 2001 |  |  | N | Electric Utility | 1 | X | NG
Natural Gas Fired Combustion Turbine.NG | natural gas peaker | TRUE | 20447 | Western Farmers Elec Coop, Inc | 55655 | WFEC GenCo LLC | OK | Caddo | GEN2 | Natural Gas Fired Combustion Turbine | GT |  | S | 45 | 45 | 15 | N | 2001 |  |  | N | Electric Utility | 1 | X | NG
Natural Gas Fired Combined Cycle.NG | natural gas combined cycle | TRUE | 2820 | Calpine Corp - Pastoria Energy Center | 55656 | Pastoria Energy Facility, LLC | CA | Kern | CT01 | Natural Gas Fired Combined Cycle | CT | PB01 | S | 173 | 178 | 90 | N | 2005 |  |  | N | IPP Non-CHP | 2 | X | NG
Natural Gas Fired Combined Cycle.NG | natural gas combined cycle | TRUE | 2820 | Calpine Corp - Pastoria Energy Center | 55656 | Pastoria Energy Facility, LLC | CA | Kern | CT02 | Natural Gas Fired Combined Cycle | CT | PB01 | S | 173 | 183 | 90 | N | 2005 |  |  | N | IPP Non-CHP | 2 | X | NG
Natural Gas Fired Combined Cycle.NG | natural gas combined cycle | TRUE | 2820 | Calpine Corp - Pastoria Energy Center | 55656 | Pastoria Energy Facility, LLC | CA | Kern | CT04 | Natural Gas Fired Combined Cycle | CT | PB02 | S | 170 | 175 | 85 | N | 2005 |  |  | N | IPP Non-CHP | 2 | X | NG
Natural Gas Fired Combined Cycle.NG | natural gas combined cycle | TRUE | 2820 | Calpine Corp - Pastoria Energy Center | 55656 | Pastoria Energy Facility, LLC | CA | Kern | ST03 | Natural Gas Fired Combined Cycle | CA | PB01 | S | 179 | 182 | 50 | N | 2005 |  |  | N | IPP Non-CHP | 2 | X | NG
Natural Gas Fired Combined Cycle.NG | natural gas combined cycle | TRUE | 2820 | Calpine Corp - Pastoria Energy Center | 55656 | Pastoria Energy Facility, LLC | CA | Kern | ST05 | Natural Gas Fired Combined Cycle | CA | PB02 | S | 87 | 89 | 50 | N | 2005 |  |  | N | IPP Non-CHP | 2 | X | NG
Natural Gas Fired Combined Cycle.NG | natural gas combined cycle | TRUE | 13538 | Essential Power Operating Services, LLC | 55661 | Newington | NH | Rockingham | GT-1 | Natural Gas Fired Combined Cycle | CT | CC1 | W | 164.4 | 201.5 | 105 | N | 2002 |  |  | N | IPP Non-CHP | 2 | X | NG | DFO
Natural Gas Fired Combined Cycle.NG | natural gas combined cycle | TRUE | 13538 | Essential Power Operating Services, LLC | 55661 | Newington | NH | Rockingham | GT-2 | Natural Gas Fired Combined Cycle | CT | CC1 | W | 164.4 | 201.5 | 105 | N | 2002 |  |  | N | IPP Non-CHP | 2 | X | NG | DFO
Natural Gas Fired Combined Cycle.NG | natural gas combined cycle | TRUE | 13538 | Essential Power Operating Services, LLC | 55661 | Newington | NH | Rockingham | ST | Natural Gas Fired Combined Cycle | CA | CC1 | W | 231.7 | 230 | 70 | N | 2002 |  |  | N | IPP Non-CHP | 2 | X | NG
Natural Gas Fired Combined Cycle.NG | natural gas combined cycle | TRUE | 14354 | PacifiCorp | 55662 | Chehalis Generating Facility | WA | Lewis | CA | Natural Gas Fired Combined Cycle | CA | CC1 | S | 157 | 167 | 100 | N | 2003 | 12 | 2043 | N | Electric Utility | 1 | X | NG
Natural Gas Fired Combined Cycle.NG | natural gas combined cycle | TRUE | 14354 | PacifiCorp | 55662 | Chehalis Generating Facility | WA | Lewis | CT1 | Natural Gas Fired Combined Cycle | CT | CC1 | S | 160 | 170 | 100 | N | 2003 | 12 | 2043 | N | Electric Utility | 1 | X | NG
Natural Gas Fired Combined Cycle.NG | natural gas combined cycle | TRUE | 14354 | PacifiCorp | 55662 | Chehalis Generating Facility | WA | Lewis | CT2 | Natural Gas Fired Combined Cycle | CT | CC1 | S | 160 | 170 | 100 | N | 2003 | 12 | 2043 | N | Electric Utility | 1 | X | NG
Natural Gas Fired Combined Cycle.NG | natural gas combined cycle | TRUE | 13670 | Northeast Texas Elec Coop, Inc | 55664 | Harrison County Power Project | TX | Harrison | GT-1 | Natural Gas Fired Combined Cycle | CT | CC1 | J | 144.5 | 166.6 | 100 | N | 2003 |  |  | N | Electric Utility | 1 | X | NG
Natural Gas Fired Combined Cycle.NG | natural gas combined cycle | TRUE | 13670 | Northeast Texas Elec Coop, Inc | 55664 | Harrison County Power Project | TX | Harrison | GT-2 | Natural Gas Fired Combined Cycle | CT | CC1 | J | 144.5 | 166.6 | 100 | N | 2003 |  |  | N | Electric Utility | 1 | X | NG
Natural Gas Fired Combined Cycle.NG | natural gas combined cycle | TRUE | 13670 | Northeast Texas Elec Coop, Inc | 55664 | Harrison County Power Project | TX | Harrison | ST-1 | Natural Gas Fired Combined Cycle | CA | CC1 | J | 225.4 | 225.4 | 50 | N | 2003 |  |  | N | Electric Utility | 1 | X | NG
Natural Gas Fired Combined Cycle.NG | natural gas combined cycle | TRUE | 11275 | Lower Mount Bethel Energy LLC | 55667 | Lower Mount Bethel Energy | PA | Northampton | G1 | Natural Gas Fired Combined Cycle | CT | CC01 | W | 195.3 | 195.3 | 96 | N | 2004 |  |  | N | IPP Non-CHP | 2 | X | NG
Natural Gas Fired Combined Cycle.NG | natural gas combined cycle | TRUE | 11275 | Lower Mount Bethel Energy LLC | 55667 | Lower Mount Bethel Energy | PA | Northampton | G2 | Natural Gas Fired Combined Cycle | CT | CC01 | W | 191.3 | 191.3 | 96 | N | 2004 |  |  | N | IPP Non-CHP | 2 | X | NG
Natural Gas Fired Combined Cycle.NG | natural gas combined cycle | TRUE | 11275 | Lower Mount Bethel Energy LLC | 55667 | Lower Mount Bethel Energy | PA | Northampton | G3 | Natural Gas Fired Combined Cycle | CA | CC01 | W | 215 | 215 | 135 | N | 2004 |  |  | N | IPP Non-CHP | 2 | X | NG
Natural Gas Fired Combustion Turbine.NG | natural gas peaker | TRUE | 59417 | SEPG Operating Services, LLC ALS | 55672 | AL Sandersville LLC | GA | Washington | CT1 | Natural Gas Fired Combustion Turbine | GT |  | W | 72.1 | 86.8 | 60 | N | 2002 |  |  | N | IPP Non-CHP | 2 | X | NG
Natural Gas Fired Combustion Turbine.NG | natural gas peaker | TRUE | 59417 | SEPG Operating Services, LLC ALS | 55672 | AL Sandersville LLC | GA | Washington | CT2 | Natural Gas Fired Combustion Turbine | GT |  | W | 72.1 | 86.8 | 60 | N | 2002 |  |  | N | IPP Non-CHP | 2 | X | NG
Natural Gas Fired Combustion Turbine.NG | natural gas peaker | TRUE | 59417 | SEPG Operating Services, LLC ALS | 55672 | AL Sandersville LLC | GA | Washington | CT3 | Natural Gas Fired Combustion Turbine | GT |  | W | 72 | 86.8 | 60 | N | 2002 |  |  | N | IPP Non-CHP | 2 | X | NG
Natural Gas Fired Combustion Turbine.NG | natural gas peaker | TRUE | 59417 | SEPG Operating Services, LLC ALS | 55672 | AL Sandersville LLC | GA | Washington | CT4 | Natural Gas Fired Combustion Turbine | GT |  | W | 72 | 86.8 | 60 | N | 2002 |  |  | N | IPP Non-CHP | 2 | X | NG
Natural Gas Fired Combustion Turbine.NG | natural gas peaker | TRUE | 59417 | SEPG Operating Services, LLC ALS | 55672 | AL Sandersville LLC | GA | Washington | CT5 | Natural Gas Fired Combustion Turbine | GT |  | W | 72.1 | 82.6 | 60 | N | 2002 |  |  | N | IPP Non-CHP | 2 | X | NG
Natural Gas Fired Combustion Turbine.NG | natural gas peaker | TRUE | 59417 | SEPG Operating Services, LLC ALS | 55672 | AL Sandersville LLC | GA | Washington | CT6 | Natural Gas Fired Combustion Turbine | GT |  | W | 72.1 | 82.6 | 60 | N | 2002 |  |  | N | IPP Non-CHP | 2 | X | NG
Natural Gas Fired Combustion Turbine.NG | natural gas peaker | TRUE | 59417 | SEPG Operating Services, LLC ALS | 55672 | AL Sandersville LLC | GA | Washington | CT7 | Natural Gas Fired Combustion Turbine | GT |  | W | 72 | 82.5 | 60 | N | 2002 |  |  | N | IPP Non-CHP | 2 | X | NG
Natural Gas Fired Combustion Turbine.NG | natural gas peaker | TRUE | 59417 | SEPG Operating Services, LLC ALS | 55672 | AL Sandersville LLC | GA | Washington | CT8 | Natural Gas Fired Combustion Turbine | GT |  | W | 72 | 82.5 | 60 | N | 2002 |  |  | N | IPP Non-CHP | 2 | X | NG
Conventional Hydroelectric.WAT | hydro | TRUE | 58149 | Renewable World Energies LLC | 55684 | Flambeau Crowley Rapids Project | WI | Price | GEN1 | Conventional Hydroelectric | HY |  | S | 1 | 1 | 0 | N | 1930 |  |  | N | IPP Non-CHP | 2 | X | WAT
Conventional Hydroelectric.WAT | hydro | TRUE | 58149 | Renewable World Energies LLC | 55684 | Flambeau Crowley Rapids Project | WI | Price | GEN2 | Conventional Hydroelectric | HY |  | S | 0.5 | 0.5 | 0 | N | 1930 |  |  | N | IPP Non-CHP | 2 | X | WAT
Conventional Hydroelectric.WAT | hydro | TRUE | 58149 | Renewable World Energies LLC | 55685 | Flambeau Lower Project | WI | Price | GEN1 | Conventional Hydroelectric | HY |  | S | 0.4 | 0.4 | 0 | N | 1923 |  |  | N | IPP Non-CHP | 2 | X | WAT
Conventional Hydroelectric.WAT | hydro | TRUE | 58149 | Renewable World Energies LLC | 55685 | Flambeau Lower Project | WI | Price | GEN2 | Conventional Hydroelectric | HY |  | S | 0.4 | 0.4 | 0 | N | 1923 |  |  | N | IPP Non-CHP | 2 | X | WAT
Conventional Hydroelectric.WAT | hydro | TRUE | 58149 | Renewable World Energies LLC | 55685 | Flambeau Lower Project | WI | Price | GEN3 | Conventional Hydroelectric | HY |  | S | 0.4 | 0.4 | 0 | N | 1923 |  |  | N | IPP Non-CHP | 2 | X | WAT
Natural Gas Fired Combined Cycle.NG | natural gas combined cycle | TRUE | 13407 | Nevada Power Co | 55687 | Higgins Generating Station | NV | Clark | A01 | Natural Gas Fired Combined Cycle | CT | PB1 | S | 177 | 167 | 100 | N | 2004 |  |  | N | Electric Utility | 1 | X | NG
Natural Gas Fired Combined Cycle.NG | natural gas combined cycle | TRUE | 13407 | Nevada Power Co | 55687 | Higgins Generating Station | NV | Clark | A02 | Natural Gas Fired Combined Cycle | CT | PB1 | S | 177 | 167 | 100 | N | 2004 |  |  | N | Electric Utility | 1 | X | NG
Natural Gas Fired Combined Cycle.NG | natural gas combined cycle | TRUE | 13407 | Nevada Power Co | 55687 | Higgins Generating Station | NV | Clark | ST1 | Natural Gas Fired Combined Cycle | CA | PB1 | S | 266 | 283 | 110 | N | 2004 |  |  | N | Electric Utility | 1 | X | NG
Natural Gas Fired Combined Cycle.NG | natural gas combined cycle | TRUE | 56607 | Calpine Bethlehem LLC | 55690 | Bethlehem Power Plant | PA | Northampton | CTG1 | Natural Gas Fired Combined Cycle | CT | 1234 | S | 125 | 125 | 80 | N | 2002 |  |  | N | IPP Non-CHP | 2 | X | NG | DFO
Natural Gas Fired Combined Cycle.NG | natural gas combined cycle | TRUE | 56607 | Calpine Bethlehem LLC | 55690 | Bethlehem Power Plant | PA | Northampton | CTG2 | Natural Gas Fired Combined Cycle | CT | 1234 | S | 125 | 125 | 80 | N | 2002 |  |  | N | IPP Non-CHP | 2 | X | NG | DFO
Natural Gas Fired Combined Cycle.NG | natural gas combined cycle | TRUE | 56607 | Calpine Bethlehem LLC | 55690 | Bethlehem Power Plant | PA | Northampton | CTG3 | Natural Gas Fired Combined Cycle | CT | 1234 | S | 125 | 125 | 80 | N | 2002 |  |  | N | IPP Non-CHP | 2 | X | NG | DFO
Natural Gas Fired Combined Cycle.NG | natural gas combined cycle | TRUE | 56607 | Calpine Bethlehem LLC | 55690 | Bethlehem Power Plant | PA | Northampton | CTG5 | Natural Gas Fired Combined Cycle | CT | 5678 | S | 125 | 125 | 80 | N | 2003 |  |  | N | IPP Non-CHP | 2 | X | NG | DFO
Natural Gas Fired Combined Cycle.NG | natural gas combined cycle | TRUE | 56607 | Calpine Bethlehem LLC | 55690 | Bethlehem Power Plant | PA | Northampton | CTG6 | Natural Gas Fired Combined Cycle | CT | 5678 | S | 125 | 125 | 80 | N | 2003 |  |  | N | IPP Non-CHP | 2 | X | NG | DFO
Natural Gas Fired Combined Cycle.NG | natural gas combined cycle | TRUE | 56607 | Calpine Bethlehem LLC | 55690 | Bethlehem Power Plant | PA | Northampton | CTG7 | Natural Gas Fired Combined Cycle | CT | 5678 | S | 125 | 125 | 80 | N | 2003 |  |  | N | IPP Non-CHP | 2 | X | NG | DFO
Natural Gas Fired Combined Cycle.NG | natural gas combined cycle | TRUE | 56607 | Calpine Bethlehem LLC | 55690 | Bethlehem Power Plant | PA | Northampton | STG4 | Natural Gas Fired Combined Cycle | CA | 1234 | S | 193 | 193 | 40 | N | 2003 |  |  | N | IPP Non-CHP | 2 | X | NG | DFO
Natural Gas Fired Combined Cycle.NG | natural gas combined cycle | TRUE | 56607 | Calpine Bethlehem LLC | 55690 | Bethlehem Power Plant | PA | Northampton | STG8 | Natural Gas Fired Combined Cycle | CA | 5678 | S | 193 | 193 | 40 | N | 2003 |  |  | N | IPP Non-CHP | 2 | X | NG | DFO
Natural Gas Fired Combined Cycle.NG | natural gas combined cycle | TRUE | 18642 | Tennessee Valley Authority | 55694 | Quantum Choctaw Power LLC | MS | Choctaw | CT1 | Natural Gas Fired Combined Cycle | CT | CC1 | S | 220 | 240 | 0.9 | N | 2006 |  |  | N | Electric Utility | 1 | X | NG
Natural Gas Fired Combined Cycle.NG | natural gas combined cycle | TRUE | 18642 | Tennessee Valley Authority | 55694 | Quantum Choctaw Power LLC | MS | Choctaw | CT2 | Natural Gas Fired Combined Cycle | CT | CC1 | S | 220 | 240 | 0.9 | N | 2006 |  |  | N | Electric Utility | 1 | X | NG
Natural Gas Fired Combined Cycle.NG | natural gas combined cycle | TRUE | 18642 | Tennessee Valley Authority | 55694 | Quantum Choctaw Power LLC | MS | Choctaw | ST1 | Natural Gas Fired Combined Cycle | CA | CC1 | S | 270 | 285 | 0.9 | N | 2006 |  |  | N | Electric Utility | 1 | X | NG
Natural Gas Fired Combustion Turbine.NG | natural gas peaker | TRUE | 7724 | MRP San Joaquin Energy LLC. | 55698 | Hanford Energy Park Peaker | CA | Kings | HEP1 | Natural Gas Fired Combustion Turbine | GT |  | S | 45.9 | 48.7 | 22 | N | 2001 |  |  | N | IPP Non-CHP | 2 | X | NG
Natural Gas Fired Combustion Turbine.NG | natural gas peaker | TRUE | 7724 | MRP San Joaquin Energy LLC. | 55698 | Hanford Energy Park Peaker | CA | Kings | HEP2 | Natural Gas Fired Combustion Turbine | GT |  | S | 45.9 | 48.7 | 22 | N | 2001 |  |  | N | IPP Non-CHP | 2 | X | NG
Natural Gas Fired Combustion Turbine.NG | natural gas peaker | TRUE | 1268 | Bayswater Peaking Facility LLC | 55699 | Bayswater Peaking Facility LLC | NY | Queens | 1 | Natural Gas Fired Combustion Turbine | GT |  | S | 55.8 | 50 | 26 | N | 2002 |  |  | N | IPP Non-CHP | 2 | X | NG
Natural Gas Fired Combined Cycle.NG | natural gas combined cycle | TRUE | 15500 | Puget Sound Energy Inc | 55700 | Mint Farm Generating Station | WA | Cowlitz | 1STG | Natural Gas Fired Combined Cycle | CA | CC1 | S | 120 | 129 | 58 | N | 2008 |  |  | N | Electric Utility | 1 | X | NG
Natural Gas Fired Combined Cycle.NG | natural gas combined cycle | TRUE | 15500 | Puget Sound Energy Inc | 55700 | Mint Farm Generating Station | WA | Cowlitz | CTG1 | Natural Gas Fired Combined Cycle | CT | CC1 | S | 150 | 207 | 75 | N | 2008 |  |  | N | Electric Utility | 1 | X | NG
Natural Gas Fired Combined Cycle.NG | natural gas combined cycle | TRUE | 40577 | American Mun Power-Ohio, Inc | 55701 | Fremont Energy Center | OH | Sandusky | CA01 | Natural Gas Fired Combined Cycle | CA | CC1 | S | 345.1 | 345.1 | 127 | N | 2012 |  |  | N | Electric Utility | 1 | X | NG
Natural Gas Fired Combined Cycle.NG | natural gas combined cycle | TRUE | 40577 | American Mun Power-Ohio, Inc | 55701 | Fremont Energy Center | OH | Sandusky | CT01 | Natural Gas Fired Combined Cycle | CT | CC1 | S | 170 | 170 | 95 | N | 2012 |  |  | N | Electric Utility | 1 | X | NG
Natural Gas Fired Combined Cycle.NG | natural gas combined cycle | TRUE | 40577 | American Mun Power-Ohio, Inc | 55701 | Fremont Energy Center | OH | Sandusky | CT02 | Natural Gas Fired Combined Cycle | CT | CC1 | S | 170 | 170 | 95 | N | 2012 |  |  | N | Electric Utility | 1 | X | NG
Natural Gas Fired Combined Cycle.NG | natural gas combined cycle | TRUE | 12685 | Entergy Mississippi LLC | 55706 | Choctaw County | MS | Choctaw | CTG1 | Natural Gas Fired Combined Cycle | CT | CC1 | S | 164 | 186 | 75 | N | 2003 |  |  | N | Electric Utility | 1 | X | NG
Natural Gas Fired Combined Cycle.NG | natural gas combined cycle | TRUE | 12685 | Entergy Mississippi LLC | 55706 | Choctaw County | MS | Choctaw | CTG2 | Natural Gas Fired Combined Cycle | CT | CC1 | S | 164 | 186 | 75 | N | 2003 |  |  | N | Electric Utility | 1 | X | NG
Natural Gas Fired Combined Cycle.NG | natural gas combined cycle | TRUE | 12685 | Entergy Mississippi LLC | 55706 | Choctaw County | MS | Choctaw | CTG3 | Natural Gas Fired Combined Cycle | CT | CC1 | S | 164 | 186 | 75 | N | 2003 |  |  | N | Electric Utility | 1 | X | NG
Natural Gas Fired Combined Cycle.NG | natural gas combined cycle | TRUE | 12685 | Entergy Mississippi LLC | 55706 | Choctaw County | MS | Choctaw | STG1 | Natural Gas Fired Combined Cycle | CA | CC1 | S | 289 | 326 | 140 | N | 2003 |  |  | N | Electric Utility | 1 | X | NG
Wood/Wood Waste Biomass.WDS | biomass | TRUE | 1015 | Austin Energy | 55708 | Nacogdoches Power | TX | Nacogdoches | STG4 | Wood/Wood Waste Biomass | ST |  | S | 100 | 100 | 70 | N | 2012 |  |  | N | Electric Utility | 1 | X | WDS | OBS
Natural Gas Fired Combined Cycle.NG | natural gas combined cycle | TRUE | 61267 | Springdale Energy LLC | 55710 | Allegheny Energy Units 3 4 & 5 | PA | Allegheny | UNT3 | Natural Gas Fired Combined Cycle | CT | CC1 | S | 182.1 | 202.4 | 128 | N | 2003 |  |  | N | IPP Non-CHP | 2 | X | NG
Natural Gas Fired Combined Cycle.NG | natural gas combined cycle | TRUE | 61267 | Springdale Energy LLC | 55710 | Allegheny Energy Units 3 4 & 5 | PA | Allegheny | UNT4 | Natural Gas Fired Combined Cycle | CT | CC1 | S | 181.6 | 202.8 | 128 | N | 2003 |  |  | N | IPP Non-CHP | 2 | X | NG
Natural Gas Fired Combined Cycle.NG | natural gas combined cycle | TRUE | 61267 | Springdale Energy LLC | 55710 | Allegheny Energy Units 3 4 & 5 | PA | Allegheny | UNT5 | Natural Gas Fired Combined Cycle | CA | CC1 | S | 198.8 | 178.5 | 127 | N | 2003 |  |  | N | IPP Non-CHP | 2 | X | NG
Natural Gas Fired Combined Cycle.NG | natural gas combined cycle | TRUE | 807 | Arkansas Electric Coop Corp | 55714 | Magnet Cove | AR | Hot Spring | GT1 | Natural Gas Fired Combined Cycle | CT | MC1 | S | 208.1 | 227.5 | 142 | N | 2005 |  |  | N | Electric Utility | 1 | X | NG
Natural Gas Fired Combined Cycle.NG | natural gas combined cycle | TRUE | 807 | Arkansas Electric Coop Corp | 55714 | Magnet Cove | AR | Hot Spring | GT2 | Natural Gas Fired Combined Cycle | CT | MC1 | S | 208.1 | 227.5 | 142 | N | 2006 |  |  | N | Electric Utility | 1 | X | NG
Natural Gas Fired Combined Cycle.NG | natural gas combined cycle | TRUE | 807 | Arkansas Electric Coop Corp | 55714 | Magnet Cove | AR | Hot Spring | ST1 | Natural Gas Fired Combined Cycle | CA | MC1 | S | 225.3 | 246.3 | 83 | N | 2005 |  |  | N | Electric Utility | 1 | X | NG
Natural Gas Fired Combustion Turbine.NG | natural gas peaker | TRUE | 5109 | DTE Electric Company | 55718 | Dean | MI | St Clair | GT1 | Natural Gas Fired Combustion Turbine | GT |  | S | 78 | 96 | 50 | N | 2002 |  |  | N | Electric Utility | 1 | X | NG
Natural Gas Fired Combustion Turbine.NG | natural gas peaker | TRUE | 5109 | DTE Electric Company | 55718 | Dean | MI | St Clair | GT2 | Natural Gas Fired Combustion Turbine | GT |  | S | 78 | 96 | 50 | N | 2002 |  |  | N | Electric Utility | 1 | X | NG
Natural Gas Fired Combustion Turbine.NG | natural gas peaker | TRUE | 5109 | DTE Electric Company | 55718 | Dean | MI | St Clair | GT3 | Natural Gas Fired Combustion Turbine | GT |  | S | 78 | 96 | 50 | N | 2002 |  |  | N | Electric Utility | 1 | X | NG
Natural Gas Fired Combustion Turbine.NG | natural gas peaker | TRUE | 5109 | DTE Electric Company | 55718 | Dean | MI | St Clair | GT4 | Natural Gas Fired Combustion Turbine | GT |  | S | 78 | 96 | 50 | N | 2002 |  |  | N | Electric Utility | 1 | X | NG
Onshore Wind Turbine.WND | onshore wind | TRUE | 61012 | AES Distributed Energy | 55719 | Mountain View I & II | CA | Riverside | MVWR | Onshore Wind Turbine | WT |  | S | 70.9 | 70.9 | 0.1 | N | 2022 |  |  | N | IPP Non-CHP | 2 | X | WND
Natural Gas Fired Combustion Turbine.NG | natural gas peaker | TRUE | 9191 | Idaho Power Co | 55733 | Bennett Mountain | ID | Elmore | 1 | Natural Gas Fired Combustion Turbine | GT |  | S | 195.1 | 215.2 | 120.9 | N | 2005 |  |  | N | Electric Utility | 1 | X | NG
Onshore Wind Turbine.WND | onshore wind | TRUE | 7531 | Gray County Wind Energy LLC | 55734 | Gray County Wind Energy | KS | Gray | V47 | Onshore Wind Turbine | WT |  | S | 112.2 | 112.2 | 5.6 | N | 2001 |  |  | N | IPP Non-CHP | 2 | X | WND
Natural Gas Fired Combined Cycle.NG | natural gas combined cycle | TRUE | 59924 | Dynegy Hanging Rock Energy Facility | 55736 | Hanging Rock Energy Facility | OH | Lawrence | 1GT1 | Natural Gas Fired Combined Cycle | CT | CC1 | S | 181 | 200 | 100 | N | 2003 |  |  | N | IPP Non-CHP | 2 | X | NG
Natural Gas Fired Combined Cycle.NG | natural gas combined cycle | TRUE | 59924 | Dynegy Hanging Rock Energy Facility | 55736 | Hanging Rock Energy Facility | OH | Lawrence | 1GT2 | Natural Gas Fired Combined Cycle | CT | CC1 | S | 183 | 201 | 100 | N | 2003 |  |  | N | IPP Non-CHP | 2 | X | NG
Natural Gas Fired Combined Cycle.NG | natural gas combined cycle | TRUE | 59924 | Dynegy Hanging Rock Energy Facility | 55736 | Hanging Rock Energy Facility | OH | Lawrence | 1ST | Natural Gas Fired Combined Cycle | CA | CC1 | S | 316 | 311 | 150 | N | 2003 |  |  | N | IPP Non-CHP | 2 | X | NG
Natural Gas Fired Combined Cycle.NG | natural gas combined cycle | TRUE | 59924 | Dynegy Hanging Rock Energy Facility | 55736 | Hanging Rock Energy Facility | OH | Lawrence | 2GT1 | Natural Gas Fired Combined Cycle | CT | CC2 | S | 185 | 201 | 100 | N | 2003 |  |  | N | IPP Non-CHP | 2 | X | NG
Natural Gas Fired Combined Cycle.NG | natural gas combined cycle | TRUE | 59924 | Dynegy Hanging Rock Energy Facility | 55736 | Hanging Rock Energy Facility | OH | Lawrence | 2GT2 | Natural Gas Fired Combined Cycle | CT | CC2 | S | 186 | 201 | 100 | N | 2003 |  |  | N | IPP Non-CHP | 2 | X | NG
Natural Gas Fired Combined Cycle.NG | natural gas combined cycle | TRUE | 59924 | Dynegy Hanging Rock Energy Facility | 55736 | Hanging Rock Energy Facility | OH | Lawrence | 2ST | Natural Gas Fired Combined Cycle | CA | CC2 | S | 314 | 312 | 150 | N | 2003 |  |  | N | IPP Non-CHP | 2 | X | NG
Natural Gas Fired Combustion Turbine.NG | natural gas peaker | TRUE | 61318 | Buchanan Generation, LLC | 55738 | Buchanan Generation LLC | VA | Buchanan | 1 | Natural Gas Fired Combustion Turbine | GT |  | J | 43 | 45.7 | 4 | N | 2002 |  |  | N | IPP Non-CHP | 2 | X | NG
Natural Gas Fired Combustion Turbine.NG | natural gas peaker | TRUE | 61318 | Buchanan Generation, LLC | 55738 | Buchanan Generation LLC | VA | Buchanan | 2 | Natural Gas Fired Combustion Turbine | GT |  | J | 41 | 44.3 | 4 | N | 2002 |  |  | N | IPP Non-CHP | 2 | X | NG
Onshore Wind Turbine.WND | onshore wind | TRUE | 59496 | ALLETE Clean Energy | 55739 | Condon Windpower LLC | OR | Gilliam | GEN1 | Onshore Wind Turbine | WT |  | S | 24.6 | 24.6 | 1 | N | 2001 |  |  | N | IPP Non-CHP | 2 | X | WND
Onshore Wind Turbine.WND | onshore wind | TRUE | 59496 | ALLETE Clean Energy | 55739 | Condon Windpower LLC | OR | Gilliam | GEN2 | Onshore Wind Turbine | WT |  | S | 25.2 | 25.2 | 1 | N | 2002 |  |  | N | IPP Non-CHP | 2 | X | WND
Onshore Wind Turbine.WND | onshore wind | TRUE | 2770 | Terra-Gen Operating Co-Wind | 55741 | Ridge Crest Wind Partners | CO | Logan | A1 | Onshore Wind Turbine | WT |  | W | 29.7 | 29.7 | 0 | N | 2001 |  |  | N | IPP Non-CHP | 2 | X | WND
Onshore Wind Turbine.WND | onshore wind | TRUE | 20847 | Wisconsin Electric Power Co | 55742 | Montfort Wind Energy Center | WI | Iowa | ER15 | Onshore Wind Turbine | WT |  | S | 30 | 30 | 0 | N | 2002 |  |  | N | Electric Utility | 1 | X | WND
Onshore Wind Turbine.WND | onshore wind | TRUE | 13866 | NWP Indian Mesa Wind Farm LP | 55747 | NWP Indian Mesa Wind Farm | TX | Pecos | NWP2 | Onshore Wind Turbine | WT |  | W | 82.5 | 82.5 | 4.1 | N | 2001 |  |  | N | IPP Non-CHP | 2 | X | WND
Natural Gas Fired Combined Cycle.NG | natural gas combined cycle | TRUE | 2860 | Los Esteros Critical Energy Facility LLC | 55748 | Los Esteros Critical Energy Center | CA | Santa Clara | CAG5 | Natural Gas Fired Combined Cycle | CA | CC1 | S | 108 | 108 | 8 | N | 2013 |  |  | N | IPP Non-CHP | 2 | X | NG
Natural Gas Fired Combined Cycle.NG | natural gas combined cycle | TRUE | 2860 | Los Esteros Critical Energy Facility LLC | 55748 | Los Esteros Critical Energy Center | CA | Santa Clara | CTG1 | Natural Gas Fired Combined Cycle | CT | CC1 | S | 49 | 49 | 28 | N | 2003 |  |  | N | IPP Non-CHP | 2 | X | NG
Natural Gas Fired Combined Cycle.NG | natural gas combined cycle | TRUE | 2860 | Los Esteros Critical Energy Facility LLC | 55748 | Los Esteros Critical Energy Center | CA | Santa Clara | CTG2 | Natural Gas Fired Combined Cycle | CT | CC1 | S | 47 | 47 | 28 | N | 2003 |  |  | N | IPP Non-CHP | 2 | X | NG
Natural Gas Fired Combined Cycle.NG | natural gas combined cycle | TRUE | 2860 | Los Esteros Critical Energy Facility LLC | 55748 | Los Esteros Critical Energy Center | CA | Santa Clara | CTG3 | Natural Gas Fired Combined Cycle | CT | CC1 | S | 49 | 49 | 28 | N | 2003 |  |  | N | IPP Non-CHP | 2 | X | NG
Natural Gas Fired Combined Cycle.NG | natural gas combined cycle | TRUE | 2860 | Los Esteros Critical Energy Facility LLC | 55748 | Los Esteros Critical Energy Center | CA | Santa Clara | CTG4 | Natural Gas Fired Combined Cycle | CT | CC1 | S | 47 | 47 | 28 | N | 2003 |  |  | N | IPP Non-CHP | 2 | X | NG
Conventional Steam Coal.SUB | hard coal | TRUE | 16233 | Heorot Power Management | 55749 | Hardin Generator Project | MT | Big Horn | UNT1 | Conventional Steam Coal | ST |  | S | 107 | 107 | 50 | N | 2006 |  |  | N | IPP Non-CHP | 2 | X | SUB
Landfill Gas.LFG | natural gas peaker | FALSE | 17412 | County of Sonoma Dept of Trnsp | 55752 | Sonoma Central Landfill Phase I | CA | Sonoma | P-11 | Landfill Gas | IC |  | S | 0.7 | 0.7 | 0.4 | N | 1993 |  |  | N | Commercial Non-CHP | 4 | X | LFG
Landfill Gas.LFG | natural gas peaker | FALSE | 17412 | County of Sonoma Dept of Trnsp | 55752 | Sonoma Central Landfill Phase I | CA | Sonoma | P-12 | Landfill Gas | IC |  | S | 0.7 | 0.7 | 0.4 | N | 1993 |  |  | N | Commercial Non-CHP | 4 | X | LFG
Landfill Gas.LFG | natural gas peaker | FALSE | 17412 | County of Sonoma Dept of Trnsp | 55752 | Sonoma Central Landfill Phase I | CA | Sonoma | P-13 | Landfill Gas | IC |  | S | 0.7 | 0.7 | 0.4 | N | 1993 |  |  | N | Commercial Non-CHP | 4 | X | LFG
Landfill Gas.LFG | natural gas peaker | FALSE | 17412 | County of Sonoma Dept of Trnsp | 55752 | Sonoma Central Landfill Phase I | CA | Sonoma | P-14 | Landfill Gas | IC |  | S | 0.7 | 0.7 | 0.4 | N | 1993 |  |  | N | Commercial Non-CHP | 4 | X | LFG
Landfill Gas.LFG | natural gas peaker | FALSE | 17412 | County of Sonoma Dept of Trnsp | 55753 | Sonoma Central Landfill Phase II | CA | Sonoma | P-21 | Landfill Gas | IC |  | S | 0.7 | 0.7 | 0.4 | N | 1996 |  |  | N | Commercial Non-CHP | 4 | X | LFG
Landfill Gas.LFG | natural gas peaker | FALSE | 17412 | County of Sonoma Dept of Trnsp | 55753 | Sonoma Central Landfill Phase II | CA | Sonoma | P-22 | Landfill Gas | IC |  | S | 0.7 | 0.7 | 0.4 | N | 1996 |  |  | N | Commercial Non-CHP | 4 | X | LFG
Landfill Gas.LFG | natural gas peaker | FALSE | 17412 | County of Sonoma Dept of Trnsp | 55753 | Sonoma Central Landfill Phase II | CA | Sonoma | P-23 | Landfill Gas | IC |  | S | 0.7 | 0.7 | 0.4 | N | 1996 |  |  | N | Commercial Non-CHP | 4 | X | LFG
Landfill Gas.LFG | natural gas peaker | FALSE | 17412 | County of Sonoma Dept of Trnsp | 55753 | Sonoma Central Landfill Phase II | CA | Sonoma | P-24 | Landfill Gas | IC |  | S | 0.7 | 0.7 | 0.4 | N | 1996 |  |  | N | Commercial Non-CHP | 4 | X | LFG
Landfill Gas.LFG | natural gas peaker | TRUE | 12758 | Model City Energy LLC | 55757 | Model City Energy Facility | NY | Niagara | GEN1 | Landfill Gas | IC |  | S | 0.8 | 0.8 | 0.6 | N | 2001 |  |  | N | IPP Non-CHP | 2 | X | LFG
Landfill Gas.LFG | natural gas peaker | TRUE | 12758 | Model City Energy LLC | 55757 | Model City Energy Facility | NY | Niagara | GEN2 | Landfill Gas | IC |  | S | 0.8 | 0.8 | 0.6 | N | 2001 |  |  | N | IPP Non-CHP | 2 | X | LFG
Landfill Gas.LFG | natural gas peaker | TRUE | 12758 | Model City Energy LLC | 55757 | Model City Energy Facility | NY | Niagara | GEN3 | Landfill Gas | IC |  | S | 0.8 | 0.8 | 0.6 | N | 2001 |  |  | N | IPP Non-CHP | 2 | X | LFG
Landfill Gas.LFG | natural gas peaker | TRUE | 12758 | Model City Energy LLC | 55757 | Model City Energy Facility | NY | Niagara | GEN4 | Landfill Gas | IC |  | S | 0.8 | 0.8 | 0.6 | N | 2001 |  |  | N | IPP Non-CHP | 2 | X | LFG
Landfill Gas.LFG | natural gas peaker | TRUE | 12758 | Model City Energy LLC | 55757 | Model City Energy Facility | NY | Niagara | GEN5 | Landfill Gas | IC |  | S | 0.8 | 0.8 | 0.6 | N | 2001 |  |  | N | IPP Non-CHP | 2 | X | LFG
Landfill Gas.LFG | natural gas peaker | TRUE | 12758 | Model City Energy LLC | 55757 | Model City Energy Facility | NY | Niagara | GEN6 | Landfill Gas | IC |  | S | 0.8 | 0.8 | 0.6 | N | 2001 |  |  | N | IPP Non-CHP | 2 | X | LFG
Landfill Gas.LFG | natural gas peaker | TRUE | 12758 | Model City Energy LLC | 55757 | Model City Energy Facility | NY | Niagara | GEN7 | Landfill Gas | IC |  | S | 0.8 | 0.8 | 0.6 | N | 2001 |  |  | N | IPP Non-CHP | 2 | X | LFG
Landfill Gas.LFG | natural gas peaker | TRUE | 20183 | Waste Management Inc | 55765 | Green Knight Energy Center | PA | Northampton | TG1 | Landfill Gas | GT |  | W | 2.4 | 2.9 | 0.6 | N | 2001 |  |  | N | IPP Non-CHP | 2 | X | LFG
Landfill Gas.LFG | natural gas peaker | TRUE | 20183 | Waste Management Inc | 55765 | Green Knight Energy Center | PA | Northampton | TG2 | Landfill Gas | GT |  | W | 2.4 | 2.9 | 0.6 | N | 2001 |  |  | N | IPP Non-CHP | 2 | X | LFG
Landfill Gas.LFG | natural gas peaker | TRUE | 20183 | Waste Management Inc | 55765 | Green Knight Energy Center | PA | Northampton | TG3 | Landfill Gas | GT |  | W | 2.4 | 2.9 | 0.6 | N | 2001 |  |  | N | IPP Non-CHP | 2 | X | LFG
Landfill Gas.LFG | natural gas peaker | FALSE | 16546 | Sacramento County of Dpt Waste | 55766 | Kiefer Landfill | CA | Sacramento | 361A | Landfill Gas | IC |  | S | 2.8 | 2.8 | 2.5 | N | 1999 |  |  | N | Commercial Non-CHP | 4 | X | LFG
Landfill Gas.LFG | natural gas peaker | FALSE | 16546 | Sacramento County of Dpt Waste | 55766 | Kiefer Landfill | CA | Sacramento | 361B | Landfill Gas | IC |  | S | 2.8 | 2.8 | 2.5 | N | 1999 |  |  | N | Commercial Non-CHP | 4 | X | LFG
Landfill Gas.LFG | natural gas peaker | FALSE | 16546 | Sacramento County of Dpt Waste | 55766 | Kiefer Landfill | CA | Sacramento | 361C | Landfill Gas | IC |  | S | 2.8 | 2.8 | 2.5 | N | 1999 |  |  | N | Commercial Non-CHP | 4 | X | LFG
Onshore Wind Turbine.WND | onshore wind | TRUE | 49880 | Madison Windpower LLC | 55769 | Madison Windpower LLC | NY | Madison | MADW | Onshore Wind Turbine | WT |  | W | 11.5 | 11.5 | 0.1 | N | 2000 |  |  | N | IPP Non-CHP | 2 | X | WND
Onshore Wind Turbine.WND | onshore wind | TRUE | 56689 | RENEW Energy Inc | 55782 | Noble Ridge LLC | MN | Nobles | WH01 | Onshore Wind Turbine | WT |  | S | 1.5 | 1.5 | 0.1 | N | 2001 |  |  | N | IPP Non-CHP | 2 | X | WND
Natural Gas Fired Combustion Turbine.NG | natural gas peaker | TRUE | 56852 | Edgewood Energy LLC | 55786 | Edgewood Energy LLC | NY | Suffolk | CT01 | Natural Gas Fired Combustion Turbine | GT |  | S | 42.5 | 47 | 25 | N | 2002 |  |  | N | IPP Non-CHP | 2 | X | NG
Natural Gas Fired Combustion Turbine.NG | natural gas peaker | TRUE | 56852 | Edgewood Energy LLC | 55786 | Edgewood Energy LLC | NY | Suffolk | CT02 | Natural Gas Fired Combustion Turbine | GT |  | S | 42.5 | 47 | 25 | N | 2002 |  |  | N | IPP Non-CHP | 2 | X | NG
Petroleum Liquids.KER | petroleum | TRUE | 56853 | Shoreham Energy LLC | 55787 | Shoreham Energy LLC | NY | Suffolk | CT01 | Petroleum Liquids | GT |  | S | 42.5 | 47 | 25 | N | 2002 |  |  | N | IPP Non-CHP | 2 | X | KER
Petroleum Liquids.KER | petroleum | TRUE | 56853 | Shoreham Energy LLC | 55787 | Shoreham Energy LLC | NY | Suffolk | CT02 | Petroleum Liquids | GT |  | S | 42.5 | 47 | 25 | N | 2002 |  |  | N | IPP Non-CHP | 2 | X | KER
Onshore Wind Turbine.WND | onshore wind | TRUE | 34688 | CHI Energy Inc | 55790 | Fenner Wind | NY | Madison | 1 | Onshore Wind Turbine | WT |  | S | 30 | 30 | 0.1 | N | 2001 |  |  | N | IPP Non-CHP | 2 | X | WND
Onshore Wind Turbine.WND | onshore wind | TRUE | 14629 | Pecos Wind II LP | 55795 | Woodward Mountain II | TX | Pecos | 01 | Onshore Wind Turbine | WT |  | S | 78 | 78 | 8 | N | 2001 |  |  | N | IPP Non-CHP | 2 | X | WND
Onshore Wind Turbine.WND | onshore wind | TRUE | 14628 | Pecos Wind I LP | 55796 | Woodward Mountain I | TX | Pecos | 01 | Onshore Wind Turbine | WT |  | W | 82 | 82 | 8 | N | 2001 |  |  | N | IPP Non-CHP | 2 | X | WND
Natural Gas Fired Combustion Turbine.NG | natural gas peaker | FALSE | 55703 | Otsego Paper Inc | 55799 | Otsego Mill Power Plant | MI | Allegan | NRTH | Natural Gas Fired Combustion Turbine | GT |  | S | 8.8 | 10.5 | 0.5 | N | 1995 |  |  | Y | Industrial CHP | 7 | T | NG
Natural Gas Fired Combustion Turbine.NG | natural gas peaker | FALSE | 55703 | Otsego Paper Inc | 55799 | Otsego Mill Power Plant | MI | Allegan | SOTH | Natural Gas Fired Combustion Turbine | GT |  | S | 8.8 | 10.5 | 0.5 | N | 1995 |  |  | Y | Industrial CHP | 7 | T | NG
Natural Gas Fired Combined Cycle.NG | natural gas combined cycle | TRUE | 6693 | Marcus Hook Energy LP | 55801 | Marcus Hook Energy LP | PA | Delaware | CT13 | Natural Gas Fired Combined Cycle | CT | CCG1 | W | 182.7 | 197 | 100 | N | 2004 |  |  | Y | IPP CHP | 3 | T | NG
Natural Gas Fired Combined Cycle.NG | natural gas combined cycle | TRUE | 6693 | Marcus Hook Energy LP | 55801 | Marcus Hook Energy LP | PA | Delaware | CT1A | Natural Gas Fired Combined Cycle | CT | CCG1 | W | 182.7 | 197 | 100 | N | 2004 |  |  | Y | IPP CHP | 3 | T | NG
Natural Gas Fired Combined Cycle.NG | natural gas combined cycle | TRUE | 6693 | Marcus Hook Energy LP | 55801 | Marcus Hook Energy LP | PA | Delaware | CTIB | Natural Gas Fired Combined Cycle | CT | CCG1 | W | 182.7 | 197 | 100 | N | 2004 |  |  | Y | IPP CHP | 3 | T | NG
Natural Gas Fired Combined Cycle.NG | natural gas combined cycle | TRUE | 6693 | Marcus Hook Energy LP | 55801 | Marcus Hook Energy LP | PA | Delaware | STG | Natural Gas Fired Combined Cycle | CA | CCG1 | W | 307 | 307 | 184 | N | 2004 |  |  | Y | IPP CHP | 3 | T | NG | OG
Natural Gas Fired Combustion Turbine.NG | natural gas peaker | TRUE | 55972 | Valencia Power LLC | 55802 | Valencia Energy Facility | NM | Valencia | CTG1 | Natural Gas Fired Combustion Turbine | GT |  | S | 144.3 | 150.2 | 80 | N | 2008 |  |  | N | IPP Non-CHP | 2 | X | NG
Onshore Wind Turbine.WND | onshore wind | TRUE | 65240 | Sequitur Renewables, LLC | 55803 | Somerset Windpower LLC | PA | Somerset | EW | Onshore Wind Turbine | WT |  | S | 9 | 9 | 0.5 | N | 2001 |  |  | N | IPP Non-CHP | 2 | X | WND
Onshore Wind Turbine.WND | onshore wind | TRUE | 66075 | Old Gold Energy Center, LLC | 55804 | Old Gold Energy Center, LLC | IA | Worth | NM | Onshore Wind Turbine | WT |  | S | 80 | 80 | 1 | N | 2001 | 9 | 2027 | N | IPP Non-CHP | 2 | X | WND
Onshore Wind Turbine.WND | onshore wind | TRUE | 65240 | Sequitur Renewables, LLC | 55805 | Mill Run Windpower LLC | PA | Somerset | G1 | Onshore Wind Turbine | WT |  | S | 15 | 15 | 0.8 | N | 2001 |  |  | N | IPP Non-CHP | 2 | X | WND
Natural Gas Fired Combustion Turbine.NG | natural gas peaker | TRUE | 7724 | MRP San Joaquin Energy LLC. | 55807 | Henrietta Peaker | CA | Kings | HPP1 | Natural Gas Fired Combustion Turbine | GT |  | S | 46.3 | 48.3 | 22 | N | 2002 |  |  | N | IPP Non-CHP | 2 | X | NG
Natural Gas Fired Combustion Turbine.NG | natural gas peaker | TRUE | 7724 | MRP San Joaquin Energy LLC. | 55807 | Henrietta Peaker | CA | Kings | HPP2 | Natural Gas Fired Combustion Turbine | GT |  | S | 46.1 | 47.8 | 22 | N | 2002 |  |  | N | IPP Non-CHP | 2 | X | NG
Onshore Wind Turbine.WND | onshore wind | TRUE | 10046 | Kas Brothers Windfarm LLC | 55809 | Kas Brothers Windfarm | MN | Pipestone | G1 | Onshore Wind Turbine | WT |  | S | 1.5 | 1.5 | 1 | N | 2001 |  |  | N | IPP Non-CHP | 2 | X | WND
Natural Gas Fired Combustion Turbine.NG | natural gas peaker | TRUE | 3028 | Calpine Gilroy Cogen LP | 55810 | Gilroy Peaking Energy Center | CA | Santa Clara | S3 | Natural Gas Fired Combustion Turbine | GT |  | W | 38 | 38 | 20 | N | 2001 |  |  | N | IPP Non-CHP | 2 | X | NG
Natural Gas Fired Combustion Turbine.NG | natural gas peaker | TRUE | 3028 | Calpine Gilroy Cogen LP | 55810 | Gilroy Peaking Energy Center | CA | Santa Clara | S4 | Natural Gas Fired Combustion Turbine | GT |  | W | 38 | 38 | 20 | N | 2001 |  |  | N | IPP Non-CHP | 2 | X | NG
Natural Gas Fired Combustion Turbine.NG | natural gas peaker | TRUE | 3028 | Calpine Gilroy Cogen LP | 55810 | Gilroy Peaking Energy Center | CA | Santa Clara | S5 | Natural Gas Fired Combustion Turbine | GT |  | W | 38 | 38 | 20 | N | 2002 |  |  | N | IPP Non-CHP | 2 | X | NG
Natural Gas Fired Combustion Turbine.NG | natural gas peaker | TRUE | 2865 | Calpine Corp-King City | 55811 | King City Peaking | CA | Monterey | CTG1 | Natural Gas Fired Combustion Turbine | GT |  | S | 44 | 44.5 | 20 | N | 2002 |  |  | N | IPP Non-CHP | 2 | X | NG
Natural Gas Fired Combustion Turbine.NG | natural gas peaker | TRUE | 2867 | Calpine Corp-Yuba City | 55813 | Yuba City Energy Center | CA | Sutter | CTG1 | Natural Gas Fired Combustion Turbine | GT |  | S | 47 | 48 | 20 | N | 2002 |  |  | N | IPP Non-CHP | 2 | X | NG
Onshore Wind Turbine.WND | onshore wind | TRUE | 8294 | Hawkeye Power Partners LLC | 55816 | Hawkeye Power Partners LLC | IA | Cerro Gordo | 48M | Onshore Wind Turbine | WT |  | W | 42 | 42 | 2.1 | N | 1999 |  |  | N | IPP Non-CHP | 2 | X | WND
Natural Gas Fired Combined Cycle.NG | natural gas combined cycle | TRUE | 56613 | Frederickson Power LP | 55818 | Frederickson Power LP | WA | Pierce | FICT | Natural Gas Fired Combined Cycle | CT | FP1 | J | 164 | 180 | 95 | N | 2002 |  |  | N | IPP Non-CHP | 2 | X | NG
Natural Gas Fired Combined Cycle.NG | natural gas combined cycle | TRUE | 56613 | Frederickson Power LP | 55818 | Frederickson Power LP | WA | Pierce | FIST | Natural Gas Fired Combined Cycle | CA | FP1 | J | 82 | 85 | 65 | N | 2002 |  |  | N | IPP Non-CHP | 2 | X | NG
Natural Gas Fired Combined Cycle.NG | natural gas combined cycle | TRUE | 61903 | Stanton Clean Energy LLC | 55821 | Curtis H Stanton Energy Center | FL | Orange | A | Natural Gas Fired Combined Cycle | CT | G105 | J | 188 | 188 | 56 | N | 2003 |  |  | N | IPP Non-CHP | 2 | X | NG | DFO
Natural Gas Fired Combined Cycle.NG | natural gas combined cycle | TRUE | 61903 | Stanton Clean Energy LLC | 55821 | Curtis H Stanton Energy Center | FL | Orange | B | Natural Gas Fired Combined Cycle | CT | G105 | J | 188 | 188 | 56 | N | 2003 |  |  | N | IPP Non-CHP | 2 | X | NG | DFO
Natural Gas Fired Combined Cycle.NG | natural gas combined cycle | TRUE | 61903 | Stanton Clean Energy LLC | 55821 | Curtis H Stanton Energy Center | FL | Orange | C | Natural Gas Fired Combined Cycle | CA | G105 | J | 281 | 281 | 58 | N | 2003 |  |  | N | IPP Non-CHP | 2 | X | NG | DFO
Petroleum Liquids.DFO | petroleum | FALSE | 62851 | State of Minnesota Department of Administration | 55824 | MNDOT Standby Generation | MN | Ramsey | UNT1 | Petroleum Liquids | IC |  | S | 1.9 | 1.9 | 0.5 | N | 1995 |  |  | N | Commercial Non-CHP | 4 | X | DFO
Natural Gas Fired Combined Cycle.NG | natural gas combined cycle | TRUE | 15466 | Public Service Co of Colorado | 55835 | Rocky Mountain Energy Center | CO | Weld | CTG1 | Natural Gas Fired Combined Cycle | CT | RKM0 | S | 145 | 157 | 82 | N | 2004 |  |  | N | Electric Utility | 1 | X | NG
Natural Gas Fired Combined Cycle.NG | natural gas combined cycle | TRUE | 15466 | Public Service Co of Colorado | 55835 | Rocky Mountain Energy Center | CO | Weld | CTG2 | Natural Gas Fired Combined Cycle | CT | RKM0 | S | 145 | 157 | 82 | N | 2004 |  |  | N | Electric Utility | 1 | X | NG
Natural Gas Fired Combined Cycle.NG | natural gas combined cycle | TRUE | 15466 | Public Service Co of Colorado | 55835 | Rocky Mountain Energy Center | CO | Weld | STG1 | Natural Gas Fired Combined Cycle | CA | RKM0 | S | 290 | 301 | 64 | N | 2004 |  |  | N | Electric Utility | 1 | X | NG
Natural Gas Fired Combustion Turbine.NG | natural gas peaker | TRUE | 20858 | WPPI Energy | 55836 | Island Street Peaking Plant | WI | Outagamie | FT81 | Natural Gas Fired Combustion Turbine | GT |  | S | 52.8 | 60 | 16 | N | 2004 |  |  | N | Electric Utility | 1 | X | NG | DFO
Natural Gas Fired Combined Cycle.NG | natural gas combined cycle | TRUE | 13407 | Nevada Power Co | 55841 | Silverhawk | NV | Clark | CT1 | Natural Gas Fired Combined Cycle | CT | PB1 | S | 180 | 171 | 90 | N | 2004 |  |  | N | Electric Utility | 1 | X | NG
Natural Gas Fired Combined Cycle.NG | natural gas combined cycle | TRUE | 13407 | Nevada Power Co | 55841 | Silverhawk | NV | Clark | CT2 | Natural Gas Fired Combined Cycle | CT | PB1 | S | 180 | 171 | 90 | N | 2004 |  |  | N | Electric Utility | 1 | X | NG
Natural Gas Fired Combined Cycle.NG | natural gas combined cycle | TRUE | 13407 | Nevada Power Co | 55841 | Silverhawk | NV | Clark | ST1 | Natural Gas Fired Combined Cycle | CA | PB1 | S | 260 | 268 | 45 | N | 2004 |  |  | N | Electric Utility | 1 | X | NG
Natural Gas Fired Combustion Turbine.NG | natural gas peaker | TRUE | 2867 | Calpine Corp-Yuba City | 55847 | Feather River Energy Center | CA | Sutter | CTG1 | Natural Gas Fired Combustion Turbine | GT |  | S | 48 | 48 | 20 | N | 2003 |  |  | N | IPP Non-CHP | 2 | X | NG
Natural Gas Fired Combustion Turbine.NG | natural gas peaker | FALSE | 19676 | Valero Refining Co California | 55851 | Valero Refinery Cogeneration Unit 1 | CA | Solano | GT 1 | Natural Gas Fired Combustion Turbine | GT |  | S | 45.4 | 46.8 | 35 | N | 2002 |  |  | Y | Industrial CHP | 7 | T | NG | OG
Natural Gas Fired Combustion Turbine.NG | natural gas peaker | TRUE | 49972 | Gilroy Energy Center LLC | 55855 | Wolfskill Energy Center | CA | Solano | CTG1 | Natural Gas Fired Combustion Turbine | GT |  | S | 45 | 45 | 20 | N | 2003 |  |  | N | IPP Non-CHP | 2 | X | NG
Conventional Steam Coal.BIT | hard coal | TRUE | 15330 | Prairie State Generating Co LLC | 55856 | Prairie State Generating Station | IL | St Clair | PC1 | Conventional Steam Coal | ST |  | J | 815 | 815 | 420 | N | 2012 |  |  | N | IPP Non-CHP | 2 | X | BIT
Conventional Steam Coal.BIT | hard coal | TRUE | 15330 | Prairie State Generating Co LLC | 55856 | Prairie State Generating Station | IL | St Clair | PC2 | Conventional Steam Coal | ST |  | J | 815 | 815 | 420 | N | 2012 |  |  | N | IPP Non-CHP | 2 | X | BIT
Natural Gas Fired Combustion Turbine.NG | natural gas peaker | FALSE | 3455 | Chevron Oronite Co LLC | 55857 | Oak Point Cogen | LA | Plaquemines | 5121 | Natural Gas Fired Combustion Turbine | GT |  | S | 4.6 | 4.7 | 0.9 | N | 1999 |  |  | Y | Industrial CHP | 7 | T | NG
Natural Gas Fired Combustion Turbine.NG | natural gas peaker | FALSE | 3455 | Chevron Oronite Co LLC | 55857 | Oak Point Cogen | LA | Plaquemines | 5131 | Natural Gas Fired Combustion Turbine | GT |  | S | 4.6 | 4.7 | 0.9 | N | 1999 |  |  | Y | Industrial CHP | 7 | T | NG
Natural Gas Fired Combustion Turbine.NG | natural gas peaker | FALSE | 3455 | Chevron Oronite Co LLC | 55857 | Oak Point Cogen | LA | Plaquemines | 5141 | Natural Gas Fired Combustion Turbine | GT |  | S | 4.2 | 4.7 | 0.9 | N | 1999 |  |  | Y | Industrial CHP | 7 | T | NG
Natural Gas Fired Combustion Turbine.NG | natural gas peaker | FALSE | 3455 | Chevron Oronite Co LLC | 55857 | Oak Point Cogen | LA | Plaquemines | 5151 | Natural Gas Fired Combustion Turbine | GT |  | S | 4.2 | 4.7 | 0.9 | N | 1999 |  |  | Y | Industrial CHP | 7 | T | NG
Natural Gas Fired Combustion Turbine.NG | natural gas peaker | FALSE | 3455 | Chevron Oronite Co LLC | 55857 | Oak Point Cogen | LA | Plaquemines | 5161 | Natural Gas Fired Combustion Turbine | GT |  | S | 4.6 | 4.7 | 0.9 | N | 1999 |  |  | Y | Industrial CHP | 7 | T | NG
Conventional Hydroelectric.WAT | hydro | TRUE | 25771 | Quinebaug Associates LLC | 55860 | Quinebaug Lower Project | CT | Windham | 5-M | Conventional Hydroelectric | HY |  | S | 0.3 | 0.3 | 0.1 | N | 1990 |  |  | N | IPP Non-CHP | 2 | X | WAT
Conventional Hydroelectric.WAT | hydro | TRUE | 25771 | Quinebaug Associates LLC | 55860 | Quinebaug Lower Project | CT | Windham | MF | Conventional Hydroelectric | HY |  | S | 0.1 | 0.1 | 0.1 | N | 1990 |  |  | N | IPP Non-CHP | 2 | X | WAT
Conventional Hydroelectric.WAT | hydro | TRUE | 25771 | Quinebaug Associates LLC | 55860 | Quinebaug Lower Project | CT | Windham | U2 | Conventional Hydroelectric | HY |  | S | 0.8 | 0.7 | 0.2 | N | 1990 |  |  | N | IPP Non-CHP | 2 | X | WAT
Conventional Hydroelectric.WAT | hydro | TRUE | 25771 | Quinebaug Associates LLC | 55860 | Quinebaug Lower Project | CT | Windham | UI | Conventional Hydroelectric | HY |  | S | 1.2 | 1.2 | 0.3 | N | 1990 |  |  | N | IPP Non-CHP | 2 | X | WAT
Natural Gas Steam Turbine.NG | natural gas steam turbine | FALSE | 61723 | Pixelle Specialty Solution, LLC | 55861 | Stevens Point Mill | WI | Portage | SP | Natural Gas Steam Turbine | ST |  | S | 7 | 7 | 7 | N | 2002 |  |  | Y | Industrial CHP | 7 | T | NG
Conventional Hydroelectric.WAT | hydro | FALSE | 62818 | Mahi Pono LLC | 55864 | Kaheka Hydro | HI | Maui | KAH1 | Conventional Hydroelectric | HY |  | S | 1.5 | 1.5 | 0.2 | N | 1925 |  |  | N | Industrial Non-CHP | 6 | X | WAT
Conventional Hydroelectric.WAT | hydro | FALSE | 62818 | Mahi Pono LLC | 55864 | Kaheka Hydro | HI | Maui | KAH2 | Conventional Hydroelectric | HY |  | S | 1.5 | 1.5 | 0.2 | N | 1925 |  |  | N | Industrial Non-CHP | 6 | X | WAT
Conventional Hydroelectric.WAT | hydro | FALSE | 62818 | Mahi Pono LLC | 55864 | Kaheka Hydro | HI | Maui | KAH3 | Conventional Hydroelectric | HY |  | S | 1.5 | 1.5 | 0.2 | N | 1925 |  |  | N | Industrial Non-CHP | 6 | X | WAT
Natural Gas Internal Combustion Engine.NG | natural gas peaker | TRUE | 1308 | Basin Creek Power Services LLC | 55866 | Basin Creek Plant | MT | Silver Bow | 1 | Natural Gas Internal Combustion Engine | IC |  | J | 6 | 6 | 2 | N | 2006 |  |  | N | IPP Non-CHP | 2 | X | NG
Natural Gas Internal Combustion Engine.NG | natural gas peaker | TRUE | 1308 | Basin Creek Power Services LLC | 55866 | Basin Creek Plant | MT | Silver Bow | 2 | Natural Gas Internal Combustion Engine | IC |  | J | 6 | 6 | 2 | N | 2006 |  |  | N | IPP Non-CHP | 2 | X | NG
Natural Gas Internal Combustion Engine.NG | natural gas peaker | TRUE | 1308 | Basin Creek Power Services LLC | 55866 | Basin Creek Plant | MT | Silver Bow | 3 | Natural Gas Internal Combustion Engine | IC |  | J | 6 | 6 | 2 | N | 2006 |  |  | N | IPP Non-CHP | 2 | X | NG
Natural Gas Internal Combustion Engine.NG | natural gas peaker | TRUE | 1308 | Basin Creek Power Services LLC | 55866 | Basin Creek Plant | MT | Silver Bow | 4 | Natural Gas Internal Combustion Engine | IC |  | J | 6 | 6 | 2 | N | 2006 |  |  | N | IPP Non-CHP | 2 | X | NG
Natural Gas Internal Combustion Engine.NG | natural gas peaker | TRUE | 1308 | Basin Creek Power Services LLC | 55866 | Basin Creek Plant | MT | Silver Bow | 5 | Natural Gas Internal Combustion Engine | IC |  | J | 6 | 6 | 2 | N | 2006 |  |  | N | IPP Non-CHP | 2 | X | NG
Natural Gas Internal Combustion Engine.NG | natural gas peaker | TRUE | 1308 | Basin Creek Power Services LLC | 55866 | Basin Creek Plant | MT | Silver Bow | 6 | Natural Gas Internal Combustion Engine | IC |  | J | 6 | 6 | 2 | N | 2006 |  |  | N | IPP Non-CHP | 2 | X | NG
Natural Gas Internal Combustion Engine.NG | natural gas peaker | TRUE | 1308 | Basin Creek Power Services LLC | 55866 | Basin Creek Plant | MT | Silver Bow | 7 | Natural Gas Internal Combustion Engine | IC |  | J | 6 | 6 | 2 | N | 2006 |  |  | N | IPP Non-CHP | 2 | X | NG
Natural Gas Internal Combustion Engine.NG | natural gas peaker | TRUE | 1308 | Basin Creek Power Services LLC | 55866 | Basin Creek Plant | MT | Silver Bow | 8 | Natural Gas Internal Combustion Engine | IC |  | J | 6 | 6 | 2 | N | 2006 |  |  | N | IPP Non-CHP | 2 | X | NG
Natural Gas Internal Combustion Engine.NG | natural gas peaker | TRUE | 1308 | Basin Creek Power Services LLC | 55866 | Basin Creek Plant | MT | Silver Bow | 9 | Natural Gas Internal Combustion Engine | IC |  | J | 6 | 6 | 2 | N | 2006 |  |  | N | IPP Non-CHP | 2 | X | NG
Onshore Wind Turbine.WND | onshore wind | TRUE | 15399 | Avangrid Renewables LLC | 55871 | Klondike Wind Power | OR | Sherman | Ph 1 | Onshore Wind Turbine | WT |  | S | 24 | 24 | 0 | N | 2002 |  |  | N | IPP Non-CHP | 2 | X | WND
Natural Gas Fired Combustion Turbine.NG | natural gas peaker | TRUE | 20323 | Wellhead Services, Inc | 55874 | Panoche Peaker | CA | Fresno | 8 | Natural Gas Fired Combustion Turbine | GT |  | J | 56.7 | 56.7 | 35 | N | 1973 |  |  | N | IPP Non-CHP | 2 | X | NG
Landfill Gas.LFG | natural gas peaker | FALSE | 17412 | County of Sonoma Dept of Trnsp | 55880 | Sonoma Central Landfill Phase III | CA | Sonoma | P-31 | Landfill Gas | IC |  | S | 0.7 | 0.7 | 0.4 | N | 2004 |  |  | N | Commercial Non-CHP | 4 | X | LFG
Landfill Gas.LFG | natural gas peaker | FALSE | 17412 | County of Sonoma Dept of Trnsp | 55880 | Sonoma Central Landfill Phase III | CA | Sonoma | P-32 | Landfill Gas | IC |  | S | 0.7 | 0.7 | 0.4 | N | 2004 |  |  | N | Commercial Non-CHP | 4 | X | LFG
Wood/Wood Waste Biomass.WDS | biomass | FALSE | 17164 | Sierra Pacific Industries | 55882 | Sierra Pacific Aberdeen | WA | Grays Harbor | GEN1 | Wood/Wood Waste Biomass | ST |  | S | 17.4 | 18 | 8 | N | 2003 |  |  | Y | Industrial CHP | 7 | T | WDS
Landfill Gas.LFG | natural gas peaker | TRUE | 54842 | WM Renewable Energy LLC | 55925 | Ridgeview | WI | Manitowoc | GEN1 | Landfill Gas | IC |  | S | 0.8 | 0.8 | 0.5 | N | 2002 |  |  | N | IPP Non-CHP | 2 | X | LFG
Landfill Gas.LFG | natural gas peaker | TRUE | 54842 | WM Renewable Energy LLC | 55925 | Ridgeview | WI | Manitowoc | GEN2 | Landfill Gas | IC |  | S | 0.8 | 0.8 | 0.5 | N | 2002 |  |  | N | IPP Non-CHP | 2 | X | LFG
Landfill Gas.LFG | natural gas peaker | TRUE | 54842 | WM Renewable Energy LLC | 55925 | Ridgeview | WI | Manitowoc | GEN5 | Landfill Gas | IC |  | S | 0.8 | 0.8 | 0.5 | N | 2006 |  |  | N | IPP Non-CHP | 2 | X | LFG
Landfill Gas.LFG | natural gas peaker | TRUE | 54842 | WM Renewable Energy LLC | 55925 | Ridgeview | WI | Manitowoc | GEN6 | Landfill Gas | IC |  | S | 0.8 | 0.8 | 0.5 | N | 2006 |  |  | N | IPP Non-CHP | 2 | X | LFG
Landfill Gas.LFG | natural gas peaker | TRUE | 54842 | WM Renewable Energy LLC | 55925 | Ridgeview | WI | Manitowoc | GEN7 | Landfill Gas | IC |  | S | 0.8 | 0.8 | 0.5 | N | 2006 |  |  | N | IPP Non-CHP | 2 | X | LFG
Landfill Gas.LFG | natural gas peaker | TRUE | 54842 | WM Renewable Energy LLC | 55925 | Ridgeview | WI | Manitowoc | GEN8 | Landfill Gas | IC |  | S | 0.8 | 0.8 | 0.5 | N | 2006 |  |  | N | IPP Non-CHP | 2 | X | LFG
Natural Gas Fired Combined Cycle.NG | natural gas combined cycle | TRUE | 17539 | Dominion Energy South Carolina, Inc | 55927 | Jasper | SC | Jasper | CT1 | Natural Gas Fired Combined Cycle | CT | JASP | S | 170 | 184 | 85 | N | 2004 |  |  | N | Electric Utility | 1 | X | NG | DFO
Natural Gas Fired Combined Cycle.NG | natural gas combined cycle | TRUE | 17539 | Dominion Energy South Carolina, Inc | 55927 | Jasper | SC | Jasper | CT2 | Natural Gas Fired Combined Cycle | CT | JASP | S | 177 | 190 | 85 | N | 2004 |  |  | N | Electric Utility | 1 | X | NG | DFO
Natural Gas Fired Combined Cycle.NG | natural gas combined cycle | TRUE | 17539 | Dominion Energy South Carolina, Inc | 55927 | Jasper | SC | Jasper | CT3 | Natural Gas Fired Combined Cycle | CT | JASP | S | 158 | 185 | 85 | N | 2004 |  |  | N | Electric Utility | 1 | X | NG | DFO
Natural Gas Fired Combined Cycle.NG | natural gas combined cycle | TRUE | 17539 | Dominion Energy South Carolina, Inc | 55927 | Jasper | SC | Jasper | ST1 | Natural Gas Fired Combined Cycle | CA | JASP | S | 390 | 402 | 55 | N | 2004 |  |  | N | Electric Utility | 1 | X | NG
Petroleum Liquids.DFO | petroleum | TRUE | 12186 | McMinnville Electric System | 55928 | McMinnville | TN | Warren | 1 | Petroleum Liquids | IC |  | S | 1.8 | 1.8 | 0.5 | N | 2001 |  |  | N | Electric Utility | 1 | X | DFO
Petroleum Liquids.DFO | petroleum | TRUE | 12186 | McMinnville Electric System | 55928 | McMinnville | TN | Warren | 10 | Petroleum Liquids | IC |  | S | 1.8 | 1.8 | 0.5 | N | 2001 |  |  | N | Electric Utility | 1 | X | DFO
Petroleum Liquids.DFO | petroleum | TRUE | 12186 | McMinnville Electric System | 55928 | McMinnville | TN | Warren | 11 | Petroleum Liquids | IC |  | S | 1.8 | 1.8 | 0.5 | N | 2001 |  |  | N | Electric Utility | 1 | X | DFO
Other Waste Biomass.OBL | biomass | TRUE | 12186 | McMinnville Electric System | 55928 | McMinnville | TN | Warren | 12 | Other Waste Biomass | IC |  | S | 1.8 | 1.8 | 0.5 | N | 2005 |  |  | N | Electric Utility | 1 | X | OBL | DFO
Petroleum Liquids.DFO | petroleum | TRUE | 12186 | McMinnville Electric System | 55928 | McMinnville | TN | Warren | 2 | Petroleum Liquids | IC |  | S | 1.8 | 1.8 | 0.5 | N | 2001 |  |  | N | Electric Utility | 1 | X | DFO
Petroleum Liquids.DFO | petroleum | TRUE | 12186 | McMinnville Electric System | 55928 | McMinnville | TN | Warren | 3 | Petroleum Liquids | IC |  | S | 1.8 | 1.8 | 0.5 | N | 2001 |  |  | N | Electric Utility | 1 | X | DFO
Petroleum Liquids.DFO | petroleum | TRUE | 12186 | McMinnville Electric System | 55928 | McMinnville | TN | Warren | 4 | Petroleum Liquids | IC |  | S | 1.8 | 1.8 | 0.5 | N | 2001 |  |  | N | Electric Utility | 1 | X | DFO
Petroleum Liquids.DFO | petroleum | TRUE | 12186 | McMinnville Electric System | 55928 | McMinnville | TN | Warren | 5 | Petroleum Liquids | IC |  | S | 1.8 | 1.8 | 0.5 | N | 2001 |  |  | N | Electric Utility | 1 | X | DFO
Petroleum Liquids.DFO | petroleum | TRUE | 12186 | McMinnville Electric System | 55928 | McMinnville | TN | Warren | 6 | Petroleum Liquids | IC |  | S | 1.8 | 1.8 | 0.5 | N | 2001 |  |  | N | Electric Utility | 1 | X | DFO
Petroleum Liquids.DFO | petroleum | TRUE | 12186 | McMinnville Electric System | 55928 | McMinnville | TN | Warren | 7 | Petroleum Liquids | IC |  | S | 1.8 | 1.8 | 0.5 | N | 2001 |  |  | N | Electric Utility | 1 | X | DFO
Petroleum Liquids.DFO | petroleum | TRUE | 12186 | McMinnville Electric System | 55928 | McMinnville | TN | Warren | 8 | Petroleum Liquids | IC |  | S | 1.8 | 1.8 | 0.5 | N | 2001 |  |  | N | Electric Utility | 1 | X | DFO
Petroleum Liquids.DFO | petroleum | TRUE | 12186 | McMinnville Electric System | 55928 | McMinnville | TN | Warren | 9 | Petroleum Liquids | IC |  | S | 1.8 | 1.8 | 0.5 | N | 2001 |  |  | N | Electric Utility | 1 | X | DFO
Conventional Hydroelectric.WAT | hydro | TRUE | 1994 | Boulder City of | 55931 | Boulder City Silver Lake Hydro | CO | Boulder | 0001 | Conventional Hydroelectric | HY |  | S | 3.3 | 3.3 | 0.3 | N | 2000 |  |  | N | IPP Non-CHP | 2 | X | WAT
Natural Gas Fired Combined Cycle.NG | natural gas combined cycle | TRUE | 7724 | MRP San Joaquin Energy LLC. | 55933 | Tracy Combined Cycle Power Plant | CA | San Joaquin | TCC1 | Natural Gas Fired Combined Cycle | CA | CC12 | S | 156.2 | 167.3 | 30 | N | 2012 |  |  | N | IPP Non-CHP | 2 | X | NG
Natural Gas Fired Combined Cycle.NG | natural gas combined cycle | TRUE | 7724 | MRP San Joaquin Energy LLC. | 55933 | Tracy Combined Cycle Power Plant | CA | San Joaquin | TPP1 | Natural Gas Fired Combined Cycle | CT | CC12 | S | 82.1 | 87.5 | 58 | N | 2003 |  |  | N | IPP Non-CHP | 2 | X | NG
Natural Gas Fired Combined Cycle.NG | natural gas combined cycle | TRUE | 7724 | MRP San Joaquin Energy LLC. | 55933 | Tracy Combined Cycle Power Plant | CA | San Joaquin | TPP2 | Natural Gas Fired Combined Cycle | CT | CC12 | S | 81.8 | 87.4 | 58 | N | 2003 |  |  | N | IPP Non-CHP | 2 | X | NG
Natural Gas Fired Combustion Turbine.NG | natural gas peaker | TRUE | 4382 | Colton Power LP | 55934 | Century Generating Facility | CA | San Bernardino | C1 | Natural Gas Fired Combustion Turbine | GT |  | S | 9.5 | 11 | 6 | N | 2001 |  |  | N | IPP Non-CHP | 2 | X | NG
Natural Gas Fired Combustion Turbine.NG | natural gas peaker | TRUE | 4382 | Colton Power LP | 55934 | Century Generating Facility | CA | San Bernardino | C2 | Natural Gas Fired Combustion Turbine | GT |  | S | 9.5 | 11 | 6 | N | 2001 |  |  | N | IPP Non-CHP | 2 | X | NG
Natural Gas Fired Combustion Turbine.NG | natural gas peaker | TRUE | 4382 | Colton Power LP | 55934 | Century Generating Facility | CA | San Bernardino | C3 | Natural Gas Fired Combustion Turbine | GT |  | S | 9.5 | 11 | 6 | N | 2001 |  |  | N | IPP Non-CHP | 2 | X | NG
Natural Gas Fired Combustion Turbine.NG | natural gas peaker | TRUE | 4382 | Colton Power LP | 55934 | Century Generating Facility | CA | San Bernardino | C4 | Natural Gas Fired Combustion Turbine | GT |  | S | 9.5 | 11 | 6 | N | 2001 |  |  | N | IPP Non-CHP | 2 | X | NG
Natural Gas Fired Combustion Turbine.NG | natural gas peaker | TRUE | 4382 | Colton Power LP | 55935 | Drews Generating Facility | CA | San Bernardino | D1 | Natural Gas Fired Combustion Turbine | GT |  | S | 9.5 | 11 | 6 | N | 2001 |  |  | N | IPP Non-CHP | 2 | X | NG
Natural Gas Fired Combustion Turbine.NG | natural gas peaker | TRUE | 4382 | Colton Power LP | 55935 | Drews Generating Facility | CA | San Bernardino | D2 | Natural Gas Fired Combustion Turbine | GT |  | S | 9.5 | 11 | 6 | N | 2001 |  |  | N | IPP Non-CHP | 2 | X | NG
Natural Gas Fired Combustion Turbine.NG | natural gas peaker | TRUE | 4382 | Colton Power LP | 55935 | Drews Generating Facility | CA | San Bernardino | D3 | Natural Gas Fired Combustion Turbine | GT |  | S | 9.5 | 11 | 6 | N | 2001 |  |  | N | IPP Non-CHP | 2 | X | NG
Natural Gas Fired Combustion Turbine.NG | natural gas peaker | TRUE | 4382 | Colton Power LP | 55935 | Drews Generating Facility | CA | San Bernardino | D4 | Natural Gas Fired Combustion Turbine | GT |  | S | 9.5 | 11 | 6 | N | 2001 |  |  | N | IPP Non-CHP | 2 | X | NG
Natural Gas Fired Combustion Turbine.NG | natural gas peaker | TRUE | 60504 | Rockford Generation LLC | 55936 | NRG Rockford II Energy Center | IL | Winnebago | GT3 | Natural Gas Fired Combustion Turbine | GT |  | S | 180.9 | 188 | 115 | N | 2002 |  |  | N | IPP Non-CHP | 2 | X | NG
Natural Gas Fired Combustion Turbine.NG | natural gas peaker | TRUE | 60789 | Essential Power Operating Company, LLC | 55938 | NAEA Ocean Peaking Power LLC | NJ | Ocean | OPP3 | Natural Gas Fired Combustion Turbine | GT |  | W | 162.8 | 187.7 | 120 | N | 2003 |  |  | N | IPP Non-CHP | 2 | X | NG
Natural Gas Fired Combustion Turbine.NG | natural gas peaker | TRUE | 60789 | Essential Power Operating Company, LLC | 55938 | NAEA Ocean Peaking Power LLC | NJ | Ocean | OPP4 | Natural Gas Fired Combustion Turbine | GT |  | W | 162.8 | 187.7 | 120 | N | 2003 |  |  | N | IPP Non-CHP | 2 | X | NG
Natural Gas Fired Combined Cycle.NG | natural gas combined cycle | TRUE | 19876 | Virginia Electric & Power Co | 55939 | Warren County | VA | Warren | CT01 | Natural Gas Fired Combined Cycle | CT | WC01 | S | 265.9 | 302.8 | 173 | Y | 2014 |  |  | N | Electric Utility | 1 | X | NG
Natural Gas Fired Combined Cycle.NG | natural gas combined cycle | TRUE | 19876 | Virginia Electric & Power Co | 55939 | Warren County | VA | Warren | CT02 | Natural Gas Fired Combined Cycle | CT | WC01 | S | 266.8 | 298.2 | 173 | N | 2014 |  |  | N | Electric Utility | 1 | X | NG
Natural Gas Fired Combined Cycle.NG | natural gas combined cycle | TRUE | 19876 | Virginia Electric & Power Co | 55939 | Warren County | VA | Warren | CT03 | Natural Gas Fired Combined Cycle | CT | WC01 | S | 265.6 | 298.2 | 173 | N | 2014 |  |  | N | Electric Utility | 1 | X | NG
Natural Gas Fired Combined Cycle.NG | natural gas combined cycle | TRUE | 19876 | Virginia Electric & Power Co | 55939 | Warren County | VA | Warren | ST01 | Natural Gas Fired Combined Cycle | CA | WC01 | S | 571.7 | 590.2 | 60 | N | 2014 |  |  | N | Electric Utility | 1 | X | NG
Natural Gas Fired Combustion Turbine.NG | natural gas peaker | FALSE | 13989 | California Resources Elk Hills LLC | 55950 | Elk Hills Cogen | CA | Kern | U1 | Natural Gas Fired Combustion Turbine | GT |  | S | 23.3 | 24.1 | 14 | N | 1994 |  |  | Y | Industrial CHP | 7 | T | NG
Natural Gas Fired Combustion Turbine.NG | natural gas peaker | FALSE | 13989 | California Resources Elk Hills LLC | 55950 | Elk Hills Cogen | CA | Kern | U2 | Natural Gas Fired Combustion Turbine | GT |  | S | 23.3 | 24.1 | 14 | N | 1994 |  |  | Y | Industrial CHP | 7 | T | NG
Natural Gas Fired Combustion Turbine.NG | natural gas peaker | TRUE | 5532 | E I Colton LLC | 55951 | Agua Mansa Power Plant | CA | San Bernardino | AMP1 | Natural Gas Fired Combustion Turbine | GT |  | W | 40 | 43 | 36 | N | 2003 |  |  | N | Electric Utility | 1 | X | NG
Petroleum Liquids.DFO | petroleum | TRUE | 6715 | City of Franklin - (VA) | 55953 | Pretlow | VA | Southampton | 1 | Petroleum Liquids | IC |  | S | 1.6 | 1.6 | 0.5 | N | 2001 |  |  | N | Electric Utility | 1 | X | DFO
Petroleum Liquids.DFO | petroleum | TRUE | 6715 | City of Franklin - (VA) | 55953 | Pretlow | VA | Southampton | 2 | Petroleum Liquids | IC |  | S | 1.6 | 1.6 | 0.5 | N | 2001 |  |  | N | Electric Utility | 1 | X | DFO
Petroleum Liquids.DFO | petroleum | TRUE | 6715 | City of Franklin - (VA) | 55954 | Downtown | VA | Southampton | 1 | Petroleum Liquids | IC |  | S | 1.6 | 1.6 | 0.5 | N | 1992 |  |  | N | Electric Utility | 1 | X | DFO
Petroleum Liquids.DFO | petroleum | TRUE | 6715 | City of Franklin - (VA) | 55954 | Downtown | VA | Southampton | 2 | Petroleum Liquids | IC |  | S | 1.6 | 1.6 | 0.5 | N | 1992 |  |  | N | Electric Utility | 1 | X | DFO
Natural Gas Fired Combustion Turbine.NG | natural gas peaker | TRUE | 2874 | Gilroy Energy Center for Riverview | 55963 | Riverview Energy Center | CA | Contra Costa | CTG1 | Natural Gas Fired Combustion Turbine | GT |  | S | 47 | 47 | 20 | N | 2003 |  |  | N | IPP Non-CHP | 2 | X | NG
Landfill Gas.LFG | natural gas peaker | FALSE | 15380 | Prince George's County | 55964 | Brown Station Road Plant II | MD | Prince Georges | 1 | Landfill Gas | IC |  | S | 0.8 | 0.8 | 0.4 | N | 2003 |  |  | N | Commercial Non-CHP | 4 | X | LFG
Landfill Gas.LFG | natural gas peaker | FALSE | 15380 | Prince George's County | 55964 | Brown Station Road Plant II | MD | Prince Georges | 2 | Landfill Gas | IC |  | S | 0.8 | 0.8 | 0.4 | N | 2003 |  |  | N | Commercial Non-CHP | 4 | X | LFG
Landfill Gas.LFG | natural gas peaker | FALSE | 15380 | Prince George's County | 55964 | Brown Station Road Plant II | MD | Prince Georges | 3 | Landfill Gas | IC |  | S | 0.8 | 0.8 | 0.4 | N | 2003 |  |  | N | Commercial Non-CHP | 4 | X | LFG
Landfill Gas.LFG | natural gas peaker | FALSE | 15380 | Prince George's County | 55964 | Brown Station Road Plant II | MD | Prince Georges | 4 | Landfill Gas | IC |  | S | 0.8 | 0.8 | 0.4 | N | 2003 |  |  | N | Commercial Non-CHP | 4 | X | LFG
Natural Gas Fired Combined Cycle.NG | natural gas combined cycle | TRUE | 17650 | Southern Power Co | 55965 | Wansley Combined Cycle | GA | Heard | CT6A | Natural Gas Fired Combined Cycle | CT | G106 | S | 176.8 | 189.3 | 115 | N | 2002 |  |  | N | IPP Non-CHP | 2 | X | NG
Natural Gas Fired Combined Cycle.NG | natural gas combined cycle | TRUE | 17650 | Southern Power Co | 55965 | Wansley Combined Cycle | GA | Heard | CT6B | Natural Gas Fired Combined Cycle | CT | G106 | S | 176.8 | 189.3 | 115 | N | 2002 |  |  | N | IPP Non-CHP | 2 | X | NG
Natural Gas Fired Combined Cycle.NG | natural gas combined cycle | TRUE | 17650 | Southern Power Co | 55965 | Wansley Combined Cycle | GA | Heard | CT7A | Natural Gas Fired Combined Cycle | CT | G107 | S | 175.6 | 187.4 | 115 | N | 2002 |  |  | N | IPP Non-CHP | 2 | X | NG
Natural Gas Fired Combined Cycle.NG | natural gas combined cycle | TRUE | 17650 | Southern Power Co | 55965 | Wansley Combined Cycle | GA | Heard | CT7B | Natural Gas Fired Combined Cycle | CT | G107 | S | 175.6 | 187.4 | 115 | N | 2002 |  |  | N | IPP Non-CHP | 2 | X | NG
Natural Gas Fired Combined Cycle.NG | natural gas combined cycle | TRUE | 17650 | Southern Power Co | 55965 | Wansley Combined Cycle | GA | Heard | ST6 | Natural Gas Fired Combined Cycle | CA | G106 | S | 240 | 240 | 120 | N | 2002 |  |  | N | IPP Non-CHP | 2 | X | NG
Natural Gas Fired Combined Cycle.NG | natural gas combined cycle | TRUE | 17650 | Southern Power Co | 55965 | Wansley Combined Cycle | GA | Heard | ST7 | Natural Gas Fired Combined Cycle | CA | G107 | S | 240 | 240 | 120 | N | 2002 |  |  | N | IPP Non-CHP | 2 | X | NG
Natural Gas Fired Combined Cycle.NG | natural gas combined cycle | TRUE | 19558 | Homer Electric Assn Inc | 55966 | Nikiski Combined Cycle | AK | Kenai Peninsula | GT1 | Natural Gas Fired Combined Cycle | CT | CC1 | S | 37.9 | 42 | 5 | N | 1986 |  |  | N | Electric Utility | 1 | X | NG
Natural Gas Fired Combined Cycle.NG | natural gas combined cycle | TRUE | 19558 | Homer Electric Assn Inc | 55966 | Nikiski Combined Cycle | AK | Kenai Peninsula | ST1 | Natural Gas Fired Combined Cycle | CA | CC1 | S | 38 | 40 | 13 | N | 2013 |  |  | N | Electric Utility | 1 | X | NG
Onshore Wind Turbine.WND | onshore wind | TRUE | 19171 | Trent Wind Farm LLC | 55968 | Trent Wind Farm | TX | Nolan | WTG1 | Onshore Wind Turbine | WT |  | S | 152 | 152 | 0 | N | 2001 |  |  | N | IPP Non-CHP | 2 | X | WND
Petroleum Liquids.KER | petroleum | TRUE | 7308 | Hawkeye Energy Greenport LLC | 55969 | Hawkeye Energy Greenport LLC | NY | SUFFOLK | U-01 | Petroleum Liquids | GT |  | S | 53.4 | 54.1 | 20 | N | 2003 |  |  | N | IPP Non-CHP | 2 | X | KER
Natural Gas Fired Combined Cycle.NG | natural gas combined cycle | TRUE | 16534 | Sacramento Municipal Util Dist | 55970 | Cosumnes | CA | Sacramento | 1 | Natural Gas Fired Combined Cycle | CA | CCC1 | W | 171 | 178.6 | 160 | N | 2006 |  |  | N | Electric Utility | 1 | X | NG
Natural Gas Fired Combined Cycle.NG | natural gas combined cycle | TRUE | 16534 | Sacramento Municipal Util Dist | 55970 | Cosumnes | CA | Sacramento | 2 | Natural Gas Fired Combined Cycle | CT | CCC1 | W | 185 | 202 | 160 | N | 2006 |  |  | N | Electric Utility | 1 | X | NG | OBG
Natural Gas Fired Combined Cycle.NG | natural gas combined cycle | TRUE | 16534 | Sacramento Municipal Util Dist | 55970 | Cosumnes | CA | Sacramento | 3 | Natural Gas Fired Combined Cycle | CT | CCC1 | W | 189 | 201 | 160 | N | 2006 |  |  | N | Electric Utility | 1 | X | NG
Natural Gas Fired Combustion Turbine.NG | natural gas peaker | TRUE | 14127 | Omaha Public Power District | 55972 | Cass County | NE | Cass | CT-1 | Natural Gas Fired Combustion Turbine | GT |  | S | 162 | 111.5 | 113 | N | 2003 |  |  | N | Electric Utility | 1 | X | NG
Natural Gas Fired Combustion Turbine.NG | natural gas peaker | TRUE | 14127 | Omaha Public Power District | 55972 | Cass County | NE | Cass | CT-2 | Natural Gas Fired Combustion Turbine | GT |  | S | 161.8 | 112 | 113 | N | 2003 |  |  | N | Electric Utility | 1 | X | NG
Natural Gas Fired Combined Cycle.NG | natural gas combined cycle | TRUE | 61913 | Kestrel Acquisition, LLC | 55976 | Hunterstown Power Plant | PA | Adams | 101 | Natural Gas Fired Combined Cycle | CT | CT1 | S | 165.6 | 205.9 | 85 | N | 2003 |  |  | N | IPP Non-CHP | 2 | X | NG
Natural Gas Fired Combined Cycle.NG | natural gas combined cycle | TRUE | 61913 | Kestrel Acquisition, LLC | 55976 | Hunterstown Power Plant | PA | Adams | 201 | Natural Gas Fired Combined Cycle | CT | CT1 | S | 164.4 | 205.3 | 85 | N | 2003 |  |  | N | IPP Non-CHP | 2 | X | NG
Natural Gas Fired Combined Cycle.NG | natural gas combined cycle | TRUE | 61913 | Kestrel Acquisition, LLC | 55976 | Hunterstown Power Plant | PA | Adams | 301 | Natural Gas Fired Combined Cycle | CT | CT1 | S | 163.2 | 204 | 85 | N | 2003 |  |  | N | IPP Non-CHP | 2 | X | NG
Natural Gas Fired Combined Cycle.NG | natural gas combined cycle | TRUE | 61913 | Kestrel Acquisition, LLC | 55976 | Hunterstown Power Plant | PA | Adams | 401 | Natural Gas Fired Combined Cycle | CA | CT1 | S | 317.3 | 322.9 | 194 | N | 2003 |  |  | N | IPP Non-CHP | 2 | X | NG
Natural Gas Fired Combined Cycle.NG | natural gas combined cycle | TRUE | 6204 | City of Farmington - (NM) | 55977 | Bluffview | NM | San Juan | CTG1 | Natural Gas Fired Combined Cycle | CT | CC1 | S | 31 | 40 | 12 | N | 2005 |  |  | N | Electric Utility | 1 | X | NG
Natural Gas Fired Combined Cycle.NG | natural gas combined cycle | TRUE | 6204 | City of Farmington - (NM) | 55977 | Bluffview | NM | San Juan | STG1 | Natural Gas Fired Combined Cycle | CA | CC1 | S | 27 | 27 | 0 | N | 2005 |  |  | N | Electric Utility | 1 | X | NG
Geothermal.GEO | geothermal | TRUE | 49899 | CalEnergy Operating Corporation | 55983 | Salton Sea Power LLC - Unit 5 | CA | Imperial | TG51 | Geothermal | ST |  | W | 46 | 46 | 2 | N | 2000 |  |  | N | IPP Non-CHP | 2 | X | GEO
Geothermal.GEO | geothermal | TRUE | 49899 | CalEnergy Operating Corporation | 55984 | CE Turbo LLC | CA | Imperial | TG21 | Geothermal | ST |  | W | 10 | 10 | 2 | N | 2000 |  |  | N | IPP Non-CHP | 2 | X | GEO
Natural Gas Fired Combined Cycle.NG | natural gas combined cycle | TRUE | 16609 | San Diego Gas & Electric Co | 55985 | Palomar Energy | CA | San Diego | CTG1 | Natural Gas Fired Combined Cycle | CT | CC1 | S | 179.6 | 180 | 65 | N | 2005 |  |  | N | Electric Utility | 1 | X | NG
Natural Gas Fired Combined Cycle.NG | natural gas combined cycle | TRUE | 16609 | San Diego Gas & Electric Co | 55985 | Palomar Energy | CA | San Diego | CTG2 | Natural Gas Fired Combined Cycle | CT | CC1 | S | 179.8 | 181 | 65 | N | 2005 |  |  | N | Electric Utility | 1 | X | NG
Natural Gas Fired Combined Cycle.NG | natural gas combined cycle | TRUE | 16609 | San Diego Gas & Electric Co | 55985 | Palomar Energy | CA | San Diego | STG | Natural Gas Fired Combined Cycle | CA | CC1 | S | 222 | 229 | 70 | N | 2006 |  |  | N | Electric Utility | 1 | X | NG
Onshore Wind Turbine.WND | onshore wind | TRUE | 65240 | Sequitur Renewables, LLC | 55986 | Mountaineer Wind Energy Center | WV | Tucker | WT1 | Onshore Wind Turbine | WT |  | S | 66 | 66 | 3.3 | N | 2002 |  |  | N | IPP Non-CHP | 2 | X | WND
Onshore Wind Turbine.WND | onshore wind | TRUE | 6607 | FPL Energy Vansycle LLC | 55989 | FPL Energy Vansycle LLC (OR) | OR | Umatilla | V-47 | Onshore Wind Turbine | WT |  | S | 122.8 | 122.8 | 15 | N | 2001 |  |  | N | IPP Non-CHP | 2 | X | WND
Natural Gas Fired Combined Cycle.NG | natural gas combined cycle | TRUE | 58115 | DTE Ashtabula, LLC | 55990 | Ashtabula | OH | Ashtabula | 1 | Natural Gas Fired Combined Cycle | CT | G1 | S | 4.4 | 5.4 | 1.6 | N | 2001 |  |  | Y | IPP CHP | 3 | T | NG
Natural Gas Fired Combined Cycle.NG | natural gas combined cycle | TRUE | 58115 | DTE Ashtabula, LLC | 55990 | Ashtabula | OH | Ashtabula | 2 | Natural Gas Fired Combined Cycle | CT | G1 | S | 4.4 | 5.4 | 1.6 | N | 2001 |  |  | Y | IPP CHP | 3 | T | NG
Natural Gas Fired Combined Cycle.NG | natural gas combined cycle | TRUE | 58115 | DTE Ashtabula, LLC | 55990 | Ashtabula | OH | Ashtabula | 3 | Natural Gas Fired Combined Cycle | CT | G1 | S | 4.4 | 5.4 | 1.6 | N | 2001 |  |  | Y | IPP CHP | 3 | T | NG
Natural Gas Fired Combined Cycle.NG | natural gas combined cycle | TRUE | 58115 | DTE Ashtabula, LLC | 55990 | Ashtabula | OH | Ashtabula | 4 | Natural Gas Fired Combined Cycle | CT | G1 | S | 4.4 | 5.4 | 1.6 | N | 2001 |  |  | Y | IPP CHP | 3 | T | NG
Natural Gas Fired Combined Cycle.NG | natural gas combined cycle | TRUE | 58115 | DTE Ashtabula, LLC | 55990 | Ashtabula | OH | Ashtabula | 5 | Natural Gas Fired Combined Cycle | CT | G1 | S | 4.4 | 5.4 | 1.6 | N | 2001 |  |  | Y | IPP CHP | 3 | T | NG
Natural Gas Fired Combined Cycle.NG | natural gas combined cycle | TRUE | 58115 | DTE Ashtabula, LLC | 55990 | Ashtabula | OH | Ashtabula | 6 | Natural Gas Fired Combined Cycle | CA | G1 | S | 0.7 | 0.8 | 0.2 | N | 2001 |  |  | Y | IPP CHP | 3 | T | NG
Natural Gas Fired Combined Cycle.NG | natural gas combined cycle | TRUE | 58115 | DTE Ashtabula, LLC | 55990 | Ashtabula | OH | Ashtabula | 7 | Natural Gas Fired Combined Cycle | CA | G1 | S | 0.7 | 0.8 | 0.2 | N | 2001 |  |  | Y | IPP CHP | 3 | T | NG
Solar Photovoltaic.SUN | solar PV | TRUE | 34691 | Ormat Nevada Inc | 55991 | Brady | NV | Churchill | BRSOL | Solar Photovoltaic | PV |  | W | 8 | 4 |  | N | 2023 |  |  | N | IPP Non-CHP | 2 | X | SUN
Geothermal.GEO | geothermal | TRUE | 34691 | Ormat Nevada Inc | 55991 | Brady | NV | Churchill | OEC | Geothermal | BT |  | W | 4.3 | 6.5 | 4.3 | N | 2002 |  |  | N | IPP Non-CHP | 2 | X | GEO
Geothermal.GEO | geothermal | TRUE | 34691 | Ormat Nevada Inc | 55991 | Brady | NV | Churchill | OEC1 | Geothermal | BT |  | W | 10 | 15 | 10 | N | 2018 |  |  | N | IPP Non-CHP | 2 | X | GEO
Onshore Wind Turbine.WND | onshore wind | TRUE | 49796 | Desert Sky Wind Farm LP | 55992 | Desert Sky | TX | Pecos | 1 | Onshore Wind Turbine | WT |  | S | 167.7 | 167.7 | 0 | N | 2002 |  |  | N | IPP Non-CHP | 2 | X | WND
Onshore Wind Turbine.WND | onshore wind | TRUE | 1307 | Basin Electric Power Coop | 55995 | Minot Wind Project | ND | Ward | MWP2 | Onshore Wind Turbine | WT |  | S | 4.5 | 4.5 | 0 | N | 2009 |  |  | N | Electric Utility | 1 | X | WND
Petroleum Liquids.DFO | petroleum | TRUE | 361 | Industrial Energy Applications Inc | 55996 | Alliant SBD0201 Ingredion | IA | Linn | 01 | Petroleum Liquids | IC |  | S | 1.8 | 1.8 | 0.1 | N | 2003 |  |  | N | IPP Non-CHP | 2 | X | DFO
Petroleum Liquids.DFO | petroleum | TRUE | 361 | Industrial Energy Applications Inc | 55996 | Alliant SBD0201 Ingredion | IA | Linn | 02 | Petroleum Liquids | IC |  | S | 1.6 | 1.6 | 0.1 | N | 2003 |  |  | N | IPP Non-CHP | 2 | X | DFO
Petroleum Liquids.DFO | petroleum | TRUE | 361 | Industrial Energy Applications Inc | 55996 | Alliant SBD0201 Ingredion | IA | Linn | 03 | Petroleum Liquids | IC |  | S | 1.6 | 1.6 | 0.1 | N | 2003 |  |  | N | IPP Non-CHP | 2 | X | DFO
Petroleum Liquids.DFO | petroleum | TRUE | 361 | Industrial Energy Applications Inc | 55996 | Alliant SBD0201 Ingredion | IA | Linn | 04 | Petroleum Liquids | IC |  | S | 1.1 | 1.1 | 0.1 | N | 2003 |  |  | N | IPP Non-CHP | 2 | X | DFO
Natural Gas Internal Combustion Engine.NG | natural gas peaker | TRUE | 3329 | Borough of Chambersburg | 55997 | Orchard Park | PA | Franklin | 10 | Natural Gas Internal Combustion Engine | IC |  | S | 5.8 | 5.8 | 1 | N | 2003 |  |  | N | Electric Utility | 1 | X | NG | DFO
Natural Gas Internal Combustion Engine.NG | natural gas peaker | TRUE | 3329 | Borough of Chambersburg | 55997 | Orchard Park | PA | Franklin | 11 | Natural Gas Internal Combustion Engine | IC |  | S | 5.8 | 5.8 | 1 | N | 2003 |  |  | N | Electric Utility | 1 | X | NG | DFO
Natural Gas Internal Combustion Engine.NG | natural gas peaker | TRUE | 3329 | Borough of Chambersburg | 55997 | Orchard Park | PA | Franklin | 8 | Natural Gas Internal Combustion Engine | IC |  | S | 5.8 | 5.8 | 1 | N | 2003 |  |  | N | Electric Utility | 1 | X | NG | DFO
Natural Gas Internal Combustion Engine.NG | natural gas peaker | TRUE | 3329 | Borough of Chambersburg | 55997 | Orchard Park | PA | Franklin | 9 | Natural Gas Internal Combustion Engine | IC |  | S | 5.8 | 5.8 | 1 | N | 2003 |  |  | N | Electric Utility | 1 | X | NG | DFO
Onshore Wind Turbine.WND | onshore wind | TRUE | 65240 | Sequitur Renewables, LLC | 56001 | Waymart Wind | PA | Wayne | GE15 | Onshore Wind Turbine | WT |  | S | 64.5 | 64.5 | 3.2 | N | 2003 |  |  | N | IPP Non-CHP | 2 | X | WND
Onshore Wind Turbine.WND | onshore wind | TRUE | 60580 | Community Renewables, LLC | 56002 | Minwind | MN | Rock | 1 | Onshore Wind Turbine | WT |  | S | 3.8 | 3.8 | 3.8 | N | 2002 |  |  | N | IPP Non-CHP | 2 | X | WND
Petroleum Liquids.DFO | petroleum | TRUE | 8198 | City of Harrisonburg - (VA) | 56004 | Mount Clinton | VA | Rockingham | D-2 | Petroleum Liquids | IC |  | S | 2 | 2 | 0.5 | N | 2002 |  |  | N | Electric Utility | 1 | X | DFO
Petroleum Liquids.DFO | petroleum | TRUE | 8198 | City of Harrisonburg - (VA) | 56004 | Mount Clinton | VA | Rockingham | D-3 | Petroleum Liquids | IC |  | S | 2 | 2 | 0.5 | N | 2002 |  |  | N | Electric Utility | 1 | X | DFO
Petroleum Liquids.DFO | petroleum | TRUE | 8198 | City of Harrisonburg - (VA) | 56004 | Mount Clinton | VA | Rockingham | D-5 | Petroleum Liquids | IC |  | S | 2 | 2 | 0.5 | N | 2004 |  |  | N | Electric Utility | 1 | X | DFO
Petroleum Liquids.DFO | petroleum | TRUE | 8198 | City of Harrisonburg - (VA) | 56004 | Mount Clinton | VA | Rockingham | D-7 | Petroleum Liquids | IC |  | S | 2 | 2 | 0.5 | N | 2009 |  |  | N | Electric Utility | 1 | X | DFO
Petroleum Liquids.DFO | petroleum | TRUE | 8198 | City of Harrisonburg - (VA) | 56004 | Mount Clinton | VA | Rockingham | D-8 | Petroleum Liquids | IC |  | S | 2 | 2 | 0.5 | N | 2009 |  |  | N | Electric Utility | 1 | X | DFO
Petroleum Liquids.DFO | petroleum | TRUE | 8198 | City of Harrisonburg - (VA) | 56004 | Mount Clinton | VA | Rockingham | MC-1 | Petroleum Liquids | GT |  | S | 9 | 12 | 0.5 | N | 1999 |  |  | N | Electric Utility | 1 | X | DFO
Petroleum Liquids.DFO | petroleum | TRUE | 8198 | City of Harrisonburg - (VA) | 56005 | Pleasant Valley (VA) | VA | Rockingham | D-4 | Petroleum Liquids | IC |  | S | 2 | 2 | 0.5 | N | 2002 |  |  | N | Electric Utility | 1 | X | DFO
Petroleum Liquids.DFO | petroleum | TRUE | 8198 | City of Harrisonburg - (VA) | 56005 | Pleasant Valley (VA) | VA | Rockingham | D-6 | Petroleum Liquids | IC |  | S | 2 | 2 | 0.5 | N | 2006 |  |  | N | Electric Utility | 1 | X | DFO
Petroleum Liquids.DFO | petroleum | TRUE | 8198 | City of Harrisonburg - (VA) | 56005 | Pleasant Valley (VA) | VA | Rockingham | PV-1 | Petroleum Liquids | GT |  | S | 9 | 13 | 0.5 | N | 1997 |  |  | N | Electric Utility | 1 | X | DFO
Onshore Wind Turbine.WND | onshore wind | TRUE | 6850 | FPL Energy Hancock County Wind, LLC | 56010 | Hancock County Wind Energy Center | IA | Hancock | V-47 | Onshore Wind Turbine | WT |  | S | 98 | 98 | 4.9 | N | 2002 |  |  | N | IPP Non-CHP | 2 | X | WND
Onshore Wind Turbine.WND | onshore wind | TRUE | 17058 | Shell Wind Energy Inc. | 56011 | Cabazon Wind Partners | CA | Riverside | V-47 | Onshore Wind Turbine | WT |  | J | 41 | 41 | 2.6 | N | 2002 |  |  | N | IPP Non-CHP | 2 | X | WND
Onshore Wind Turbine.WND | onshore wind | TRUE | 17058 | Shell Wind Energy Inc. | 56012 | Whitewater Hill Wind Partners | CA | Riverside | 1 | Onshore Wind Turbine | WT |  | J | 61.5 | 61.5 | 2.6 | N | 2002 |  |  | N | IPP Non-CHP | 2 | X | WND
Natural Gas Fired Combustion Turbine.NG | natural gas peaker | TRUE | 20421 | Western Minnesota Mun Pwr Agny | 56013 | Exira | IA | Audubon | U1 | Natural Gas Fired Combustion Turbine | GT |  | S | 46.7 | 46.7 | 25 | N | 2004 |  |  | N | Electric Utility | 1 | X | NG | DFO
Natural Gas Fired Combustion Turbine.NG | natural gas peaker | TRUE | 20421 | Western Minnesota Mun Pwr Agny | 56013 | Exira | IA | Audubon | U2 | Natural Gas Fired Combustion Turbine | GT |  | S | 46.7 | 46.7 | 25 | N | 2004 |  |  | N | Electric Utility | 1 | X | NG | DFO
Natural Gas Fired Combustion Turbine.NG | natural gas peaker | TRUE | 20421 | Western Minnesota Mun Pwr Agny | 56013 | Exira | IA | Audubon | U3 | Natural Gas Fired Combustion Turbine | GT |  | S | 46.7 | 46.7 | 25 | N | 2007 |  |  | N | Electric Utility | 1 | X | NG | DFO
Petroleum Liquids.DFO | petroleum | TRUE | 60493 | Walton Bainbridge LLC | 56015 | Walton Bainbridge Power Facility | GA | Decatur | SEG1 | Petroleum Liquids | GT |  | S | 37 | 40 | 37 | N | 2000 |  |  | N | IPP Non-CHP | 2 | X | DFO
Petroleum Liquids.DFO | petroleum | TRUE | 60493 | Walton Bainbridge LLC | 56015 | Walton Bainbridge Power Facility | GA | Decatur | SEGC | Petroleum Liquids | GT |  | S | 37 | 40 | 37 | N | 2000 |  |  | N | IPP Non-CHP | 2 | X | DFO
Natural Gas Internal Combustion Engine.NG | natural gas peaker | FALSE | 22040 | Washington State University | 56016 | Grimes Way | WA | Whitman | 1 | Natural Gas Internal Combustion Engine | IC |  | S | 1 | 1 | 0.2 | N | 2005 |  |  | N | Commercial Non-CHP | 4 | X | NG
Natural Gas Internal Combustion Engine.NG | natural gas peaker | FALSE | 22040 | Washington State University | 56016 | Grimes Way | WA | Whitman | 2 | Natural Gas Internal Combustion Engine | IC |  | S | 1 | 1 | 0.2 | N | 2005 |  |  | N | Commercial Non-CHP | 4 | X | NG
Petroleum Liquids.DFO | petroleum | FALSE | 22040 | Washington State University | 56016 | Grimes Way | WA | Whitman | 3 | Petroleum Liquids | IC |  | S | 1.7 | 1.7 | 0.4 | N | 2005 |  |  | N | Commercial Non-CHP | 4 | X | DFO
Natural Gas Fired Combustion Turbine.NG | natural gas peaker | TRUE | 40614 | Alabama Municipal Elec Authority | 56018 | AMEA Peaking | AL | Talladega | 1 | Natural Gas Fired Combustion Turbine | GT |  | S | 47.5 | 48.3 | 10 | N | 2004 |  |  | N | Electric Utility | 1 | X | NG
Natural Gas Fired Combustion Turbine.NG | natural gas peaker | TRUE | 40614 | Alabama Municipal Elec Authority | 56018 | AMEA Peaking | AL | Talladega | 2 | Natural Gas Fired Combustion Turbine | GT |  | S | 47.5 | 48.3 | 10 | N | 2004 |  |  | N | Electric Utility | 1 | X | NG
Petroleum Liquids.DFO | petroleum | TRUE | 20813 | City of Winfield - (KS) | 56022 | Waste Water Plant Generator | KS | Cowley | 1 | Petroleum Liquids | IC |  | S | 1.6 | 1.6 | 0.5 | N | 1993 |  |  | N | Electric Utility | 1 | X | DFO
Petroleum Liquids.DFO | petroleum | TRUE | 19062 | City of Traer - (IA) | 56025 | Traer East | IA | Tama | 6 | Petroleum Liquids | IC |  | S | 2 | 2 | 1.6 | N | 2004 |  |  | N | Electric Utility | 1 | X | DFO
Petroleum Liquids.DFO | petroleum | TRUE | 19062 | City of Traer - (IA) | 56025 | Traer East | IA | Tama | 7 | Petroleum Liquids | IC |  | S | 2 | 2 | 1.6 | N | 2004 |  |  | N | Electric Utility | 1 | X | DFO
Natural Gas Fired Combined Cycle.NG | natural gas combined cycle | TRUE | 16655 | City of Santa Clara - (CA) | 56026 | Donald Von Raesfeld Power Plant | CA | Santa Clara | CTG1 | Natural Gas Fired Combined Cycle | CT | DVR1 | S | 50 | 50 | 10 | N | 2005 |  |  | N | Electric Utility | 1 | X | NG
Natural Gas Fired Combined Cycle.NG | natural gas combined cycle | TRUE | 16655 | City of Santa Clara - (CA) | 56026 | Donald Von Raesfeld Power Plant | CA | Santa Clara | CTG2 | Natural Gas Fired Combined Cycle | CT | DVR1 | S | 50 | 50 | 10 | N | 2005 |  |  | N | Electric Utility | 1 | X | NG
Natural Gas Fired Combined Cycle.NG | natural gas combined cycle | TRUE | 16655 | City of Santa Clara - (CA) | 56026 | Donald Von Raesfeld Power Plant | CA | Santa Clara | STG | Natural Gas Fired Combined Cycle | CA | DVR1 | S | 47.8 | 47.8 | 13 | N | 2005 |  |  | N | Electric Utility | 1 | X | NG
Natural Gas Fired Combined Cycle.NG | natural gas combined cycle | TRUE | 20860 | Wisconsin Public Service Corp | 56031 | Fox Energy Center | WI | Outagamie | CTG1 | Natural Gas Fired Combined Cycle | CT | CC1 | S | 170.8 | 200.3 | 140 | N | 2006 |  |  | N | Electric Utility | 1 | X | NG
Natural Gas Fired Combined Cycle.NG | natural gas combined cycle | TRUE | 20860 | Wisconsin Public Service Corp | 56031 | Fox Energy Center | WI | Outagamie | CTG2 | Natural Gas Fired Combined Cycle | CT | CC1 | S | 162.8 | 200.3 | 140 | N | 2005 |  |  | N | Electric Utility | 1 | X | NG
Natural Gas Fired Combined Cycle.NG | natural gas combined cycle | TRUE | 20860 | Wisconsin Public Service Corp | 56031 | Fox Energy Center | WI | Outagamie | STG | Natural Gas Fired Combined Cycle | CA | CC1 | S | 243.9 | 244.2 | 140 | N | 2005 |  |  | N | Electric Utility | 1 | X | NG
Natural Gas Fired Combustion Turbine.NG | natural gas peaker | TRUE | 49845 | Equus Power I, L.P. | 56032 | Equus Freeport Power | NY | Nassau | 0001 | Natural Gas Fired Combustion Turbine | GT |  | W | 45.9 | 47.1 | 28 | N | 2004 |  |  | N | IPP Non-CHP | 2 | X | NG | KER
Natural Gas Fired Combustion Turbine.NG | natural gas peaker | TRUE | 49845 | Equus Power I, L.P. | 56032 | Equus Freeport Power | NY | Nassau | 001 | Natural Gas Fired Combustion Turbine | GT |  | W | 48.1 | 49.7 | 28 | N | 2004 |  |  | N | IPP Non-CHP | 2 | X | NG | KER
Petroleum Liquids.DFO | petroleum | FALSE | 18065 | Smithfield Packaged Meats Corp. | 56035 | Smithfield Packaged Meats Corp. | NC | Wilson | 1 | Petroleum Liquids | IC |  | S | 1.3 | 1.3 | 1 | N | 2002 |  |  | N | Industrial Non-CHP | 6 | X | DFO
Petroleum Liquids.DFO | petroleum | FALSE | 18065 | Smithfield Packaged Meats Corp. | 56035 | Smithfield Packaged Meats Corp. | NC | Wilson | 2 | Petroleum Liquids | IC |  | S | 1.3 | 1.3 | 1 | N | 2002 |  |  | N | Industrial Non-CHP | 6 | X | DFO
Other Waste Biomass.OBG | biomass | FALSE | 5571 | East Bay Municipal Util Dist | 56036 | WWTP Power Generation Station | CA | Alameda | GEN1 | Other Waste Biomass | IC |  | S | 2 | 2 | 1.5 | N | 1985 |  |  | Y | Commercial CHP | 5 | T | OBG | DFO
Other Waste Biomass.OBG | biomass | FALSE | 5571 | East Bay Municipal Util Dist | 56036 | WWTP Power Generation Station | CA | Alameda | GEN2 | Other Waste Biomass | IC |  | S | 2 | 2 | 1.5 | N | 1985 |  |  | Y | Commercial CHP | 5 | T | OBG | DFO
Other Waste Biomass.OBG | biomass | FALSE | 5571 | East Bay Municipal Util Dist | 56036 | WWTP Power Generation Station | CA | Alameda | GEN3 | Other Waste Biomass | IC |  | S | 2 | 2 | 1.5 | N | 1985 |  |  | Y | Commercial CHP | 5 | T | OBG | DFO
Natural Gas Fired Combustion Turbine.NG | natural gas peaker | TRUE | 19165 | Trigen-Cinergy Solutions College Park | 56038 | UMCP CHP Plant | MD | Prince Georges | 1 | Natural Gas Fired Combustion Turbine | GT |  | W | 9.4 | 10.8 | 6 | N | 2003 |  |  | Y | IPP CHP | 3 | T | NG | DFO
Natural Gas Fired Combustion Turbine.NG | natural gas peaker | TRUE | 19165 | Trigen-Cinergy Solutions College Park | 56038 | UMCP CHP Plant | MD | Prince Georges | 2 | Natural Gas Fired Combustion Turbine | GT |  | W | 9.4 | 10.8 | 6 | N | 2003 |  |  | Y | IPP CHP | 3 | T | NG | DFO
Natural Gas Steam Turbine.NG | natural gas steam turbine | TRUE | 19165 | Trigen-Cinergy Solutions College Park | 56038 | UMCP CHP Plant | MD | Prince Georges | 3 | Natural Gas Steam Turbine | ST |  | W | 2 | 5.1 | 2 | N | 2003 |  |  | Y | IPP CHP | 3 | T | NG | DFO
Natural Gas Fired Combustion Turbine.NG | natural gas peaker | TRUE | 19798 | City of Vernon | 56039 | H. Gonzales | CA | Los Angeles | G1 | Natural Gas Fired Combustion Turbine | GT |  | S | 5.4 | 5.9 | 5.4 | N | 1987 |  |  | N | Electric Utility | 1 | X | NG
Natural Gas Fired Combustion Turbine.NG | natural gas peaker | TRUE | 19798 | City of Vernon | 56039 | H. Gonzales | CA | Los Angeles | G2 | Natural Gas Fired Combustion Turbine | GT |  | S | 5.4 | 5.9 | 5.4 | N | 1987 |  |  | N | Electric Utility | 1 | X | NG
Natural Gas Fired Combined Cycle.NG | natural gas combined cycle | TRUE | 19798 | City of Vernon | 56041 | Malburg | CA | Los Angeles | M1 | Natural Gas Fired Combined Cycle | CT | MGS | S | 44 | 44 | 22 | N | 2005 |  |  | N | Electric Utility | 1 | X | NG
Natural Gas Fired Combined Cycle.NG | natural gas combined cycle | TRUE | 19798 | City of Vernon | 56041 | Malburg | CA | Los Angeles | M2 | Natural Gas Fired Combined Cycle | CT | MGS | S | 44 | 44 | 22 | N | 2005 |  |  | N | Electric Utility | 1 | X | NG
Natural Gas Fired Combined Cycle.NG | natural gas combined cycle | TRUE | 19798 | City of Vernon | 56041 | Malburg | CA | Los Angeles | M3 | Natural Gas Fired Combined Cycle | CA | MGS | S | 51 | 51 | 13 | N | 2005 |  |  | N | Electric Utility | 1 | X | NG
Natural Gas Fired Combined Cycle.NG | natural gas combined cycle | TRUE | 2507 | City of Burbank Water and Power | 56046 | Magnolia Power Project | CA | Los Angeles | 1 | Natural Gas Fired Combined Cycle | CT | CC1 | W | 161 | 165 | 39 | N | 2005 |  |  | N | Electric Utility | 1 | X | NG
Natural Gas Fired Combined Cycle.NG | natural gas combined cycle | TRUE | 2507 | City of Burbank Water and Power | 56046 | Magnolia Power Project | CA | Los Angeles | 2 | Natural Gas Fired Combined Cycle | CA | CC1 | W | 140 | 140 | 48 | N | 2005 |  |  | N | Electric Utility | 1 | X | NG
Natural Gas Fired Combined Cycle.NG | natural gas combined cycle | TRUE | 19002 | CPV Towantic, LLC | 56047 | CPV Towantic Energy Center | CT | New Haven | CTG1 | Natural Gas Fired Combined Cycle | CT | CC1 | S | 262 | 288 |  | N | 2018 |  |  | N | IPP Non-CHP | 2 | X | NG | DFO
Natural Gas Fired Combined Cycle.NG | natural gas combined cycle | TRUE | 19002 | CPV Towantic, LLC | 56047 | CPV Towantic Energy Center | CT | New Haven | CTG2 | Natural Gas Fired Combined Cycle | CT | CC1 | S | 258.3 | 288 |  | N | 2018 |  |  | N | IPP Non-CHP | 2 | X | NG | DFO
Natural Gas Fired Combined Cycle.NG | natural gas combined cycle | TRUE | 19002 | CPV Towantic, LLC | 56047 | CPV Towantic Energy Center | CT | New Haven | STG | Natural Gas Fired Combined Cycle | CA | CC1 | S | 267 | 293 |  | N | 2018 |  |  | N | IPP Non-CHP | 2 | X | NG | DFO
Natural Gas Internal Combustion Engine.NG | natural gas peaker | FALSE | 19198 | Trigen Inner Harbor East, LLC | 56050 | Inner Harbor East Heating | MD | Baltimore City | 1 | Natural Gas Internal Combustion Engine | IC |  | S | 2.1 | 2.1 | 0.8 | N | 2004 |  |  | Y | Commercial CHP | 5 | T | NG
Natural Gas Fired Combustion Turbine.NG | natural gas peaker | FALSE | 18986 | THUMS Long Beach Company | 56051 | THUMS | CA | Los Angeles | GEN1 | Natural Gas Fired Combustion Turbine | GT |  | S | 45 | 45 | 10 | N | 2003 |  |  | N | Industrial Non-CHP | 6 | X | NG
Onshore Wind Turbine.WND | onshore wind | TRUE | 65240 | Sequitur Renewables, LLC | 56052 | Meyersdale Windpower, LLC | PA | Somerset | GE15 | Onshore Wind Turbine | WT |  | S | 30 | 30 | 1.5 | N | 2003 |  |  | N | IPP Non-CHP | 2 | X | WND
Petroleum Liquids.DFO | petroleum | TRUE | 3153 | City of Casey - (IL) | 56053 | Casey City of | IL | Clark | 1 | Petroleum Liquids | IC |  | S | 1.8 | 1.8 | 0.5 | N | 2002 |  |  | N | Electric Utility | 1 | X | DFO
Petroleum Liquids.DFO | petroleum | TRUE | 3153 | City of Casey - (IL) | 56053 | Casey City of | IL | Clark | 2 | Petroleum Liquids | IC |  | S | 1.8 | 1.8 | 0.5 | N | 2002 |  |  | N | Electric Utility | 1 | X | DFO
Petroleum Liquids.DFO | petroleum | TRUE | 3153 | City of Casey - (IL) | 56053 | Casey City of | IL | Clark | 3 | Petroleum Liquids | IC |  | S | 1.8 | 1.8 | 0.5 | N | 2002 |  |  | N | Electric Utility | 1 | X | DFO
Onshore Wind Turbine.WND | onshore wind | TRUE | 6985 | Justin McNeilus | 56054 | G McNeilus Wind Farm Dodge Center | MN | Dodge | GM1 | Onshore Wind Turbine | WT |  | S | 32 | 32 | 0.1 | N | 2002 |  |  | N | IPP Non-CHP | 2 | X | WND
Onshore Wind Turbine.WND | onshore wind | TRUE | 6985 | Justin McNeilus | 56054 | G McNeilus Wind Farm Dodge Center | MN | Dodge | GM2 | Onshore Wind Turbine | WT |  | S | 8 | 8 | 0.1 | N | 2003 |  |  | N | IPP Non-CHP | 2 | X | WND
Onshore Wind Turbine.WND | onshore wind | TRUE | 6985 | Justin McNeilus | 56054 | G McNeilus Wind Farm Dodge Center | MN | Dodge | GM3 | Onshore Wind Turbine | WT |  | S | 3 | 3 | 0.1 | N | 2004 |  |  | N | IPP Non-CHP | 2 | X | WND
Petroleum Liquids.DFO | petroleum | TRUE | 11843 | Maui Electric Co Ltd | 56055 | Hana Substation | HI | Maui | MH1 | Petroleum Liquids | IC |  | S | 1 | 1 | 0.5 | N | 2001 |  |  | N | Electric Utility | 1 | X | DFO
Petroleum Liquids.DFO | petroleum | TRUE | 11843 | Maui Electric Co Ltd | 56055 | Hana Substation | HI | Maui | MH2 | Petroleum Liquids | IC |  | S | 1 | 1 | 0.5 | N | 2001 |  |  | N | Electric Utility | 1 | X | DFO
Petroleum Liquids.DFO | petroleum | TRUE | 13630 | North Carolina Mun Power Agny #1 | 56059 | High Point, Fairfield | NC | Guilford | 1 | Petroleum Liquids | IC |  | S | 1.8 | 1.8 | 0.1 | N | 2002 |  |  | N | Electric Utility | 1 | X | DFO
Petroleum Liquids.DFO | petroleum | TRUE | 13630 | North Carolina Mun Power Agny #1 | 56062 | Statesville, Highway 64 | NC | Iredell | 1 | Petroleum Liquids | IC |  | S | 1.8 | 1.8 | 0.1 | N | 2002 |  |  | N | Electric Utility | 1 | X | DFO
Petroleum Liquids.DFO | petroleum | TRUE | 13630 | North Carolina Mun Power Agny #1 | 56063 | Shelby, Toms Street | NC | Cleveland | 1 | Petroleum Liquids | IC |  | S | 1.8 | 1.8 | 0.1 | N | 2002 |  |  | N | Electric Utility | 1 | X | DFO
Petroleum Liquids.DFO | petroleum | TRUE | 13630 | North Carolina Mun Power Agny #1 | 56064 | Morganton, Parker Road | NC | Burke | 1 | Petroleum Liquids | IC |  | S | 1.8 | 1.8 | 0.1 | N | 2002 |  |  | N | Electric Utility | 1 | X | DFO
Petroleum Liquids.DFO | petroleum | TRUE | 13630 | North Carolina Mun Power Agny #1 | 56067 | Lexington Health Center | NC | Davidson | 1 | Petroleum Liquids | IC |  | S | 1.8 | 1.8 | 0.1 | N | 2002 |  |  | N | Electric Utility | 1 | X | DFO
Conventional Steam Coal.SUB | hard coal | TRUE | 20847 | Wisconsin Electric Power Co | 56068 | Elm Road Generating Station | WI | Milwaukee | 1 | Conventional Steam Coal | ST |  | J | 635.9 | 637.3 | 340 | N | 2010 |  |  | N | Electric Utility | 1 | X | SUB | BIT
Conventional Steam Coal.SUB | hard coal | TRUE | 20847 | Wisconsin Electric Power Co | 56068 | Elm Road Generating Station | WI | Milwaukee | 2 | Conventional Steam Coal | ST |  | J | 634.9 | 638.1 | 340 | N | 2011 |  |  | N | Electric Utility | 1 | X | SUB | BIT
Landfill Gas.LFG | natural gas peaker | TRUE | 54842 | WM Renewable Energy LLC | 56069 | Berlin Landfill Gas | WI | Green Lake | 1 | Landfill Gas | IC |  | S | 0.8 | 0.8 | 0.5 | N | 2001 |  |  | N | IPP Non-CHP | 2 | X | LFG
Landfill Gas.LFG | natural gas peaker | TRUE | 54842 | WM Renewable Energy LLC | 56069 | Berlin Landfill Gas | WI | Green Lake | 2 | Landfill Gas | IC |  | S | 0.8 | 0.8 | 0.5 | N | 2001 |  |  | N | IPP Non-CHP | 2 | X | LFG
Landfill Gas.LFG | natural gas peaker | TRUE | 54842 | WM Renewable Energy LLC | 56069 | Berlin Landfill Gas | WI | Green Lake | 3 | Landfill Gas | IC |  | S | 0.8 | 0.8 | 0.5 | N | 2001 |  |  | N | IPP Non-CHP | 2 | X | LFG
Petroleum Liquids.DFO | petroleum | TRUE | 11479 | Madison Gas & Electric Co | 56070 | Diesel Generators | WI | Dane | 1 | Petroleum Liquids | IC |  | S | 54.1 | 53.1 | 0.1 | N | 2001 |  |  | N | Electric Utility | 1 | X | DFO
Natural Gas Internal Combustion Engine.NG | natural gas peaker | TRUE | 361 | Industrial Energy Applications Inc | 56073 | Alliant SBG 9802 Toyota | IA | Linn | 01 | Natural Gas Internal Combustion Engine | IC |  | S | 1 | 1 | 0.1 | N | 1998 |  |  | N | IPP Non-CHP | 2 | X | NG
Onshore Wind Turbine.WND | onshore wind | TRUE | 8565 | FPLE High Winds, LLC | 56075 | High Winds LLC | CA | Solano | 1 | Onshore Wind Turbine | WT |  | W | 145.8 | 145.8 | 8.1 | N | 2003 |  |  | N | IPP Non-CHP | 2 | X | WND
Onshore Wind Turbine.WND | onshore wind | TRUE | 8565 | FPLE High Winds, LLC | 56075 | High Winds LLC | CA | Solano | 2 | Onshore Wind Turbine | WT |  | S | 16.2 | 16.2 | 1.1 | N | 2003 |  |  | N | IPP Non-CHP | 2 | X | WND
Natural Gas Steam Turbine.NG | natural gas steam turbine | FALSE | 5321 | ABC Coke - Drummond Co, Inc | 56076 | ABC Coke | AL | Jefferson | 1 | Natural Gas Steam Turbine | ST |  | S | 3.8 | 3.8 | 1.2 | N | 1997 |  |  | Y | Industrial CHP | 7 | B | NG | OG
Natural Gas Fired Combined Cycle.NG | natural gas combined cycle | TRUE | 19281 | Turlock Irrigation District | 56078 | Walnut Energy Center | CA | Stanislaus | 1 | Natural Gas Fired Combined Cycle | CT | WEC | S | 84 | 84 | 42 | N | 2006 |  |  | N | Electric Utility | 1 | X | NG
Natural Gas Fired Combined Cycle.NG | natural gas combined cycle | TRUE | 19281 | Turlock Irrigation District | 56078 | Walnut Energy Center | CA | Stanislaus | 2 | Natural Gas Fired Combined Cycle | CT | WEC | S | 84 | 84 | 42 | N | 2006 |  |  | N | Electric Utility | 1 | X | NG
Natural Gas Fired Combined Cycle.NG | natural gas combined cycle | TRUE | 19281 | Turlock Irrigation District | 56078 | Walnut Energy Center | CA | Stanislaus | 3 | Natural Gas Fired Combined Cycle | CA | WEC | S | 101 | 101 | 38 | N | 2006 |  |  | N | Electric Utility | 1 | X | NG
Natural Gas Internal Combustion Engine.NG | natural gas peaker | FALSE | 16657 | San Jose/Santa Clara Water P C | 56080 | SJ/SC WPCP | CA | Santa Clara | EG4 | Natural Gas Internal Combustion Engine | IC |  | S | 3.2 | 3.2 | 1.8 | N | 2020 |  |  | Y | Commercial CHP | 5 | T | NG | OBG | DFO
Natural Gas Internal Combustion Engine.NG | natural gas peaker | FALSE | 16657 | San Jose/Santa Clara Water P C | 56080 | SJ/SC WPCP | CA | Santa Clara | EG5 | Natural Gas Internal Combustion Engine | IC |  | S | 3.2 | 3.2 | 1.8 | N | 2020 |  |  | Y | Commercial CHP | 5 | T | NG | OBG | DFO
Natural Gas Internal Combustion Engine.NG | natural gas peaker | FALSE | 16657 | San Jose/Santa Clara Water P C | 56080 | SJ/SC WPCP | CA | Santa Clara | EG6 | Natural Gas Internal Combustion Engine | IC |  | S | 3.2 | 3.2 | 1.8 | N | 2020 |  |  | Y | Commercial CHP | 5 | T | NG | OBG | DFO
Natural Gas Internal Combustion Engine.NG | natural gas peaker | FALSE | 16657 | San Jose/Santa Clara Water P C | 56080 | SJ/SC WPCP | CA | Santa Clara | EG7 | Natural Gas Internal Combustion Engine | IC |  | S | 3.2 | 3.2 | 1.8 | N | 2020 |  |  | Y | Commercial CHP | 5 | T | NG | OBG | DFO
Onshore Wind Turbine.WND | onshore wind | TRUE | 1881 | Blue Canyon Windpower LLC | 56081 | Blue Canyon Windpower | OK | Comanche | EW | Onshore Wind Turbine | WT |  | S | 74.3 | 74.3 | 2.9 | N | 2003 |  |  | N | IPP Non-CHP | 2 | X | WND
Natural Gas Fired Combustion Turbine.NG | natural gas peaker | FALSE | 61143 | Bridge Energy LLC | 56090 | Blacksand Generating Facility | CA | Orange | D182 | Natural Gas Fired Combustion Turbine | GT |  | S | 2.5 | 2.5 | 2.1 | N | 2000 |  |  | N | Industrial Non-CHP | 6 | X | NG
Natural Gas Fired Combustion Turbine.NG | natural gas peaker | FALSE | 61143 | Bridge Energy LLC | 56090 | Blacksand Generating Facility | CA | Orange | D189 | Natural Gas Fired Combustion Turbine | GT |  | S | 3 | 3 | 2.1 | N | 2000 |  |  | N | Industrial Non-CHP | 6 | X | NG
Natural Gas Fired Combustion Turbine.NG | natural gas peaker | FALSE | 61143 | Bridge Energy LLC | 56090 | Blacksand Generating Facility | CA | Orange | D190 | Natural Gas Fired Combustion Turbine | GT |  | S | 0.3 | 0.3 | 0.3 | N | 2012 |  |  | N | Industrial Non-CHP | 6 | X | NG
Onshore Wind Turbine.WND | onshore wind | TRUE | 34721 | FPL Energy South Dakota Wind LLC | 56092 | South Dakota Wind Energy Cente | SD | Hyde | GE15 | Onshore Wind Turbine | WT |  | S | 40.5 | 40.5 | 2 | N | 2003 |  |  | N | IPP Non-CHP | 2 | X | WND
Onshore Wind Turbine.WND | onshore wind | TRUE | 58528 | NextEra Energy Operating Services LLC | 56093 | TransAlta Wyoming Wind | WY | Uinta | GE15 | Onshore Wind Turbine | WT |  | W | 142.2 | 142.2 | 8 | N | 2003 |  |  | N | IPP Non-CHP | 2 | X | WND
Onshore Wind Turbine.WND | onshore wind | TRUE | 34719 | FPL Energy Oklahoma Wind LLC | 56094 | Oklahoma Wind Energy Center | OK | Woodward | GE15 | Onshore Wind Turbine | WT |  | J | 51 | 51 | 5.1 | N | 2003 |  |  | N | IPP Non-CHP | 2 | X | WND
Onshore Wind Turbine.WND | onshore wind | TRUE | 34719 | FPL Energy Oklahoma Wind LLC | 56094 | Oklahoma Wind Energy Center | OK | Woodward | GSOO | Onshore Wind Turbine | WT |  | J | 51 | 51 | 5.1 | N | 2003 |  |  | N | IPP Non-CHP | 2 | X | WND
Onshore Wind Turbine.WND | onshore wind | TRUE | 34717 | FPL Energy New Mexico Wind LLC | 56097 | New Mexico Wind Energy Center | NM | Quay | GE15 | Onshore Wind Turbine | WT |  | S | 204 | 204 | 0 | N | 2003 |  |  | N | IPP Non-CHP | 2 | X | WND
Petroleum Liquids.DFO | petroleum | TRUE | 8628 | City of Hillsboro - (ND) | 56098 | Hillsboro | ND | Traill | 1 | Petroleum Liquids | IC |  | S | 2 | 2 | 1.5 | N | 2002 |  |  | N | Electric Utility | 1 | X | DFO
Petroleum Liquids.DFO | petroleum | TRUE | 8628 | City of Hillsboro - (ND) | 56098 | Hillsboro | ND | Traill | 2 | Petroleum Liquids | IC |  | S | 2 | 2 | 1.5 | N | 2002 |  |  | N | Electric Utility | 1 | X | DFO
Onshore Wind Turbine.WND | onshore wind | TRUE | 34723 | FPL Energy North Dakota Wind LLC | 56099 | FPL Energy North Dakota Wind I/II | ND | LaMoure | GE15 | Onshore Wind Turbine | WT |  | S | 61.5 | 61.5 | 3.1 | N | 2003 |  |  | N | IPP Non-CHP | 2 | X | WND
Petroleum Liquids.DFO | petroleum | TRUE | 17862 | City of St Charles - (MN) | 56100 | St. Charles Power Plant | MN | Winona | 1 | Petroleum Liquids | IC |  | S | 2 | 2 | 1.6 | N | 2004 |  |  | N | Electric Utility | 1 | X | DFO
Petroleum Liquids.DFO | petroleum | TRUE | 17862 | City of St Charles - (MN) | 56100 | St. Charles Power Plant | MN | Winona | 2 | Petroleum Liquids | IC |  | S | 2 | 2 | 1.6 | N | 2004 |  |  | N | Electric Utility | 1 | X | DFO
Petroleum Liquids.DFO | petroleum | TRUE | 17862 | City of St Charles - (MN) | 56100 | St. Charles Power Plant | MN | Winona | 3 | Petroleum Liquids | IC |  | S | 2 | 2 | 1.6 | N | 2004 |  |  | N | Electric Utility | 1 | X | DFO
Petroleum Liquids.DFO | petroleum | TRUE | 17862 | City of St Charles - (MN) | 56100 | St. Charles Power Plant | MN | Winona | 4 | Petroleum Liquids | IC |  | S | 2 | 2 | 1.6 | N | 2004 |  |  | N | Electric Utility | 1 | X | DFO
Natural Gas Fired Combined Cycle.NG | natural gas combined cycle | TRUE | 14354 | PacifiCorp | 56102 | Currant Creek | UT | Juab | CT1A | Natural Gas Fired Combined Cycle | CT | CC1 | S | 135 | 143 | 75 | N | 2005 |  |  | N | Electric Utility | 1 | X | NG
Natural Gas Fired Combined Cycle.NG | natural gas combined cycle | TRUE | 14354 | PacifiCorp | 56102 | Currant Creek | UT | Juab | CT1B | Natural Gas Fired Combined Cycle | CT | CC1 | S | 135 | 143 | 75 | N | 2005 |  |  | N | Electric Utility | 1 | X | NG
Natural Gas Fired Combined Cycle.NG | natural gas combined cycle | TRUE | 14354 | PacifiCorp | 56102 | Currant Creek | UT | Juab | ST1 | Natural Gas Fired Combined Cycle | CA | CC1 | S | 254 | 269 | 130 | N | 2006 |  |  | N | Electric Utility | 1 | X | NG
Natural Gas Fired Combined Cycle.NG | natural gas combined cycle | TRUE | 63705 | MEC Holdings, LLC | 56104 | Mankato Energy Center | MN | Blue Earth | CTG1 | Natural Gas Fired Combined Cycle | CT | MKST | S | 187 | 210 | 120 | N | 2019 |  |  | N | IPP Non-CHP | 2 | X | NG
Natural Gas Fired Combined Cycle.NG | natural gas combined cycle | TRUE | 63705 | MEC Holdings, LLC | 56104 | Mankato Energy Center | MN | Blue Earth | CTG2 | Natural Gas Fired Combined Cycle | CT | MKST | S | 167 | 205 | 120 | N | 2006 |  |  | N | IPP Non-CHP | 2 | X | NG | DFO
Natural Gas Fired Combined Cycle.NG | natural gas combined cycle | TRUE | 63705 | MEC Holdings, LLC | 56104 | Mankato Energy Center | MN | Blue Earth | STG1 | Natural Gas Fired Combined Cycle | CA | MKST | S | 300 | 305 | 75 | N | 2006 |  |  | N | IPP Non-CHP | 2 | X | NG
Onshore Wind Turbine.WND | onshore wind | TRUE | 61369 | Kimball Wind, LLC | 56106 | Kimball Wind | NE | Kimball | KIM01 | Onshore Wind Turbine | WT |  | S | 30 | 30 | 0 | N | 2018 |  |  | N | IPP Non-CHP | 2 | X | WND
Natural Gas Fired Combustion Turbine.NG | natural gas peaker | TRUE | 50111 | Lafayette Utilities System | 56108 | T J Labbe Electric Generating | LA | Lafayette | U-1 | Natural Gas Fired Combustion Turbine | GT |  | S | 47.9 | 47.9 | 20 | N | 2005 |  |  | N | Electric Utility | 1 | X | NG
Natural Gas Fired Combustion Turbine.NG | natural gas peaker | TRUE | 50111 | Lafayette Utilities System | 56108 | T J Labbe Electric Generating | LA | Lafayette | U-2 | Natural Gas Fired Combustion Turbine | GT |  | S | 47.6 | 46.4 | 20 | N | 2005 |  |  | N | Electric Utility | 1 | X | NG
Onshore Wind Turbine.WND | onshore wind | TRUE | 17058 | Shell Wind Energy Inc. | 56111 | Brazos Wind Farm | TX | Scurry | GEN1 | Onshore Wind Turbine | WT |  | J | 182.4 | 182.4 | 10.4 | N | 2003 |  |  | N | IPP Non-CHP | 2 | X | WND
Onshore Wind Turbine.WND | onshore wind | TRUE | 15399 | Avangrid Renewables LLC | 56112 | Mountain View III | CA | Riverside | V47 | Onshore Wind Turbine | WT |  | S | 22.4 | 22.4 | 0 | N | 2003 |  |  | N | IPP Non-CHP | 2 | X | WND
Petroleum Liquids.DFO | petroleum | TRUE | 8573 | City of Highland | 56114 | IMEA Highland | IL | Madison | 1 | Petroleum Liquids | IC |  | S | 1.8 | 1.8 | 0.9 | N | 1996 |  |  | N | Electric Utility | 1 | X | DFO
Petroleum Liquids.DFO | petroleum | TRUE | 8573 | City of Highland | 56114 | IMEA Highland | IL | Madison | 2 | Petroleum Liquids | IC |  | S | 1.8 | 1.8 | 0.9 | N | 1996 |  |  | N | Electric Utility | 1 | X | DFO
Petroleum Liquids.DFO | petroleum | TRUE | 9286 | Illinois Municipal Elec Agency | 56116 | IMEA Flora | IL | Clay | 10 | Petroleum Liquids | IC |  | S | 1.8 | 1.8 | 0.5 | N | 2000 |  |  | N | Electric Utility | 1 | X | DFO
Petroleum Liquids.DFO | petroleum | TRUE | 9286 | Illinois Municipal Elec Agency | 56116 | IMEA Flora | IL | Clay | 6 | Petroleum Liquids | IC |  | S | 1.8 | 1.8 | 0.5 | N | 2000 |  |  | N | Electric Utility | 1 | X | DFO
Petroleum Liquids.DFO | petroleum | TRUE | 9286 | Illinois Municipal Elec Agency | 56116 | IMEA Flora | IL | Clay | 7 | Petroleum Liquids | IC |  | S | 1.8 | 1.8 | 0.5 | N | 2000 |  |  | N | Electric Utility | 1 | X | DFO
Petroleum Liquids.DFO | petroleum | TRUE | 9286 | Illinois Municipal Elec Agency | 56116 | IMEA Flora | IL | Clay | 8 | Petroleum Liquids | IC |  | S | 1.8 | 1.8 | 0.5 | N | 2000 |  |  | N | Electric Utility | 1 | X | DFO
Petroleum Liquids.DFO | petroleum | TRUE | 9286 | Illinois Municipal Elec Agency | 56116 | IMEA Flora | IL | Clay | 9 | Petroleum Liquids | IC |  | S | 1.8 | 1.8 | 0.5 | N | 2000 |  |  | N | Electric Utility | 1 | X | DFO
Petroleum Liquids.DFO | petroleum | TRUE | 6417 | City of Flora - (IL) | 56117 | Flora Site A | IL | Clay | 1 | Petroleum Liquids | IC |  | S | 1.8 | 1.8 | 0.5 | N | 2001 |  |  | N | Electric Utility | 1 | X | DFO
Petroleum Liquids.DFO | petroleum | TRUE | 6417 | City of Flora - (IL) | 56117 | Flora Site A | IL | Clay | 2 | Petroleum Liquids | IC |  | S | 1.8 | 1.8 | 0.5 | N | 2001 |  |  | N | Electric Utility | 1 | X | DFO
Petroleum Liquids.DFO | petroleum | TRUE | 6417 | City of Flora - (IL) | 56117 | Flora Site A | IL | Clay | 3 | Petroleum Liquids | IC |  | S | 1.8 | 1.8 | 0.5 | N | 2001 |  |  | N | Electric Utility | 1 | X | DFO
Petroleum Liquids.DFO | petroleum | TRUE | 6417 | City of Flora - (IL) | 56118 | Flora Site B | IL | Clay | 4 | Petroleum Liquids | IC |  | S | 1.8 | 1.8 | 0.5 | N | 2001 |  |  | N | Electric Utility | 1 | X | DFO
Petroleum Liquids.DFO | petroleum | TRUE | 6417 | City of Flora - (IL) | 56118 | Flora Site B | IL | Clay | 5 | Petroleum Liquids | IC |  | S | 1.8 | 1.8 | 0.5 | N | 2001 |  |  | N | Electric Utility | 1 | X | DFO
Landfill Gas.LFG | natural gas peaker | TRUE | 49775 | Middlesex County Utilities Authority | 56119 | Middlesex County Utilities Authority | NJ | Middlesex | 100 | Landfill Gas | CT | CA1 | S | 4.1 | 4.9 | 3 | N | 2001 |  |  | Y | IPP CHP | 3 | T | LFG
Landfill Gas.LFG | natural gas peaker | TRUE | 49775 | Middlesex County Utilities Authority | 56119 | Middlesex County Utilities Authority | NJ | Middlesex | 200 | Landfill Gas | CT | CA1 | S | 4.1 | 4.9 | 3 | N | 2001 |  |  | Y | IPP CHP | 3 | T | LFG
Landfill Gas.LFG | natural gas peaker | TRUE | 49775 | Middlesex County Utilities Authority | 56119 | Middlesex County Utilities Authority | NJ | Middlesex | 300 | Landfill Gas | CA | CA1 | S | 10.6 | 10.6 | 1.5 | N | 1961 |  |  | Y | IPP CHP | 3 | B | LFG
Landfill Gas.LFG | natural gas peaker | TRUE | 17543 | South Carolina Public Service Authority | 56120 | Lee County Landfill | SC | Lee | L1 | Landfill Gas | IC |  | S | 1.8 | 1.8 | 0.9 | N | 2005 |  |  | N | Electric Utility | 1 | X | LFG
Landfill Gas.LFG | natural gas peaker | TRUE | 17543 | South Carolina Public Service Authority | 56120 | Lee County Landfill | SC | Lee | L2 | Landfill Gas | IC |  | S | 1.8 | 1.8 | 0.9 | N | 2005 |  |  | N | Electric Utility | 1 | X | LFG
Landfill Gas.LFG | natural gas peaker | TRUE | 17543 | South Carolina Public Service Authority | 56120 | Lee County Landfill | SC | Lee | L3 | Landfill Gas | IC |  | S | 1.8 | 1.8 | 0.9 | N | 2005 |  |  | N | Electric Utility | 1 | X | LFG
Landfill Gas.LFG | natural gas peaker | TRUE | 17543 | South Carolina Public Service Authority | 56120 | Lee County Landfill | SC | Lee | L4 | Landfill Gas | GT |  | S | 5.2 | 5.2 | 3.7 | N | 2006 |  |  | N | Electric Utility | 1 | X | LFG
Landfill Gas.LFG | natural gas peaker | TRUE | 17543 | South Carolina Public Service Authority | 56122 | Richland County Landfill | SC | Richland | R1 | Landfill Gas | GT |  | S | 5.2 | 5.2 | 3.7 | N | 2006 |  |  | N | Electric Utility | 1 | X | LFG
Landfill Gas.LFG | natural gas peaker | TRUE | 17543 | South Carolina Public Service Authority | 56122 | Richland County Landfill | SC | Richland | R2 | Landfill Gas | IC |  | S | 1.5 | 1.5 | 0.6 | N | 2010 |  |  | N | Electric Utility | 1 | X | LFG
Landfill Gas.LFG | natural gas peaker | TRUE | 17543 | South Carolina Public Service Authority | 56122 | Richland County Landfill | SC | Richland | R3 | Landfill Gas | IC |  | S | 1.5 | 1.5 | 0.6 | N | 2010 |  |  | N | Electric Utility | 1 | X | LFG
Conventional Hydroelectric.WAT | hydro | TRUE | 30076 | Calleguas Mun Water District | 56125 | Springville Hydroelectric | CA | Ventura | 4152 | Conventional Hydroelectric | HY |  | S | 1 | 1 | 0.4 | N | 1994 |  |  | N | IPP Non-CHP | 2 | X | WAT
Natural Gas Fired Combustion Turbine.NG | natural gas peaker | TRUE | 11460 | City of Macon - (MO) | 56127 | Macon Energy Center | MO | Macon | 1 | Natural Gas Fired Combustion Turbine | GT |  | S | 10.9 | 11.9 | 6.1 | N | 2003 |  |  | Y | Electric Utility | 1 | T | NG
Petroleum Liquids.DFO | petroleum | TRUE | 59159 | Central Electric Power | 56129 | Thermal Kem | SC | York | 1 | Petroleum Liquids | IC |  | S | 2.4 | 2.4 | 2 | N | 2003 |  |  | N | Electric Utility | 1 | X | DFO
Petroleum Liquids.DFO | petroleum | TRUE | 59159 | Central Electric Power | 56131 | Valenite | SC | Oconee | 1 | Petroleum Liquids | IC |  | S | 2.4 | 2.4 | 2 | N | 2003 |  |  | N | Electric Utility | 1 | X | DFO
Petroleum Liquids.DFO | petroleum | TRUE | 59159 | Central Electric Power | 56132 | Honea Path | SC | Abbeville | 1 | Petroleum Liquids | IC |  | S | 2.4 | 2.4 | 2 | N | 2003 |  |  | N | Electric Utility | 1 | X | DFO
Other Waste Biomass.OBG | biomass | FALSE | 55934 | City of Stockton MUD | 56134 | Regional Wastewater Control Facility | CA | San Joaquin | 0101 | Other Waste Biomass | IC |  | S | 1 | 1 | 0.8 | N | 2000 |  |  | Y | Commercial CHP | 5 | T | OBG | NG
Other Waste Biomass.OBG | biomass | FALSE | 55934 | City of Stockton MUD | 56134 | Regional Wastewater Control Facility | CA | San Joaquin | 0301 | Other Waste Biomass | IC |  | S | 1 | 1 | 0.8 | N | 2000 |  |  | Y | Commercial CHP | 5 | T | OBG | NG
Other Waste Biomass.OBG | biomass | FALSE | 55934 | City of Stockton MUD | 56134 | Regional Wastewater Control Facility | CA | San Joaquin | 0401 | Other Waste Biomass | IC |  | S | 1 | 1 | 0.8 | N | 2000 |  |  | Y | Commercial CHP | 5 | T | OBG | NG
Petroleum Liquids.DFO | petroleum | FALSE | 55934 | City of Stockton MUD | 56134 | Regional Wastewater Control Facility | CA | San Joaquin | 0501 | Petroleum Liquids | IC |  | S | 1 | 1 | 0.8 | N | 2000 |  |  | Y | Commercial CHP | 5 | T | DFO
Natural Gas Fired Combustion Turbine.NG | natural gas peaker | TRUE | 12745 | Modesto Irrigation District | 56135 | Ripon Generation Station | CA | San Joaquin | 1 | Natural Gas Fired Combustion Turbine | GT |  | S | 50 | 50 | 20 | N | 2006 |  |  | N | Electric Utility | 1 | X | NG
Natural Gas Fired Combustion Turbine.NG | natural gas peaker | TRUE | 12745 | Modesto Irrigation District | 56135 | Ripon Generation Station | CA | San Joaquin | 2 | Natural Gas Fired Combustion Turbine | GT |  | S | 50 | 50 | 20 | N | 2006 |  |  | N | Electric Utility | 1 | X | NG
Petroleum Liquids.DFO | petroleum | FALSE | 64814 | Anderson Erickson Dairy | 56138 | Anderson Erickson | IA | Polk | 1 | Petroleum Liquids | IC |  | S | 2 | 2 | 2 | N | 2000 |  |  | N | Industrial Non-CHP | 6 | X | DFO
All Other.OTH | other | FALSE | 29925 | Enterprise Products Optg LP | 56139 | Neptune Gas Processing Plant | LA | St Mary | NPCG | All Other | OT |  | S | 3.1 | 3.5 | 1.6 | N | 2004 |  |  | Y | Industrial CHP | 7 | B | OTH
Natural Gas Fired Combustion Turbine.NG | natural gas peaker | TRUE | 49786 | Jamaica Bay Peaking Facility, LLC | 56141 | Jamaica Bay Peaking | NY | Queens | 2 | Natural Gas Fired Combustion Turbine | GT |  | S | 55.8 | 60 | 26 | N | 2003 |  |  | N | IPP Non-CHP | 2 | X | NG | KER
Natural Gas Fired Combustion Turbine.NG | natural gas peaker | TRUE | 16088 | City of Riverside - (CA) | 56143 | Riverside Energy Resource Center | CA | Riverside | 1 | Natural Gas Fired Combustion Turbine | GT |  | S | 50 | 50 | 20 | N | 2006 |  |  | N | Electric Utility | 1 | X | NG
Natural Gas Fired Combustion Turbine.NG | natural gas peaker | TRUE | 16088 | City of Riverside - (CA) | 56143 | Riverside Energy Resource Center | CA | Riverside | 2 | Natural Gas Fired Combustion Turbine | GT |  | S | 50 | 50 | 20 | N | 2006 |  |  | N | Electric Utility | 1 | X | NG
Natural Gas Fired Combustion Turbine.NG | natural gas peaker | TRUE | 16088 | City of Riverside - (CA) | 56143 | Riverside Energy Resource Center | CA | Riverside | 3 | Natural Gas Fired Combustion Turbine | GT |  | S | 48 | 48 | 20 | N | 2011 |  |  | N | Electric Utility | 1 | X | NG
Natural Gas Fired Combustion Turbine.NG | natural gas peaker | TRUE | 16088 | City of Riverside - (CA) | 56143 | Riverside Energy Resource Center | CA | Riverside | 4 | Natural Gas Fired Combustion Turbine | GT |  | S | 48 | 48 | 20 | N | 2011 |  |  | N | Electric Utility | 1 | X | NG
Natural Gas Fired Combustion Turbine.NG | natural gas peaker | TRUE | 16088 | City of Riverside - (CA) | 56144 | Springs Generating Station | CA | Riverside | 1 | Natural Gas Fired Combustion Turbine | GT |  | S | 10 | 10 | 8 | N | 2002 |  |  | N | Electric Utility | 1 | X | NG
Natural Gas Fired Combustion Turbine.NG | natural gas peaker | TRUE | 16088 | City of Riverside - (CA) | 56144 | Springs Generating Station | CA | Riverside | 2 | Natural Gas Fired Combustion Turbine | GT |  | S | 10 | 10 | 8 | N | 2002 |  |  | N | Electric Utility | 1 | X | NG
Natural Gas Fired Combustion Turbine.NG | natural gas peaker | TRUE | 16088 | City of Riverside - (CA) | 56144 | Springs Generating Station | CA | Riverside | 3 | Natural Gas Fired Combustion Turbine | GT |  | S | 10 | 10 | 8 | N | 2002 |  |  | N | Electric Utility | 1 | X | NG
Natural Gas Fired Combustion Turbine.NG | natural gas peaker | TRUE | 16088 | City of Riverside - (CA) | 56144 | Springs Generating Station | CA | Riverside | 4 | Natural Gas Fired Combustion Turbine | GT |  | S | 10 | 10 | 8 | N | 2002 |  |  | N | Electric Utility | 1 | X | NG
Petroleum Liquids.DFO | petroleum | TRUE | 219 | Alaska Power and Telephone Co | 56146 | False Island | AK | Prince of Wales Ketchikan | 1 | Petroleum Liquids | IC |  | S | 1.3 | 1.3 | 0.5 | N | 2003 |  |  | N | Electric Utility | 1 | X | DFO
Petroleum Liquids.DFO | petroleum | TRUE | 219 | Alaska Power and Telephone Co | 56146 | False Island | AK | Prince of Wales Ketchikan | 4 | Petroleum Liquids | IC |  | S | 2.5 | 2.5 | 1 | N | 2023 |  |  | N | Electric Utility | 1 | X | DFO
Petroleum Liquids.DFO | petroleum | TRUE | 219 | Alaska Power and Telephone Co | 56147 | Viking | AK | Prince of Wales Ketchikan | 1 | Petroleum Liquids | IC |  | S | 1 | 1 | 0.4 | N | 2003 |  |  | N | Electric Utility | 1 | X | DFO
Petroleum Liquids.DFO | petroleum | TRUE | 6615 | City of Fort Pierre - (SD) | 56148 | Ft. Pierre | SD | Stanley | 5 | Petroleum Liquids | IC |  | S | 2 | 2 | 1.5 | N | 2004 |  |  | N | Electric Utility | 1 | X | DFO
Petroleum Liquids.DFO | petroleum | TRUE | 6615 | City of Fort Pierre - (SD) | 56148 | Ft. Pierre | SD | Stanley | 6 | Petroleum Liquids | IC |  | S | 2 | 2 | 1.5 | N | 2004 |  |  | N | Electric Utility | 1 | X | DFO
Petroleum Liquids.DFO | petroleum | TRUE | 6615 | City of Fort Pierre - (SD) | 56148 | Ft. Pierre | SD | Stanley | 7 | Petroleum Liquids | IC |  | S | 2 | 2 | 1.5 | N | 2004 |  |  | N | Electric Utility | 1 | X | DFO
Natural Gas Fired Combined Cycle.NG | natural gas combined cycle | TRUE | 7140 | Georgia Power Co | 56150 | McIntosh Combined Cycle Facility | GA | Effingham | 10ST | Natural Gas Fired Combined Cycle | CA | G110 | S | 295 | 295 | 130 | N | 2005 |  |  | N | Electric Utility | 1 | X | NG
Natural Gas Fired Combined Cycle.NG | natural gas combined cycle | TRUE | 7140 | Georgia Power Co | 56150 | McIntosh Combined Cycle Facility | GA | Effingham | 11ST | Natural Gas Fired Combined Cycle | CA | G111 | S | 295 | 295 | 130 | N | 2005 |  |  | N | Electric Utility | 1 | X | NG
Natural Gas Fired Combined Cycle.NG | natural gas combined cycle | TRUE | 7140 | Georgia Power Co | 56150 | McIntosh Combined Cycle Facility | GA | Effingham | C10A | Natural Gas Fired Combined Cycle | CT | G110 | S | 181.8 | 192.6 | 125 | N | 2005 |  |  | N | Electric Utility | 1 | X | NG | DFO
Natural Gas Fired Combined Cycle.NG | natural gas combined cycle | TRUE | 7140 | Georgia Power Co | 56150 | McIntosh Combined Cycle Facility | GA | Effingham | C10B | Natural Gas Fired Combined Cycle | CT | G110 | S | 181.8 | 192.6 | 125 | N | 2005 |  |  | N | Electric Utility | 1 | X | NG | DFO
Natural Gas Fired Combined Cycle.NG | natural gas combined cycle | TRUE | 7140 | Georgia Power Co | 56150 | McIntosh Combined Cycle Facility | GA | Effingham | C11A | Natural Gas Fired Combined Cycle | CT | G111 | S | 181 | 192.3 | 125 | N | 2005 |  |  | N | Electric Utility | 1 | X | NG | DFO
Natural Gas Fired Combined Cycle.NG | natural gas combined cycle | TRUE | 7140 | Georgia Power Co | 56150 | McIntosh Combined Cycle Facility | GA | Effingham | C11B | Natural Gas Fired Combined Cycle | CT | G111 | S | 181 | 192.3 | 125 | N | 2005 |  |  | N | Electric Utility | 1 | X | NG | DFO
Natural Gas Fired Combustion Turbine.NG | natural gas peaker | TRUE | 12698 | Evergy Missouri West | 56151 | South Harper | MO | Cass | GT1 | Natural Gas Fired Combustion Turbine | GT |  | S | 105.8 | 105.8 | 80 | N | 2005 |  |  | N | Electric Utility | 1 | X | NG
Natural Gas Fired Combustion Turbine.NG | natural gas peaker | TRUE | 12698 | Evergy Missouri West | 56151 | South Harper | MO | Cass | GT2 | Natural Gas Fired Combustion Turbine | GT |  | S | 107.6 | 107.6 | 80 | N | 2005 |  |  | N | Electric Utility | 1 | X | NG
Natural Gas Fired Combustion Turbine.NG | natural gas peaker | TRUE | 12698 | Evergy Missouri West | 56151 | South Harper | MO | Cass | GT3 | Natural Gas Fired Combustion Turbine | GT |  | S | 107.8 | 107.8 | 80 | N | 2005 |  |  | N | Electric Utility | 1 | X | NG
Natural Gas Fired Combined Cycle.NG | natural gas combined cycle | FALSE | 5338 | Dow Chemical Co | 56152 | Freeport Energy Center | TX | Brazoria | CTG1 | Natural Gas Fired Combined Cycle | CT | PLTB | W | 169.4 | 188.7 | 110 | N | 2007 |  |  | Y | Industrial CHP | 7 | T | NG
Natural Gas Fired Combined Cycle.NG | natural gas combined cycle | FALSE | 5338 | Dow Chemical Co | 56152 | Freeport Energy Center | TX | Brazoria | STG1 | Natural Gas Fired Combined Cycle | CA | PLTB | W | 50 | 70 | 4 | N | 2007 |  |  | Y | Industrial CHP | 7 | T | NG
Onshore Wind Turbine.WND | onshore wind | TRUE | 50123 | Leeward Asset Management, LLC | 56160 | Mendota Hills, LLC | IL | Lee | GEN1 | Onshore Wind Turbine | WT |  | S | 76.2 | 76.2 | 0.1 | N | 2003 |  |  | N | IPP Non-CHP | 2 | X | WND
Onshore Wind Turbine.WND | onshore wind | TRUE | 13337 | Nebraska Public Power District | 56162 | Ainsworth Wind | NE | Brown | 1 | Onshore Wind Turbine | WT |  | S | 59.4 | 59.4 | 0 | N | 2005 |  |  | N | Electric Utility | 1 | X | WND
Natural Gas Fired Combustion Turbine.NG | natural gas peaker | FALSE | 49805 | Kennecott Utah Copper | 56163 | Kennecott Power Plant | UT | Salt Lake | RCHP | Natural Gas Fired Combustion Turbine | GT |  | S | 5.9 | 6.4 | 0.3 | N | 2010 |  |  | Y | Industrial CHP | 7 | T | NG
All Other.WH | other | FALSE | 49805 | Kennecott Utah Copper | 56163 | Kennecott Power Plant | UT | Salt Lake | SM58 | All Other | ST |  | S | 31.8 | 31.8 | 3.1 | N | 1995 |  |  | N | Industrial CHP | 7 | X | WH
Natural Gas Fired Combined Cycle.NG | natural gas combined cycle | TRUE | 12667 | Minnesota Municipal Power Agny | 56164 | Faribault Energy Park | MN | Rice | EU01 | Natural Gas Fired Combined Cycle | CT | G861 | S | 153 | 182 | 110 | N | 2005 |  |  | N | Electric Utility | 1 | X | NG | DFO
Natural Gas Fired Combined Cycle.NG | natural gas combined cycle | TRUE | 12667 | Minnesota Municipal Power Agny | 56164 | Faribault Energy Park | MN | Rice | HRSG | Natural Gas Fired Combined Cycle | CA | G861 | S | 108 | 108 | 70 | N | 2007 |  |  | N | Electric Utility | 1 | X | NG | DFO
Natural Gas Fired Combustion Turbine.NG | natural gas peaker | TRUE | 20856 | Wisconsin Power & Light Co | 56166 | Sheboygan Falls | WI | Sheboygan | 1 | Natural Gas Fired Combustion Turbine | GT |  | W | 151.2 | 186 | 100 | N | 2005 |  |  | N | Electric Utility | 1 | X | NG
Natural Gas Fired Combustion Turbine.NG | natural gas peaker | TRUE | 20856 | Wisconsin Power & Light Co | 56166 | Sheboygan Falls | WI | Sheboygan | 2 | Natural Gas Fired Combustion Turbine | GT |  | W | 148.2 | 182.1 | 100 | N | 2005 |  |  | N | Electric Utility | 1 | X | NG
Onshore Wind Turbine.WND | onshore wind | TRUE | 15399 | Avangrid Renewables LLC | 56172 | Flying Cloud Power Partners LLC | IA | Dickinson | FC | Onshore Wind Turbine | WT |  | S | 43.5 | 43.5 | 0 | N | 2003 |  |  | N | IPP Non-CHP | 2 | X | WND
Onshore Wind Turbine.WND | onshore wind | TRUE | 15399 | Avangrid Renewables LLC | 56173 | Colorado Green Holdings LLC | CO | Prowers | CG | Onshore Wind Turbine | WT |  | S | 162 | 162 | 0 | N | 2003 |  |  | N | IPP Non-CHP | 2 | X | WND
Onshore Wind Turbine.WND | onshore wind | TRUE | 15399 | Avangrid Renewables LLC | 56174 | Moraine Wind LLC | MN | Pipestone | MOR | Onshore Wind Turbine | WT |  | S | 51 | 51 | 0 | N | 2003 |  |  | N | IPP Non-CHP | 2 | X | WND
Natural Gas Fired Combined Cycle.NG | natural gas combined cycle | TRUE | 40575 | Utah Associated Mun Power Sys | 56177 | Nebo Power Station | UT | Utah | GT1 | Natural Gas Fired Combined Cycle | CT | CC1 | S | 65 | 65 | 5 | N | 2004 |  |  | N | Electric Utility | 1 | X | NG
Natural Gas Fired Combined Cycle.NG | natural gas combined cycle | TRUE | 40575 | Utah Associated Mun Power Sys | 56177 | Nebo Power Station | UT | Utah | ST1 | Natural Gas Fired Combined Cycle | CA | CC1 | S | 65 | 75 | 5 | N | 2004 |  |  | N | Electric Utility | 1 | X | NG
Petroleum Liquids.DFO | petroleum | TRUE | 7100 | Village of Genoa - (OH) | 56181 | Genoa Diesel Generating Station | OH | Ottawa | 1 | Petroleum Liquids | IC |  | S | 2 | 2 | 2 | N | 2004 |  |  | N | Electric Utility | 1 | X | DFO
Petroleum Liquids.DFO | petroleum | TRUE | 7100 | Village of Genoa - (OH) | 56181 | Genoa Diesel Generating Station | OH | Ottawa | 2 | Petroleum Liquids | IC |  | S | 2 | 2 | 2 | N | 2004 |  |  | N | Electric Utility | 1 | X | DFO
Petroleum Liquids.DFO | petroleum | TRUE | 7100 | Village of Genoa - (OH) | 56181 | Genoa Diesel Generating Station | OH | Ottawa | 3 | Petroleum Liquids | IC |  | S | 2 | 2 | 2 | N | 2004 |  |  | N | Electric Utility | 1 | X | DFO
Natural Gas Internal Combustion Engine.NG | natural gas peaker | TRUE | 55784 | California Power Holdings LLC | 56184 | Red Bluff | CA | Tehama | IC1 | Natural Gas Internal Combustion Engine | IC |  | S | 2.8 | 2.8 | 1.2 | N | 2001 |  |  | N | IPP Non-CHP | 2 | X | NG
Natural Gas Internal Combustion Engine.NG | natural gas peaker | TRUE | 55784 | California Power Holdings LLC | 56184 | Red Bluff | CA | Tehama | IC10 | Natural Gas Internal Combustion Engine | IC |  | S | 2.8 | 2.8 | 1.2 | N | 2001 |  |  | N | IPP Non-CHP | 2 | X | NG
Natural Gas Internal Combustion Engine.NG | natural gas peaker | TRUE | 55784 | California Power Holdings LLC | 56184 | Red Bluff | CA | Tehama | IC11 | Natural Gas Internal Combustion Engine | IC |  | S | 2.8 | 2.8 | 1.2 | N | 2001 |  |  | N | IPP Non-CHP | 2 | X | NG
Natural Gas Internal Combustion Engine.NG | natural gas peaker | TRUE | 55784 | California Power Holdings LLC | 56184 | Red Bluff | CA | Tehama | IC12 | Natural Gas Internal Combustion Engine | IC |  | S | 2.8 | 2.8 | 1.2 | N | 2001 |  |  | N | IPP Non-CHP | 2 | X | NG
Natural Gas Internal Combustion Engine.NG | natural gas peaker | TRUE | 55784 | California Power Holdings LLC | 56184 | Red Bluff | CA | Tehama | IC13 | Natural Gas Internal Combustion Engine | IC |  | S | 2.8 | 2.8 | 1.2 | N | 2001 |  |  | N | IPP Non-CHP | 2 | X | NG
Natural Gas Internal Combustion Engine.NG | natural gas peaker | TRUE | 55784 | California Power Holdings LLC | 56184 | Red Bluff | CA | Tehama | IC14 | Natural Gas Internal Combustion Engine | IC |  | S | 2.8 | 2.8 | 1.2 | N | 2001 |  |  | N | IPP Non-CHP | 2 | X | NG
Natural Gas Internal Combustion Engine.NG | natural gas peaker | TRUE | 55784 | California Power Holdings LLC | 56184 | Red Bluff | CA | Tehama | IC15 | Natural Gas Internal Combustion Engine | IC |  | S | 2.8 | 2.8 | 1.2 | N | 2001 |  |  | N | IPP Non-CHP | 2 | X | NG
Natural Gas Internal Combustion Engine.NG | natural gas peaker | TRUE | 55784 | California Power Holdings LLC | 56184 | Red Bluff | CA | Tehama | IC16 | Natural Gas Internal Combustion Engine | IC |  | S | 2.8 | 2.8 | 1.2 | N | 2001 |  |  | N | IPP Non-CHP | 2 | X | NG
Natural Gas Internal Combustion Engine.NG | natural gas peaker | TRUE | 55784 | California Power Holdings LLC | 56184 | Red Bluff | CA | Tehama | IC2 | Natural Gas Internal Combustion Engine | IC |  | S | 2.8 | 2.8 | 1.2 | N | 2001 |  |  | N | IPP Non-CHP | 2 | X | NG
Natural Gas Internal Combustion Engine.NG | natural gas peaker | TRUE | 55784 | California Power Holdings LLC | 56184 | Red Bluff | CA | Tehama | IC3 | Natural Gas Internal Combustion Engine | IC |  | S | 2.8 | 2.8 | 1.2 | N | 2001 |  |  | N | IPP Non-CHP | 2 | X | NG
Natural Gas Internal Combustion Engine.NG | natural gas peaker | TRUE | 55784 | California Power Holdings LLC | 56184 | Red Bluff | CA | Tehama | IC4 | Natural Gas Internal Combustion Engine | IC |  | S | 2.8 | 2.8 | 1.2 | N | 2001 |  |  | N | IPP Non-CHP | 2 | X | NG
Natural Gas Internal Combustion Engine.NG | natural gas peaker | TRUE | 55784 | California Power Holdings LLC | 56184 | Red Bluff | CA | Tehama | IC5 | Natural Gas Internal Combustion Engine | IC |  | S | 2.8 | 2.8 | 1.2 | N | 2001 |  |  | N | IPP Non-CHP | 2 | X | NG
Natural Gas Internal Combustion Engine.NG | natural gas peaker | TRUE | 55784 | California Power Holdings LLC | 56184 | Red Bluff | CA | Tehama | IC6 | Natural Gas Internal Combustion Engine | IC |  | S | 2.8 | 2.8 | 1.2 | N | 2001 |  |  | N | IPP Non-CHP | 2 | X | NG
Natural Gas Internal Combustion Engine.NG | natural gas peaker | TRUE | 55784 | California Power Holdings LLC | 56184 | Red Bluff | CA | Tehama | IC7 | Natural Gas Internal Combustion Engine | IC |  | S | 2.8 | 2.8 | 1.2 | N | 2001 |  |  | N | IPP Non-CHP | 2 | X | NG