solar pv | TRUE | 63312 | N | . | Hyacinth Solar, LLC | National Grid Renewables | 62759 | MN | WNC | MRO |  | 22 | 2 | NAICS-22 Non-Cogen | PV | SUN | SUN | MISO | 18244 | 2063 | 2021
solar pv | TRUE | 63313 | N | . | Coral Bells Solar, LLC | National Grid Renewables | 62759 | MN | WNC | MRO |  | 22 | 2 | NAICS-22 Non-Cogen | PV | SUN | SUN | MISO | 19316 | 2184 | 2021
solar pv | TRUE | 63314 | N | . | Primrose Solar, LLC | National Grid Renewables | 62759 | MN | WNC | MRO |  | 22 | 2 | NAICS-22 Non-Cogen | PV | SUN | SUN | MISO | 16503 | 1866 | 2021
solar pv | TRUE | 63315 | N | . | Kerria Solar, LLC | National Grid Renewables | 62759 | MN | WNC | MRO |  | 22 | 2 | NAICS-22 Non-Cogen | PV | SUN | SUN | MISO | 18830 | 2129 | 2021
solar pv | TRUE | 63317 | N | . | Geranium Solar, LLC | National Grid Renewables | 62759 | MN | WNC | MRO |  | 22 | 2 | NAICS-22 Non-Cogen | PV | SUN | SUN | MISO | 19085 | 2158 | 2021
solar pv | TRUE | 63318 | N | . | Bellflower Solar, LLC | National Grid Renewables | 62759 | MN | WNC | MRO |  | 22 | 2 | NAICS-22 Non-Cogen | PV | SUN | SUN | MISO | 16353 | 1849 | 2021
solar pv | TRUE | 63319 | N | . | Iris Solar, LLC (MN) | National Grid Renewables | 62759 | MN | WNC | MRO |  | 22 | 2 | NAICS-22 Non-Cogen | PV | SUN | SUN | MISO | 19208 | 2172 | 2021
solar pv | TRUE | 63320 | N | . | Titan Solar Project | SE Titan, LLC | 63092 | TX | WSC | TRE |  | 22 | 2 | NAICS-22 Non-Cogen | PV | SUN | SUN | ERCO | 353698 | 39993 | 2021
solar pv | TRUE | 63321 | N | . | Bingham Solar, LLC | National Grid Renewables | 62759 | MI | ENC | MRO |  | 22 | 2 | NAICS-22 Non-Cogen | PV | SUN | SUN | MISO | 329085 | 37210 | 2021
solar pv | TRUE | 63322 | N | . | Temperance Solar, LLC | National Grid Renewables | 62759 | MI | ENC | MRO |  | 22 | 2 | NAICS-22 Non-Cogen | PV | SUN | SUN | MISO | 341113 | 38570 | 2021
solar pv | TRUE | 63323 | N | . | Bluefin Origination 1 | Bluefin Origination 1, LLC | 63080 | MD | SAT | RFC |  | 22 | 2 | NAICS-22 Non-Cogen | PV | SUN | SUN | PJM | 37384 | 4227 | 2021
other | TRUE | 63324 | N | . | Camp Atterbury Microgrid Hybrid | Duke Energy Indiana, LLC | 15470 | IN | ENC | RFC |  | 22 | 1 | Electric Utility | BA | MWH | OTH | MISO | 0 | -72 | 2021
solar pv | TRUE | 63324 | N | . | Camp Atterbury Microgrid Hybrid | Duke Energy Indiana, LLC | 15470 | IN | ENC | RFC |  | 22 | 1 | Electric Utility | PV | SUN | SUN | MISO | 24755 | 2799 | 2021
onshore wind | TRUE | 63327 | N | . | Diamond Spring, LLC | Allete Clean Energy | 59496 | OK | WSC | MRO |  | 22 | 2 | NAICS-22 Non-Cogen | WT | WND | WND | SWPP | 8609254 | 973457 | 2021
solar pv | TRUE | 63328 | N | . | Juno Solar Project | SE Juno, LLC | 63100 | TX | WSC | TRE |  | 22 | 2 | NAICS-22 Non-Cogen | PV | SUN | SUN | ERCO | 4759362 | 538146 | 2021
solar pv | TRUE | 63329 | N | . | Aragorn Solar Project | SE Aragorn, LLC | 63101 | TX | WSC | TRE |  | 22 | 2 | NAICS-22 Non-Cogen | PV | SUN | SUN | ERCO | 265108 | 29976 | 2021
solar pv | TRUE | 63330 | N | . | Duus Solar, LLC | Alchemy Renewable Energy | 62627 | OR | PACC | WECC |  | 22 | 2 | NAICS-22 Non-Cogen | PV | SUN | SUN | PGE | 173483 | 19616 | 2021
solar pv | TRUE | 63331 | N | . | Firwood Solar, LLC | Alchemy Renewable Energy | 62627 | OR | PACC | WECC |  | 22 | 2 | NAICS-22 Non-Cogen | PV | SUN | SUN | PGE | 165787 | 18746 | 2021
solar pv | TRUE | 63332 | N | . | Aulander Hwy 42 Solar, LLC | Alchemy Renewable Energy | 62627 | NC | SAT | SERC |  | 22 | 2 | NAICS-22 Non-Cogen | PV | SUN | SUN | PJM | 82779 | 9360 | 2021
solar pv | TRUE | 63334 | N | . | Campus Drive Solar | NJR Clean Energy Ventures Corporation | 56990 | NJ | MAT | RFC |  | 22 | 2 | NAICS-22 Non-Cogen | PV | SUN | SUN | PJM | 52922 | 5984 | 2021
natural gas peaker | TRUE | 63335 | N | . | HO Clarke Generating | ProEnergy Services | 63082 | TX | WSC | TRE |  | 22 | 2 | NAICS-22 Non-Cogen | GT | NG | NG | ERCO | 2453955 | 235300 | 2021
solar pv | TRUE | 63336 | N | . | Sutton Solar 2, LLC CSG | Sutton Solar 2, LLC | 63106 | MA | NEW | NPCC |  | 22 | 2 | NAICS-22 Non-Cogen | PV | SUN | SUN | ISNE | 4988 | 564 | 2021
other | TRUE | 63337 | N | . | Lansing Renewables, LLC | Lansing Renewables, LLC | 63107 | NY | MAT | NPCC |  | 22 | 2 | NAICS-22 Non-Cogen | BA | MWH | OTH | NYIS | 0 | 0 | 2021
solar pv | TRUE | 63337 | N | . | Lansing Renewables, LLC | Lansing Renewables, LLC | 63107 | NY | MAT | NPCC |  | 22 | 2 | NAICS-22 Non-Cogen | PV | SUN | SUN | NYIS | 62731 | 7093 | 2021
solar pv | TRUE | 63338 | N | . | Granby Solar, LLC CSG | Granby Solar, LLC | 63108 | MA | NEW | NPCC |  | 22 | 2 | NAICS-22 Non-Cogen | PV | SUN | SUN | ISNE | 8023 | 907 | 2021
solar pv | TRUE | 63339 | N | . | Hales Mills Solar, LLC | Hales Mills Solar, LLC | 63109 | NY | MAT | NPCC |  | 22 | 2 | NAICS-22 Non-Cogen | PV | SUN | SUN | NYIS | 51932 | 5872 | 2021
solar pv | TRUE | 63340 | N | . | Owlville Creek Solar 2, LLC | Owlville Creek Solar 2, LLC | 63110 | NY | MAT | NPCC |  | 22 | 2 | NAICS-22 Non-Cogen | PV | SUN | SUN | NYIS | 62953 | 7118 | 2021
solar pv | TRUE | 63341 | N | . | Owlville Creek Solar, LLC | Owlville Creek Solar, LLC | 63111 | NY | MAT | NPCC |  | 22 | 2 | NAICS-22 Non-Cogen | PV | SUN | SUN | NYIS | 55665 | 6294 | 2021
solar pv | TRUE | 63344 | N | . | Starvation | Starvation Solar I, LLC | 63121 | OR | PACC | WECC |  | 22 | 2 | NAICS-22 Non-Cogen | PV | SUN | SUN | BPAT | 203668 | 23029 | 2021
solar pv | TRUE | 63345 | N | . | Scotch Bonnet Solar, LLC | Scotch Bonnet Solar, LLC | 63119 | NC | SAT | SERC |  | 22 | 2 | NAICS-22 Non-Cogen | PV | SUN | SUN | CPLE | 58529 | 6618 | 2021
solar pv | TRUE | 63346 | N | . | Cubera Solar, LLC | Cubera Solar, LLC | 63120 | NC | SAT | SERC |  | 22 | 2 | NAICS-22 Non-Cogen | PV | SUN | SUN | CPLE | 35571 | 4022 | 2021
petroleum | FALSE | 63347 | Y | . | AOC, Capitol Power Plant | Architect of the Capitol, Capitol Power Plant | 63113 | DC | SAT | RFC |  | 921 | 5 | Commercial NAICS Cogen | GT | DFO | DFO | PJM | 444 | 38.185 | 2021
natural gas peaker | FALSE | 63347 | Y | . | AOC, Capitol Power Plant | Architect of the Capitol, Capitol Power Plant | 63113 | DC | SAT | RFC |  | 921 | 5 | Commercial NAICS Cogen | GT | NG | NG | PJM | 634279 | 54653.655 | 2021
solar pv | TRUE | 63349 | N | . | OE_AZ1 | AZ Solar 1, LLC | 63115 | AZ | MTN | WECC |  | 22 | 2 | NAICS-22 Non-Cogen | PV | SUN | SUN | WALC | 776266 | 87773 | 2021
solar pv | TRUE | 63350 | N | . | OE_GA3 | GA Solar 3, LLC | 63114 | GA | SAT | SERC |  | 22 | 2 | NAICS-22 Non-Cogen | PV | SUN | SUN | SOCO | 1063891 | 120295 | 2021
solar pv | TRUE | 63351 | N | . | Bluebell Solar II | Bluebell Solar II, LLC | 63116 | TX | WSC | TRE |  | 22 | 2 | NAICS-22 Non-Cogen | PV | SUN | SUN | ERCO | 2486641 | 281167 | 2021
solar pv | TRUE | 63353 | N | . | Allied Beverages Elizabeth | EnterSolar | 62067 | NJ | MAT | RFC |  | 22 | 2 | NAICS-22 Non-Cogen | PV | SUN | SUN | PJM | 46442 | 5251 | 2021
solar pv | TRUE | 63354 | N | . | Ticket Network South Windsor | EnterSolar | 62067 | CT | NEW | NPCC |  | 22 | 2 | NAICS-22 Non-Cogen | PV | SUN | SUN | ISNE | 13285 | 1502 | 2021
solar pv | TRUE | 63355 | N | . | Chanel Piscataway Rooftop | EnterSolar | 62067 | NJ | MAT | RFC |  | 22 | 2 | NAICS-22 Non-Cogen | PV | SUN | SUN | PJM | 27321 | 3089 | 2021
solar pv | TRUE | 63356 | N | . | Colonial Pipeline Allentown Chesterfield | EnterSolar | 62067 | NJ | MAT | RFC |  | 22 | 2 | NAICS-22 Non-Cogen | PV | SUN | SUN | PJM | 26338 | 2978 | 2021
solar pv | TRUE | 63357 | N | . | Colonial Pipeline Woodbury West Deptford | EnterSolar | 62067 | NJ | MAT | RFC |  | 22 | 2 | NAICS-22 Non-Cogen | PV | SUN | SUN | PJM | 51570 | 5831 | 2021
solar pv | TRUE | 63358 | N | . | Corbin Russwin Phase 3 Berlin | EnterSolar | 62067 | CT | NEW | NPCC |  | 22 | 2 | NAICS-22 Non-Cogen | PV | SUN | SUN | ISNE | 15033 | 1700 | 2021
solar pv | TRUE | 63361 | N | . | Medline Ind. Phase 2 Tracy | EnterSolar | 62067 | CA | PACC | WECC |  | 22 | 2 | NAICS-22 Non-Cogen | PV | SUN | SUN | CISO | 18988 | 2147 | 2021
solar pv | TRUE | 63363 | N | . | Niagara Bottling Stockton | EnterSolar | 62067 | CA | PACC | WECC |  | 22 | 2 | NAICS-22 Non-Cogen | PV | SUN | SUN | CISO | 14592 | 1650 | 2021
geothermal | TRUE | 63365 | N | . | Soda Lake 3 | AMOR IX, LLC | 63102 | NV | MTN | WECC |  | 22 | 2 | NAICS-22 Non-Cogen | BT | GEO | GEO | NEVP | 0 | 0 | 2021
geothermal | TRUE | 63365 | N | . | Soda Lake 3 | AMOR IX, LLC | 63102 | NV | MTN | WECC |  | 22 | 2 | NAICS-22 Non-Cogen | ST | GEO | GEO | NEVP | 1101290 | 124524 | 2021
solar pv | FALSE | 63366 | N | . | 435A Bergen Avenue | Hartz Solar, LLC | 60268 | NJ | MAT | RFC |  | 421 | 4 | Commercial NAICS Non-Cogen | PV | SUN | SUN | PJM | 18494 | 2091 | 2021
solar pv | TRUE | 63367 | N | . | Strandness Garden | Strandness Garden LLC | 63131 | MN | WNC | MRO |  | 22 | 2 | NAICS-22 Non-Cogen | PV | SUN | SUN | MISO | 16132 | 1824 | 2021
solar pv | TRUE | 63368 | N | . | GSPP Gilman, LLC | Green Street Power Partners | 62719 | VT | NEW | NPCC |  | 22 | 2 | NAICS-22 Non-Cogen | PV | SUN | SUN | ISNE | 27654 | 3127 | 2021
solar pv | TRUE | 63369 | N | . | Riley Road LLC | Green Street Power Partners | 62719 | NY | MAT | NPCC |  | 22 | 2 | NAICS-22 Non-Cogen | PV | SUN | SUN | NYIS | 57973 | 6555 | 2021
solar pv | TRUE | 63370 | N | . | GSSP Schneider LLC | Green Street Power Partners | 62719 | MN | WNC | MRO |  | 22 | 2 | NAICS-22 Non-Cogen | PV | SUN | SUN | MISO | 79010 | 8934 | 2021
solar pv | TRUE | 63371 | N | . | Hope Solar Farm LLC | Green Street Power Partners | 62719 | NY | MAT | NPCC |  | 22 | 2 | NAICS-22 Non-Cogen | PV | SUN | SUN | NYIS | 27760 | 3139 | 2021
solar pv | TRUE | 63372 | N | . | Catlin Solar 1 LLC | Green Street Power Partners | 62719 | NY | MAT | NPCC |  | 22 | 2 | NAICS-22 Non-Cogen | PV | SUN | SUN | NYIS | 58937 | 6664 | 2021
solar pv | TRUE | 63373 | N | . | Saratoga Solar LLC | Green Street Power Partners | 62719 | NY | MAT | NPCC |  | 22 | 2 | NAICS-22 Non-Cogen | PV | SUN | SUN | NYIS | 67956 | 7684 | 2021
solar pv | TRUE | 63374 | N | . | CP Middletown Solar I LLC | Green Street Power Partners | 62719 | CT | NEW | NPCC |  | 22 | 2 | NAICS-22 Non-Cogen | PV | SUN | SUN | ISNE | 14787 | 1672 | 2021
solar pv | TRUE | 63375 | N | . | CP Middletown Solar II LLC | Green Street Power Partners | 62719 | CT | NEW | NPCC |  | 22 | 2 | NAICS-22 Non-Cogen | PV | SUN | SUN | ISNE | 14749 | 1668 | 2021
solar pv | TRUE | 63376 | N | . | Phelan Pinon Hills CSD Solar | Phelan Pinon Hills Community Services District | 63125 | CA | PACC | WECC |  | 22 | 2 | NAICS-22 Non-Cogen | PV | SUN | SUN | CISO | 23339 | 2639 | 2021
solar pv | TRUE | 63377 | N | . | ESA Hamlet NC , LLC | ESA Hamlet NC LLC | 62852 | NC | SAT | SERC |  | 22 | 2 | NAICS-22 Non-Cogen | PV | SUN | SUN | CPLE | 76350 | 8633 | 2021
solar pv | TRUE | 63378 | N | . | Wapello Solar LLC | Wapello Solar LLC | 63129 | IA | WNC | MRO |  | 22 | 2 | NAICS-22 Non-Cogen | PV | SUN | SUN | MISO | 1767197 | 199818.77 | 2021
solar pv | TRUE | 63379 | N | . | Mtn. Solar 3 CSG | Standard Solar | 60531 | CO | MTN | WECC |  | 22 | 2 | NAICS-22 Non-Cogen | PV | SUN | SUN | PSCO | 30838 | 3487 | 2021
solar pv | TRUE | 63380 | N | . | Goodhue Community Solar One LLC CSG | Madison Energy Holdings LLC | 62915 | MN | WNC | MRO |  | 22 | 2 | NAICS-22 Non-Cogen | PV | SUN | SUN | MISO | 14371 | 1625 | 2021
solar pv | TRUE | 63381 | N | . | Railroad Solar Farm, LLC | Alchemy Renewable Energy | 62627 | NC | SAT | SERC |  | 22 | 2 | NAICS-22 Non-Cogen | PV | SUN | SUN | CPLE | 58848 | 6654 | 2021
solar pv | TRUE | 63383 | N | . | ATOOD Solar IV, LLC | Alchemy Renewable Energy | 62627 | NC | SAT | SERC |  | 22 | 2 | NAICS-22 Non-Cogen | PV | SUN | SUN | CPLE | 73371 | 8296 | 2021
onshore wind | TRUE | 63384 | N | . | Bennington Wind | Minonk Stewardship Wind LLC | 63139 | IL | ENC | SERC |  | 22 | 2 | NAICS-22 Non-Cogen | WT | WND | WND | MISO | 566087 | 64008 | 2021
solar pv | TRUE | 63385 | N | . | Castaic Lake Phase II | Goldman Sachs Renewable Power LLC | 61944 | CA | PACC | WECC |  | 22 | 2 | NAICS-22 Non-Cogen | PV | SUN | SUN | CISO | 70116 | 7928 | 2021
solar pv | TRUE | 63387 | N | . | Rancho Seco Solar II, LLC | Rancho Seco Solar II, LLC | 63141 | CA | PACC | WECC |  | 22 | 2 | NAICS-22 Non-Cogen | PV | SUN | SUN | BANC | 2850466 | 322305 | 2021
solar pv | TRUE | 63388 | N | . | Oxy Renewable Energy - Goldsmith | Oxy Renewable Energy LLC | 63183 | TX | WSC | TRE |  | 22 | 2 | NAICS-22 Non-Cogen | PV | SUN | SUN | ERCO | 357712 | 40447 | 2021
onshore wind | TRUE | 63389 | N | . | Jordan Creek Wind Farm, LLC | Jordan Creek Wind Farm, LLC | 63128 | IN | ENC | RFC |  | 22 | 2 | NAICS-22 Non-Cogen | WT | WND | WND | MISO | 11129458 | 1258419 | 2021
solar pv | TRUE | 63390 | N | . | Shelby Solar Array | AEP Onsite Partners, LLC | 60571 | OH | ENC | RFC |  | 22 | 2 | NAICS-22 Non-Cogen | PV | SUN | SUN | PJM | 30219 | 3417 | 2021
solar pv | TRUE | 63391 | N | . | City of Rio Rancho WWTP | New Mexico Renewable Development LLC | 61724 | NM | MTN | WECC |  | 22 | 2 | NAICS-22 Non-Cogen | PV | SUN | SUN | PNM | 24780 | 2802 | 2021
solar pv | TRUE | 63392 | N | . | DEC Phase II at Georgetown | Constellation Solar MC, LLC | 61419 | DE | SAT | RFC |  | 22 | 2 | NAICS-22 Non-Cogen | PV | SUN | SUN | PJM | 51109 | 5779 | 2021
onshore wind | TRUE | 63393 | N | . | Cuming County Renewables, LLC | Cuming County Renewables. LLC | 63124 | NE | WNC | MRO |  | 22 | 2 | NAICS-22 Non-Cogen | WT | WND | WND | SWPP | 100404 | 11353 | 2021
solar pv | TRUE | 63394 | N | . | Falls Creek Garden | Falls Creek Garden LLC | 63143 | MN | WNC | MRO |  | 22 | 2 | NAICS-22 Non-Cogen | PV | SUN | SUN | MISO | 15690 | 1774 | 2021
solar pv | TRUE | 63395 | N | . | Star Garden | Star Garden LLC | 63144 | MN | WNC | MRO |  | 22 | 2 | NAICS-22 Non-Cogen | PV | SUN | SUN | MISO | 16026 | 1812 | 2021
solar pv | TRUE | 63396 | N | . | Buffalo Garden | Buffalo Garden LLC | 63157 | MN | WNC | MRO |  | 22 | 2 | NAICS-22 Non-Cogen | PV | SUN | SUN | MISO | 15450 | 1747 | 2021
solar pv | TRUE | 63397 | N | . | Loon Garden | Loon Garden LLC | 63158 | MN | WNC | MRO |  | 22 | 2 | NAICS-22 Non-Cogen | PV | SUN | SUN | MISO | 16255 | 1838 | 2021
other | TRUE | 63398 | N | . | Kearsarge Amesbury Hybrid | Kearsarge Amesbury LLC | 63163 | MA | NEW | NPCC |  | 22 | 2 | NAICS-22 Non-Cogen | BA | MWH | OTH | ISNE | 0 | 0 | 2021
solar pv | TRUE | 63398 | N | . | Kearsarge Amesbury Hybrid | Kearsarge Amesbury LLC | 63163 | MA | NEW | NPCC |  | 22 | 2 | NAICS-22 Non-Cogen | PV | SUN | SUN | ISNE | 48296 | 5461 | 2021
solar pv | TRUE | 63399 | N | . | Galesburg Solar Array | AEP Onsite Partners, LLC | 60571 | IL | ENC | SERC |  | 22 | 2 | NAICS-22 Non-Cogen | PV | SUN | SUN | MISO | 25382 | 2870 | 2021
solar pv | TRUE | 63400 | N | . | Stearns Solar I | Stearns Solar I LLC | 63159 | MN | WNC | MRO |  | 22 | 2 | NAICS-22 Non-Cogen | PV | SUN | SUN | MISO | 20209 | 2285 | 2021
solar pv | TRUE | 63401 | N | . | Olinda Trail Solar | Olinda Trail Solar LLC | 63160 | MN | WNC | MRO |  | 22 | 2 | NAICS-22 Non-Cogen | PV | SUN | SUN | MISO | 18997 | 2148 | 2021
solar pv | TRUE | 63402 | N | . | New Munich Solar | New Munich Solar LLC | 63161 | MN | WNC | MRO |  | 22 | 2 | NAICS-22 Non-Cogen | PV | SUN | SUN | MISO | 19573 | 2213 | 2021
solar pv | TRUE | 63403 | N | . | Clara City Solar | Clara City Solar LLC | 63162 | MN | WNC | MRO |  | 22 | 2 | NAICS-22 Non-Cogen | PV | SUN | SUN | MISO | 20033 | 2265 | 2021
solar pv | TRUE | 63404 | N | . | Thermo Fisher | Goldman Sachs Renewable Power LLC | 61944 | NJ | MAT | RFC |  | 22 | 2 | NAICS-22 Non-Cogen | PV | SUN | SUN | PJM | 15124 | 1710 | 2021
solar pv | TRUE | 63405 | N | . | Pearl II | Nautilus Solar Solutions | 61227 | NY | MAT | NPCC |  | 22 | 2 | NAICS-22 Non-Cogen | PV | SUN | SUN | NYIS | 28734 | 3249 | 2021
solar pv | TRUE | 63406 | N | . | Vermillion River_MN_GRE DEA-GM | SoCore Energy LLC | 60520 | MN | WNC | MRO |  | 22 | 2 | NAICS-22 Non-Cogen | PV | SUN | SUN | MISO | 43211 | 4886 | 2021
solar pv | TRUE | 63407 | N | . | Macedon | Solar Planet Power | 62923 | NY | MAT | NPCC |  | 22 | 2 | NAICS-22 Non-Cogen | PV | SUN | SUN | NYIS | 23702 | 2680 | 2021
solar pv | TRUE | 63408 | N | . | Whittier | Solar Planet Power | 62923 | NY | MAT | NPCC |  | 22 | 2 | NAICS-22 Non-Cogen | PV | SUN | SUN | NYIS | 19926 | 2253 | 2021
solar pv | TRUE | 63409 | N | . | Williamson | Solar Planet Power | 62923 | NY | MAT | NPCC |  | 22 | 2 | NAICS-22 Non-Cogen | PV | SUN | SUN | NYIS | 19633 | 2220 | 2021
solar pv | TRUE | 63410 | N | . | Bennett | Solar Planet Power | 62923 | NY | MAT | NPCC |  | 22 | 2 | NAICS-22 Non-Cogen | PV | SUN | SUN | NYIS | 14780 | 1671 | 2021
solar pv | TRUE | 63411 | N | . | Greenwich Solar 1, LLC CSG | AES Distributed Energy | 61012 | NY | MAT | NPCC |  | 22 | 2 | NAICS-22 Non-Cogen | PV | SUN | SUN | NYIS | 72591 | 8208 | 2021
solar pv | TRUE | 63413 | N | . | LTMUA | Goldman Sachs Renewable Power LLC | 61944 | NJ | MAT | RFC |  | 22 | 2 | NAICS-22 Non-Cogen | PV | SUN | SUN | PJM | 15044 | 1701 | 2021
solar pv | TRUE | 63414 | N | . | IOS II-LAX9 | IOS II LLC | 61620 | CA | PACC | WECC |  | 22 | 2 | NAICS-22 Non-Cogen | PV | SUN | SUN | CISO | 24197 | 2736 | 2021
other | TRUE | 63415 | N | . | Middletown Solar 1, LLC Hybrid CSG | AES Distributed Energy | 61012 | NY | MAT | NPCC |  | 22 | 2 | NAICS-22 Non-Cogen | BA | MWH | OTH | NYIS | 0 | 0 | 2021
solar pv | TRUE | 63415 | N | . | Middletown Solar 1, LLC Hybrid CSG | AES Distributed Energy | 61012 | NY | MAT | NPCC |  | 22 | 2 | NAICS-22 Non-Cogen | PV | SUN | SUN | NYIS | 5845 | 661 | 2021
solar pv | FALSE | 63416 | N | . | Sierra Pacific Industries (2042-RD) | Sierra Pacific Industries | 17164 | CA | PACC | WECC |  | 321 | 6 | Industrial NAICS Non-Cogen | PV | SUN | SUN | CISO | 152319 | 17223 | 2021
solar pv | TRUE | 63417 | N | . | Goodhue Community Solar Three LLC CSG | Madison Energy Holdings LLC | 62915 | MN | WNC | MRO |  | 22 | 2 | NAICS-22 Non-Cogen | PV | SUN | SUN | MISO | 13636 | 1542 | 2021
solar pv | TRUE | 63418 | N | . | DGS Wasco State Prison | Forefront Power, LLC | 62856 | CA | PACC | WECC |  | 22 | 2 | NAICS-22 Non-Cogen | PV | SUN | SUN | CISO | 42434 | 4798 | 2021
solar pv | TRUE | 63419 | N | . | DGS Central California Womens Facility | Forefront Power, LLC | 62856 | CA | PACC | WECC |  | 22 | 2 | NAICS-22 Non-Cogen | PV | SUN | SUN | CISO | 33403 | 3777 | 2021
other | TRUE | 63420 | N | . | Fresno Bullard High School Hybrid | Forefront Power, LLC | 62856 | CA | PACC | WECC |  | 22 | 2 | NAICS-22 Non-Cogen | BA | MWH | OTH | CISO | 0 | -14 | 2021
solar pv | TRUE | 63420 | N | . | Fresno Bullard High School Hybrid | Forefront Power, LLC | 62856 | CA | PACC | WECC |  | 22 | 2 | NAICS-22 Non-Cogen | PV | SUN | SUN | CISO | 19137 | 2164 | 2021
other | TRUE | 63421 | N | . | Fresno Hoover High School Hybrid | Forefront Power, LLC | 62856 | CA | PACC | WECC |  | 22 | 2 | NAICS-22 Non-Cogen | BA | MWH | OTH | CISO | 0 | -5 | 2021
solar pv | TRUE | 63421 | N | . | Fresno Hoover High School Hybrid | Forefront Power, LLC | 62856 | CA | PACC | WECC |  | 22 | 2 | NAICS-22 Non-Cogen | PV | SUN | SUN | CISO | 18236 | 2062 | 2021
other | TRUE | 63422 | N | . | Fresno Sunnyside High School Hybrid | Forefront Power, LLC | 62856 | CA | PACC | WECC |  | 22 | 2 | NAICS-22 Non-Cogen | BA | MWH | OTH | CISO | 0 | -6 | 2021
solar pv | TRUE | 63422 | N | . | Fresno Sunnyside High School Hybrid | Forefront Power, LLC | 62856 | CA | PACC | WECC |  | 22 | 2 | NAICS-22 Non-Cogen | PV | SUN | SUN | CISO | 22208 | 2511 | 2021
natural gas peaker | TRUE | 63423 | Y | . | BYU Central Heating Plant | Brigham Young University (BYU) | 63170 | UT | MTN | WECC |  | 22 | 3 | NAICS-22 Cogen | GT | NG | NG | PACE | 1256516 | 115199 | 2021
solar pv | TRUE | 63424 | N | . | Straight Garden Solar | Straight Garden LLC | 63171 | MN | WNC | MRO |  | 22 | 2 | NAICS-22 Non-Cogen | PV | SUN | SUN | MISO | 16068 | 1817 | 2021
solar pv | TRUE | 63425 | N | . | Leven Garden Solar | Leven Garden LLC | 63172 | MN | WNC | MRO |  | 22 | 2 | NAICS-22 Non-Cogen | PV | SUN | SUN | MISO | 15529 | 1756 | 2021
solar pv | TRUE | 63426 | N | . | Zumbro Solar Garden | Zumbro Garden LLC | 63173 | MN | WNC | MRO |  | 22 | 2 | NAICS-22 Non-Cogen | PV | SUN | SUN | MISO | 14887 | 1683 | 2021
solar pv | TRUE | 63427 | N | . | Mud Garden Solar | Mud Garden LLC | 63175 | MN | WNC | MRO |  | 22 | 2 | NAICS-22 Non-Cogen | PV | SUN | SUN | MISO | 16386 | 1853 | 2021
solar pv | TRUE | 63428 | N | . | IGS CC, LLC | Greenbacker Renewable Energy Corporation | 60025 | DC | SAT | RFC |  | 22 | 2 | NAICS-22 Non-Cogen | PV | SUN | SUN | PJM | 20296 | 2295 | 2021
solar pv | TRUE | 63429 | N | . | Erin Garden Solar | Erin Garden LLC | 63176 | MN | WNC | MRO |  | 22 | 2 | NAICS-22 Non-Cogen | PV | SUN | SUN | MISO | 16239 | 1836 | 2021
solar pv | TRUE | 63430 | N | . | Chub Garden Solar | Chub Garden LLC | 63177 | MN | WNC | MRO |  | 22 | 2 | NAICS-22 Non-Cogen | PV | SUN | SUN | MISO | 16043 | 1814 | 2021
onshore wind | TRUE | 63431 | N | . | Cisco | Allete Clean Energy | 59496 | MN | WNC | MRO |  | 22 | 2 | NAICS-22 Non-Cogen | WT | WND | WND | MISO | 158527 | 17925 | 2021
onshore wind | TRUE | 63432 | N | . | Lincoln Heights I | Allete Clean Energy | 59496 | MN | WNC | MRO |  | 22 | 2 | NAICS-22 Non-Cogen | WT | WND | WND | MISO | 102881 | 11633 | 2021
onshore wind | TRUE | 63433 | N | . | Lincoln Heights II | Allete Clean Energy | 59496 | MN | WNC | MRO |  | 22 | 2 | NAICS-22 Non-Cogen | WT | WND | WND | MISO | 84132 | 9513 | 2021
solar pv | TRUE | 63434 | N | . | Maston Garden Solar | Maston Garden LLC | 63174 | MN | WNC | MRO |  | 22 | 2 | NAICS-22 Non-Cogen | PV | SUN | SUN | MISO | 11993 | 1356 | 2021
onshore wind | TRUE | 63436 | N | . | Corriedale Wind Energy | Black Hills Service Company LLC | 56771 | WY | MTN | WECC |  | 22 | 1 | Electric Utility | WT | WND | WND | WACM | 1932069 | 218461 | 2021
other | TRUE | 63438 | Y | . | UB Fuel Cell | Clearway Energy, Inc | 61939 | CT | NEW | NPCC |  | 22 | 3 | NAICS-22 Cogen | FC | NG | NG | ISNE | 80430 | 9237 | 2021
other | TRUE | 63439 | Y | . | Central CA Fuel Cell 1 | Clearway Energy, Inc | 61939 | CA | PACC | NPCC |  | 22 | 3 | NAICS-22 Cogen | FC | NG | NG | CISO | 187122 | 20682 | 2021
solar pv | TRUE | 63440 | N | . | Sun Streams 2 | Sun Streams 2, LLC | 64851 | AZ | MTN | WECC |  | 22 | 2 | NAICS-22 Non-Cogen | PV | SUN | SUN | CISO | 2206613 | 249504 | 2021
solar pv | TRUE | 63442 | N | . | Tickle Creek Solar | Neighborhood Power Corp. | 63185 | OR | PACC | WECC |  | 22 | 2 | NAICS-22 Non-Cogen | PV | SUN | SUN | PGE | 27603 | 3121 | 2021
solar pv | TRUE | 63443 | N | . | Thomas Creek Solar | Neighborhood Power Corp. | 63185 | OR | PACC | WECC |  | 22 | 2 | NAICS-22 Non-Cogen | PV | SUN | SUN | PGE | 35040 | 3962 | 2021
solar pv | TRUE | 63444 | N | . | 1001 Ebenezer Church Solar | 1001 Ebenezer Church Solar, LLC | 63186 | NC | SAT | SERC |  | 22 | 2 | NAICS-22 Non-Cogen | PV | SUN | SUN | DUK | 59671 | 6747 | 2021
solar pv | TRUE | 63445 | N | . | 1009 Yadkin Solar | 1009 Yadkin Solar, LLC | 63190 | NC | SAT | SERC |  | 22 | 2 | NAICS-22 Non-Cogen | PV | SUN | SUN | DUK | 75404 | 8526 | 2021
solar pv | TRUE | 63446 | N | . | 1073 Onslow Solar | 1073 Onslow Solar, LLC | 63191 | NC | SAT | SERC |  | 22 | 2 | NAICS-22 Non-Cogen | PV | SUN | SUN | DUK | 58663 | 6633 | 2021
solar pv | TRUE | 63447 | N | . | 1008 Matthews Solar | 1008 Matthews Solar, LLC | 63192 | NC | SAT | SERC |  | 22 | 2 | NAICS-22 Non-Cogen | PV | SUN | SUN | DUK | 58476 | 6612 | 2021
solar pv | TRUE | 63448 | N | . | 1045 Tomlin Mill Solar | 1045 Tomlin Mill Solar, LLC | 63193 | NC | SAT | SERC |  | 22 | 2 | NAICS-22 Non-Cogen | PV | SUN | SUN | DUK | 35040 | 3962 | 2021
solar pv | TRUE | 63449 | N | . | Lang Solar Farm | Lang Solar Farm, LLC | 63197 | NC | SAT | SERC |  | 22 | 2 | NAICS-22 Non-Cogen | PV | SUN | SUN | DUK | 81868 | 9257 | 2021
solar pv | TRUE | 63450 | N | . | Chenango Solar | Citizens Enterprises Corporation | 58871 | NY | MAT | NPCC |  | 22 | 2 | NAICS-22 Non-Cogen | PV | SUN | SUN | NYIS | 58184 | 6579 | 2021
solar pv | TRUE | 63451 | N | . | Monroe Solar Farm, LLC | NJR Clean Energy Ventures Corporation | 56990 | NJ | MAT | RFC |  | 22 | 2 | NAICS-22 Non-Cogen | PV | SUN | SUN | PJM | 166992 | 18882 | 2021
solar pv | TRUE | 63452 | N | . | Solvay Solar | West Deptford Distributed Solar, LLC | 63188 | NJ | MAT | NPCC |  | 22 | 2 | NAICS-22 Non-Cogen | PV | SUN | SUN | PJM | 86911 | 9827 | 2021
solar pv | TRUE | 63453 | N | . | Malmedal Solar Garden | Malmedal Garden LLC | 63194 | MN | WNC | MRO |  | 22 | 2 | NAICS-22 Non-Cogen | PV | SUN | SUN | MISO | 15893 | 1797 | 2021
solar pv | TRUE | 63454 | N | . | Wollan Garden Solar | Wollan Garden LLC | 63195 | MN | WNC | MRO |  | 22 | 2 | NAICS-22 Non-Cogen | PV | SUN | SUN | MISO | 15166 | 1715 | 2021
solar pv | TRUE | 63455 | N | . | RE-VFO LLC | RE-VFO LLC | 63198 | CA | PACC | WECC |  | 22 | 2 | NAICS-22 Non-Cogen | PV | SUN | SUN | CISO | 17687 | 2000 | 2021
solar pv | TRUE | 63456 | N | . | St Louis Solar | Neighborhood Power Corp. | 63185 | OR | PACC | WECC |  | 22 | 2 | NAICS-22 Non-Cogen | PV | SUN | SUN | PGE | 36984 | 4182 | 2021
petroleum | TRUE | 63457 | N | . | Progress Drive Generation Station | City of Shelby - (OH) | 17043 | OH | ENC | RFC |  | 22 | 1 | Electric Utility | IC | DFO | DFO | PJM | 2808 | 262 | 2021
solar pv | TRUE | 63459 | N | . | Selective Insurance | Selective Insurance | 63203 | NJ | MAT | RFC |  | 22 | 2 | NAICS-22 Non-Cogen | PV | SUN | SUN | PJM | 29849 | 3375 | 2021
onshore wind | TRUE | 63460 | N | . | Rock County Wind Fuel, LLC | Rock County Wind Fuel, LLC | 63189 | MN | WNC | MRO |  | 22 | 2 | NAICS-22 Non-Cogen | WT | WND | WND | MISO | 171583 | 19401 | 2021
solar pv | TRUE | 63461 | N | . | Bonefish Solar | Bonefish Solar, LLC | 63201 | SC | SAT | SERC |  | 22 | 2 | NAICS-22 Non-Cogen | PV | SUN | SUN | DUK | 35218 | 3982 | 2021
solar pv | TRUE | 63462 | N | . | Pika Solar | Pika Solar, LLC | 63202 | OR | PACC | WECC |  | 22 | 2 | NAICS-22 Non-Cogen | PV | SUN | SUN | PGE | 32422 | 3666 | 2021
solar pv | TRUE | 63463 | N | . | Mohea Solar Energy Center, LLC | Mohea Solar Energy Center, LLC | 63204 | SC | SAT | SERC |  | 22 | 2 | NAICS-22 Non-Cogen | PV | SUN | SUN | DUK | 70523 | 7974 | 2021
solar pv | TRUE | 63464 | N | . | Brush Creek Solar | Brush Creek Solar, LLC | 63205 | OR | PACC | WECC |  | 22 | 2 | NAICS-22 Non-Cogen | PV | SUN | SUN | PGE | 29681 | 3356 | 2021
solar pv | TRUE | 63465 | N | . | Minke Solar | Minke Solar, LLC | 63206 | OR | PACC | WECC |  | 22 | 2 | NAICS-22 Non-Cogen | PV | SUN | SUN | PGE | 26992 | 3052 | 2021
solar pv | TRUE | 63466 | N | . | Drift Creek Solar | Drift Creek Solar, LLC | 63207 | OR | PACC | WECC |  | 22 | 2 | NAICS-22 Non-Cogen | PV | SUN | SUN | PGE | 29743 | 3363 | 2021
solar pv | TRUE | 63467 | N | . | Bighorn Solar | Bighorn Solar, LLC | 63208 | OR | PACC | WECC |  | 22 | 2 | NAICS-22 Non-Cogen | PV | SUN | SUN | PGE | 28220 | 3191 | 2021
other | TRUE | 63468 | N | . | Hurteau Solar Project Hybrid | AES Distributed Energy | 61012 | MA | NEW | NPCC |  | 22 | 2 | NAICS-22 Non-Cogen | BA | MWH | OTH | ISNE | 0 | -67 | 2021
solar pv | TRUE | 63468 | N | . | Hurteau Solar Project Hybrid | AES Distributed Energy | 61012 | MA | NEW | NPCC |  | 22 | 2 | NAICS-22 Non-Cogen | PV | SUN | SUN | ISNE | 28488 | 3221 | 2021
other | TRUE | 63469 | N | . | Alicea Solar Project Hybrid CSG | AES Distributed Energy | 61012 | MA | NEW | NPCC |  | 22 | 2 | NAICS-22 Non-Cogen | BA | MWH | OTH | ISNE | 0 | -29 | 2021
solar pv | TRUE | 63469 | N | . | Alicea Solar Project Hybrid CSG | AES Distributed Energy | 61012 | MA | NEW | NPCC |  | 22 | 2 | NAICS-22 Non-Cogen | PV | SUN | SUN | ISNE | 26231 | 2966 | 2021
other | TRUE | 63470 | N | . | McDougle-Mitchell Solar Project Hybrid CSG | AES Distributed Energy | 61012 | MA | NEW | NPCC |  | 22 | 2 | NAICS-22 Non-Cogen | BA | MWH | OTH | ISNE | 0 | -103 | 2021
solar pv | TRUE | 63470 | N | . | McDougle-Mitchell Solar Project Hybrid CSG | AES Distributed Energy | 61012 | MA | NEW | NPCC |  | 22 | 2 | NAICS-22 Non-Cogen | PV | SUN | SUN | ISNE | 64280 | 7268 | 2021
other | TRUE | 63472 | N | . | Cycz Solar Project CSG Hybrid | AES Distributed Energy | 61012 | MA | NEW | NPCC |  | 22 | 2 | NAICS-22 Non-Cogen | BA | MWH | OTH | ISNE | 0 | -41 | 2021
solar pv | TRUE | 63472 | N | . | Cycz Solar Project CSG Hybrid | AES Distributed Energy | 61012 | MA | NEW | NPCC |  | 22 | 2 | NAICS-22 Non-Cogen | PV | SUN | SUN | ISNE | 30148 | 3409 | 2021
other | TRUE | 63473 | N | . | West A&B Solar Project Hybrid CSG | AES Distributed Energy | 61012 | MA | NEW | NPCC |  | 22 | 2 | NAICS-22 Non-Cogen | BA | MWH | OTH | ISNE | 0 | -14 | 2021
solar pv | TRUE | 63473 | N | . | West A&B Solar Project Hybrid CSG | AES Distributed Energy | 61012 | MA | NEW | NPCC |  | 22 | 2 | NAICS-22 Non-Cogen | PV | SUN | SUN | ISNE | 19838 | 2243 | 2021
other | TRUE | 63474 | N | . | Annese Solar Project Hybrid CSG | AES Distributed Energy | 61012 | MA | NEW | NPCC |  | 22 | 2 | NAICS-22 Non-Cogen | BA | MWH | OTH | ISNE | 0 | -108 | 2021
solar pv | TRUE | 63474 | N | . | Annese Solar Project Hybrid CSG | AES Distributed Energy | 61012 | MA | NEW | NPCC |  | 22 | 2 | NAICS-22 Non-Cogen | PV | SUN | SUN | ISNE | 55373 | 6261 | 2021
other | TRUE | 63475 | N | . | Randall Solar Project Hybrid | AES Distributed Energy | 61012 | MA | NEW | NPCC |  | 22 | 2 | NAICS-22 Non-Cogen | BA | MWH | OTH | ISNE | 0 | -5 | 2021
solar pv | TRUE | 63475 | N | . | Randall Solar Project Hybrid | AES Distributed Energy | 61012 | MA | NEW | NPCC |  | 22 | 2 | NAICS-22 Non-Cogen | PV | SUN | SUN | ISNE | 16821 | 1902 | 2021
solar pv | TRUE | 63476 | N | . | Saint Solar | Saint Solar LLC | 63210 | AZ | MTN | WECC |  | 22 | 2 | NAICS-22 Non-Cogen | PV | SUN | SUN | SRP | 2635212 | 297966 | 2021
solar pv | TRUE | 63477 | N | . | Alcalde Solar Array | Jemez Cuba LLC | 63213 | NM | MTN | WECC |  | 22 | 2 | NAICS-22 Non-Cogen | PV | SUN | SUN | PNM | 40232 | 4549 | 2021
solar pv | TRUE | 63480 | N | . | Roberds Garden CSG | Roberds Garden LLC | 63219 | MN | WNC | MRO |  | 22 | 2 | NAICS-22 Non-Cogen | PV | SUN | SUN | MISO | 15582 | 1762 | 2021
solar pv | TRUE | 63481 | N | . | Clear Garden CSG | Clear Garden LLC | 63215 | MN | WNC | MRO |  | 22 | 2 | NAICS-22 Non-Cogen | PV | SUN | SUN | MISO | 15636 | 1768 | 2021
onshore wind | TRUE | 63482 | N | . | Point Wind | Terra-Gen Operating Co-Wind | 2770 | CA | PACC | WECC |  | 22 | 2 | NAICS-22 Non-Cogen | WT | WND | WND | CISO | 1588490 | 179612 | 2021
petroleum | FALSE | 63483 | Y | . | ACM - Midtown Thermal | ACM Energy, LLC | 63222 | NJ | MAT | RFC |  | 22133 | 5 | Commercial NAICS Cogen | GT | DFO | DFO | PJM | 356 | 31.232 | 2021
natural gas peaker | FALSE | 63483 | Y | . | ACM - Midtown Thermal | ACM Energy, LLC | 63222 | NJ | MAT | RFC |  | 22133 | 5 | Commercial NAICS Cogen | GT | NG | NG | PJM | 523011 | 45985.768 | 2021
solar pv | TRUE | 63484 | N | . | Gohman Community Solar (CSG) | Gohman Community Solar LLC | 63228 | MN | WNC | MRO |  | 22 | 2 | NAICS-22 Non-Cogen | PV | SUN | SUN | MISO | 15441 | 1746 | 2021
natural gas peaker | TRUE | 63485 | Y | . | ECP Uptown Campus | ECP Uptown Campus LLC | 63220 | PA | MAT | RFC |  | 22 | 3 | NAICS-22 Cogen | GT | NG | NG | PJM | 339415 | 29246.14 | 2021
solar pv | TRUE | 63486 | N | . | D'Arrigo Brothers - Phase 4 | CalCom Energy | 63226 | CA | PACC | WECC |  | 22 | 2 | NAICS-22 Non-Cogen | PV | SUN | SUN | CISO | 27276 | 3084 | 2021
onshore wind | TRUE | 63489 | N | . | Sundance Wind Project, LLC | Public Service Co of Oklahoma | 15474 | OK | WSC | MRO |  | 22 | 1 | Electric Utility | WT | WND | WND | SWPP | 3616346 | 408904 | 2021
natural gas peaker | FALSE | 63492 | Y | . | DCO Burlington | DCO Burlington | 63218 | NJ | MAT | RFC |  | 327 | 7 | Industrial NAICS Cogen | GT | NG | NG | PJM | 161845 | 15875 | 2021
solar pv | TRUE | 63493 | N | . | PSREC/SIAD Solar | Plumas Sierra Rural Electric Coop | 57353 | CA | PACC | WECC |  | 22 | 1 | Electric Utility | PV | SUN | SUN | CISO | 52994 | 5992 | 2021
onshore wind | TRUE | 63494 | N | . | Maverick Wind Project, LLC | Public Service Co of Oklahoma | 15474 | OK | WSC | TRE |  | 22 | 1 | Electric Utility | WT | WND | WND | SWPP | 1698411 | 192041 | 2021
solar pv | TRUE | 63495 | N | . | Durrance | Tampa Electric Co | 18454 | FL | SAT | SERC |  | 22 | 1 | Electric Utility | PV | SUN | SUN | TEC | 915680 | 103537 | 2021
solar pv | TRUE | 63496 | N | . | Frederick County - Landfill | Tesla Inc. | 60947 | MD | SAT | RFC |  | 22 | 2 | NAICS-22 Non-Cogen | PV | SUN | SUN | PJM | 33288 | 3764 | 2021
solar pv | TRUE | 63497 | N | . | Calabro Airport North Solar Project | CVI Renewables Holdings, LLC. | 63970 | NY | MAT | NPCC |  | 22 | 2 | NAICS-22 Non-Cogen | PV | SUN | SUN | NYIS | 19767 | 2235 | 2021
solar pv | TRUE | 63498 | N | . | Calabro Airport South Solar Project | CVI Renewables Holdings, LLC. | 63970 | NY | MAT | NPCC |  | 22 | 2 | NAICS-22 Non-Cogen | PV | SUN | SUN | NYIS | 18262 | 2065 | 2021
solar pv | TRUE | 63499 | N | . | Choctaw Nation Solar Farm | Oklahoma Gas & Electric Co | 14063 | OK | WSC | MRO |  | 22 | 1 | Electric Utility | PV | SUN | SUN | SWPP | 83656 | 9459 | 2021
solar pv | TRUE | 63500 | N | . | Chickasaw Nation Solar Farm | Oklahoma Gas & Electric Co | 14063 | OK | WSC | MRO |  | 22 | 1 | Electric Utility | PV | SUN | SUN | SWPP | 96947 | 10962 | 2021
natural gas peaker | FALSE | 63501 | Y | . | Montclair State University Cogen | UMM Energy Partners LLC. | 63230 | NJ | MAT | RFC |  | 22133 | 5 | Commercial NAICS Cogen | GT | NG | NG | PJM | 0 | 0 | 2021
natural gas peaker | FALSE | 63501 | Y | . | Montclair State University Cogen | UMM Energy Partners LLC. | 63230 | NJ | MAT | RFC |  | 22133 | 5 | Commercial NAICS Cogen | IC | NG | NG | PJM | 20584 | 2192 | 2021
onshore wind | TRUE | 63502 | N | . | Oso Grande Wind Farm | Tucson Electric Power Co | 24211 | NM | MTN | WECC |  | 22 | 1 | Electric Utility | WT | WND | WND | TEPC | 2655182 | 300224 | 2021
solar pv | TRUE | 63503 | N | . | Lakehurst Solar | Consolidated Edison Development Inc. | 56769 | NJ | MAT | RFC |  | 22 | 2 | NAICS-22 Non-Cogen | PV | SUN | SUN | PJM | 135437 | 15314 | 2021
solar pv | TRUE | 63504 | N | . | Copper Mountain Solar 5, LLC | Consolidated Edison Development Inc. | 56769 | NV | MTN | WECC |  | 22 | 2 | NAICS-22 Non-Cogen | PV | SUN | SUN | NEVP | 3265735 | 369260 | 2021
solar pv | TRUE | 63505 | N | . | Cherry Blossom Solar LLC | CBH Lessor LLC | 63242 | SC | SAT | SERC |  | 22 | 2 | NAICS-22 Non-Cogen | PV | SUN | SUN | CPLE | 181496 | 20522 | 2021
other | TRUE | 63510 | N | . | Walnut Unified School District Walnut HS Hybrid | Tesla Inc. | 60947 | CA | PACC | WECC |  | 22 | 2 | NAICS-22 Non-Cogen | BA | MWH | OTH | CISO | 0 | -8 | 2021
solar pv | TRUE | 63510 | N | . | Walnut Unified School District Walnut HS Hybrid | Tesla Inc. | 60947 | CA | PACC | WECC |  | 22 | 2 | NAICS-22 Non-Cogen | PV | SUN | SUN | CISO | 17909 | 2025 | 2021
solar pv | TRUE | 63511 | N | . | Mohonasen Central School District | Tesla Inc. | 60947 | NY | MAT | NPCC |  | 22 | 2 | NAICS-22 Non-Cogen | PV | SUN | SUN | NYIS | 17158 | 1940 | 2021
solar pv | TRUE | 63512 | N | . | Wor-Wic Community College - Offsite | Tesla Inc. | 60947 | MD | SAT | RFC |  | 22 | 2 | NAICS-22 Non-Cogen | PV | SUN | SUN | PJM | 32518 | 3677 | 2021
solar pv | TRUE | 63514 | N | . | Moonlight Packing - Phase 2 | CalCom Energy | 63226 | CA | PACC | WECC |  | 22 | 2 | NAICS-22 Non-Cogen | PV | SUN | SUN | CISO | 24541 | 2775 | 2021
solar pv | TRUE | 63516 | N | . | California City | Goldman Sachs Renewable Power LLC | 61944 | CA | PACC | WECC |  | 22 | 2 | NAICS-22 Non-Cogen | PV | SUN | SUN | CISO | 47881 | 5414 | 2021
solar pv | TRUE | 63517 | N | . | Santa Fe Solar Power Plant | Duke Energy Florida, LLC | 6455 | FL | SAT | SERC |  | 22 | 1 | Electric Utility | PV | SUN | SUN | FPC | 1216863 | 137592 | 2021
solar pv | TRUE | 63518 | N | . | Twin Rivers Solar Power Plant | Duke Energy Florida, LLC | 6455 | FL | SAT | SERC |  | 22 | 1 | Electric Utility | PV | SUN | SUN | FPC | 751315 | 84952 | 2021
solar pv | TRUE | 63519 | N | . | CED Crane Solar | CED Crane Solar, LLC | 64403 | TX | WSC | TRE |  | 22 | 2 | NAICS-22 Non-Cogen | PV | SUN | SUN | ERCO | 3378824 | 382047 | 2021
solar pv | TRUE | 63520 | N | . | PA Solar Park II | Consolidated Edison Development Inc. | 56769 | PA | MAT | RFC |  | 22 | 2 | NAICS-22 Non-Cogen | PV | SUN | SUN | PJM | 109074 | 12333 | 2021
onshore wind | TRUE | 63521 | N | . | CED Mason City Wind | Consolidated Edison Development Inc. | 56769 | IA | WNC | MRO |  | 22 | 2 | NAICS-22 Non-Cogen | WT | WND | WND | MISO | 256636 | 29018 | 2021
solar pv | TRUE | 63523 | N | . | Spruce - WCMD - Rubble II | Goldman Sachs Renewable Power LLC | 61944 | MD | SAT | RFC |  | 22 | 2 | NAICS-22 Non-Cogen | PV | SUN | SUN | PJM | 23074 | 2609 | 2021
solar pv | TRUE | 63524 | N | . | Spruce - WCMD - Rubble I | Goldman Sachs Renewable Power LLC | 61944 | MD | SAT | RFC |  | 22 | 2 | NAICS-22 Non-Cogen | PV | SUN | SUN | PJM | 16026 | 1812 | 2021
solar pv | TRUE | 63525 | N | . | Spruce - WCMD - Creek | Goldman Sachs Renewable Power LLC | 61944 | MD | SAT | RFC |  | 22 | 2 | NAICS-22 Non-Cogen | PV | SUN | SUN | PJM | 23445 | 2651 | 2021
solar pv | TRUE | 63526 | N | . | Spruce - WCMD - Resh I | Goldman Sachs Renewable Power LLC | 61944 | MD | SAT | RFC |  | 22 | 2 | NAICS-22 Non-Cogen | PV | SUN | SUN | PJM | 24878 | 2813 | 2021
solar pv | TRUE | 63527 | N | . | Lafayette 2 - Internal Services Dept | Goldman Sachs Renewable Power LLC | 61944 | CA | PACC | WECC |  | 22 | 2 | NAICS-22 Non-Cogen | PV | SUN | SUN | CISO | 17980 | 2033 | 2021
solar pv | TRUE | 63530 | N | . | Jersey City DWP | Onyx Asset Services Group | 60584 | NJ | MAT | RFC |  | 22 | 2 | NAICS-22 Non-Cogen | PV | SUN | SUN | PJM | 11674 | 1320 | 2021
solar pv | TRUE | 63531 | N | . | Pima Community College NW | Onyx Asset Services Group | 60584 | AZ | MTN | WECC |  | 22 | 2 | NAICS-22 Non-Cogen | PV | SUN | SUN | TEPC | 27037 | 3057 | 2021
solar pv | TRUE | 63532 | N | . | Winona Community Solar One LLC | Madison Energy Holdings LLC | 62915 | MN | WNC | MRO |  | 22 | 2 | NAICS-22 Non-Cogen | PV | SUN | SUN | MISO | 15088 | 1706 | 2021
solar pv | TRUE | 63533 | N | . | Goodhue Community Solar Two LLC | Madison Energy Holdings LLC | 62915 | MN | WNC | MRO |  | 22 | 2 | NAICS-22 Non-Cogen | PV | SUN | SUN | MISO | 14785 | 1672 | 2021
solar pv | TRUE | 63534 | N | . | Houston/Winona Community Solar One LLC | Madison Energy Holdings LLC | 62915 | MN | WNC | MRO |  | 22 | 2 | NAICS-22 Non-Cogen | PV | SUN | SUN | MISO | 15539 | 1757 | 2021
other | TRUE | 63535 | N | . | Solar BESS Hybrid | Cobb Electric Membership Corporation | 63260 | GA | SAT | SERC |  | 22 | 2 | NAICS-22 Non-Cogen | BA | MWH | OTH | SOCO | 0 | -93 | 2021
solar pv | TRUE | 63535 | N | . | Solar BESS Hybrid | Cobb Electric Membership Corporation | 63260 | GA | SAT | SERC |  | 22 | 2 | NAICS-22 Non-Cogen | PV | SUN | SUN | SOCO | 20632 | 2333 | 2021
solar pv | TRUE | 63536 | N | . | Amazon DEN2 Solar Project | Solar Star Prime 1 LLC | 63259 | CO | MTN | WECC |  | 22 | 2 | NAICS-22 Non-Cogen | PV | SUN | SUN | PSCO | 1892 | 214 | 2021
solar pv | TRUE | 63537 | N | . | Amazon BDL3 Solar Project | Solar Star Prime 1 LLC | 63259 | CT | NEW | NPCC |  | 22 | 2 | NAICS-22 Non-Cogen | PV | SUN | SUN | ISNE | 35 | 4 | 2021
solar pv | TRUE | 63538 | N | . | Assembly Solar II LLC | Assembly Solar II LLC | 63253 | MI | ENC | NPCC |  | 22 | 2 | NAICS-22 Non-Cogen | PV | SUN | SUN | MISO | 54258 | 6135 | 2021
natural gas peaker | TRUE | 63540 | Y | . | Essex County Correctional Facility Cogen | Essex County Correctional Facility Cogen | 63229 | NJ | MAT | RFC |  | 22 | 3 | NAICS-22 Cogen | IC | NG | NG | PJM | 287799 | 26057.22 | 2021
solar pv | TRUE | 63542 | N | . | Enter Solar | Arcadia Solar, LLC | 63258 | MN | WNC | MRO |  | 22 | 2 | NAICS-22 Non-Cogen | PV | SUN | SUN | MISO | 0 | 0 | 2021
solar pv | TRUE | 63543 | N | . | Lange Solar | Arcadia Solar, LLC | 63258 | MN | WNC | MRO |  | 22 | 2 | NAICS-22 Non-Cogen | PV | SUN | SUN | MISO | 18229 | 2061 | 2021
solar pv | TRUE | 63545 | N | . | Chevron - Lost Hills Hybrid | Goldman Sachs Renewable Power LLC | 61944 | CA | PACC | WECC |  | 22 | 2 | NAICS-22 Non-Cogen | PV | SUN | SUN | CISO | 663513 | 75024 | 2021
solar pv | TRUE | 63548 | N | . | Lily Solar | X-Elio North America Inc | 57354 | SC | SAT | SERC |  | 22 | 2 | NAICS-22 Non-Cogen | PV | SUN | SUN | SCEG | 1385120 | 156617 | 2021
solar pv | TRUE | 63549 | N | . | Water Strider Solar | Consolidated Edison Development Inc. | 56769 | VA | SAT | SERC |  | 22 | 2 | NAICS-22 Non-Cogen | PV | SUN | SUN | PJM | 1041955 | 117815 | 2021
solar pv | TRUE | 63554 | N | . | Mohave Electric Cooperative at Joy Lane | Constellation Solar Arizona 2, LLC | 60404 | AZ | MTN | WECC |  | 22 | 2 | NAICS-22 Non-Cogen | PV | SUN | SUN | WALC | 257775 | 29147 | 2021
solar pv | TRUE | 63555 | N | . | St. Joseph's Solar, LLC CSG | 38 Degrees North, LLC | 63281 | MA | NEW | NPCC |  | 22 | 2 | NAICS-22 Non-Cogen | PV | SUN | SUN | ISNE | 14381 | 1626 | 2021
solar pv | TRUE | 63556 | N | . | Boutillier Solar, LLC CSG | 38 Degrees North, LLC | 63281 | MA | NEW | NPCC |  | 22 | 2 | NAICS-22 Non-Cogen | PV | SUN | SUN | ISNE | 40587 | 4589 | 2021
solar pv | TRUE | 63557 | N | . | Blair Wire Village Solar, LLC CSG | 38 Degrees North, LLC | 63281 | MA | NEW | NPCC |  | 22 | 2 | NAICS-22 Non-Cogen | PV | SUN | SUN | ISNE | 14469 | 1636 | 2021
solar pv | TRUE | 63558 | N | . | Barton Acres Solar, LLC CSG | 38 Degrees North, LLC | 63281 | MA | NEW | NPCC |  | 22 | 2 | NAICS-22 Non-Cogen | PV | SUN | SUN | ISNE | 14478 | 1637 | 2021
solar pv | TRUE | 63561 | N | . | Cherry Valley Solar, LLC CSG | 38 Degrees North, LLC | 63281 | MA | NEW | NPCC |  | 22 | 2 | NAICS-22 Non-Cogen | PV | SUN | SUN | ISNE | 13538 | 1531 | 2021
solar pv | TRUE | 63562 | N | . | ISM Solar Dighton 2, LLC CSG | 38 Degrees North, LLC | 63281 | MA | NEW | NPCC |  | 22 | 2 | NAICS-22 Non-Cogen | PV | SUN | SUN | ISNE | 32909 | 3721 | 2021
solar pv | TRUE | 63563 | N | . | Incom Solar, LLC CSG | 38 Degrees North, LLC | 63281 | MA | NEW | NPCC |  | 22 | 2 | NAICS-22 Non-Cogen | PV | SUN | SUN | ISNE | 31283 | 3537 | 2021
solar pv | TRUE | 63564 | N | . | JH Solar, LLC CSG | 38 Degrees North, LLC | 63281 | MA | NEW | NPCC |  | 22 | 2 | NAICS-22 Non-Cogen | PV | SUN | SUN | ISNE | 13487 | 1525 | 2021
solar pv | TRUE | 63565 | N | . | Woodchuck Solar, LLC CSG | 38 Degrees North, LLC | 63281 | MA | NEW | NPCC |  | 22 | 2 | NAICS-22 Non-Cogen | PV | SUN | SUN | ISNE | 14131 | 1598 | 2021
solar pv | TRUE | 63566 | N | . | HWY 158 PV | Ecoplexus, Inc | 58970 | NC | SAT | SERC |  | 22 | 2 | NAICS-22 Non-Cogen | PV | SUN | SUN | PJM | 173174 | 19581 | 2021
solar pv | TRUE | 63569 | N | . | Dudley River 3 Solar, LLC CSG | 38 Degrees North, LLC | 63281 | MA | NEW | NPCC |  | 22 | 2 | NAICS-22 Non-Cogen | PV | SUN | SUN | ISNE | 14787 | 1672 | 2021
solar pv | TRUE | 63570 | N | . | Dudley River 2 Solar, LLC CSG | 38 Degrees North, LLC | 63281 | MA | NEW | NPCC |  | 22 | 2 | NAICS-22 Non-Cogen | PV | SUN | SUN | ISNE | 14381 | 1626 | 2021
solar pv | TRUE | 63571 | N | . | Dudley River Solar, LLC CSG | 38 Degrees North, LLC | 63281 | MA | NEW | NPCC |  | 22 | 2 | NAICS-22 Non-Cogen | PV | SUN | SUN | ISNE | 14708 | 1663 | 2021
solar pv | TRUE | 63572 | N | . | Ledeaux Solar, LLC CSG | 38 Degrees North, LLC | 63281 | MA | NEW | NPCC |  | 22 | 2 | NAICS-22 Non-Cogen | PV | SUN | SUN | ISNE | 12443 | 1407 | 2021
solar pv | TRUE | 63573 | N | . | Cohasse Solar, LLC CSG | 38 Degrees North, LLC | 63281 | MA | NEW | NPCC |  | 22 | 2 | NAICS-22 Non-Cogen | PV | SUN | SUN | ISNE | 13398 | 1515 | 2021
onshore wind | TRUE | 63574 | N | . | Atchison County Wind | Union Electric Co - (MO) | 19436 | MO | WNC | MRO |  | 22 | 1 | Electric Utility | WT | WND | WND | SWPP | 5758654 | 651137 | 2021
petroleum | TRUE | 63575 | N | . | Thunderbird Generator (Tbird) | 4 Rivers Electric Cooperative Inc. | 63286 | KS | WNC | MRO |  | 22 | 1 | Electric Utility | IC | DFO | DFO | SWPP | 877 | 90 | 2021
solar pv | TRUE | 63576 | N | . | FastSun 4 CSG | Altus Power America Management, LLC | 60281 | MN | WNC | MRO |  | 22 | 2 | NAICS-22 Non-Cogen | PV | SUN | SUN | MISO | 7314 | 827 | 2021
solar pv | TRUE | 63577 | N | . | FastSun 21 CSG | Altus Power America Management, LLC | 60281 | MN | WNC | MRO |  | 22 | 2 | NAICS-22 Non-Cogen | PV | SUN | SUN | MISO | 9834 | 1112 | 2021
onshore wind | TRUE | 63578 | N | . | Sagamore Wind | Southwestern Public Service Co | 17718 | NM | MTN | MRO |  | 22 | 1 | Electric Utility | WT | WND | WND | SWPP | 18020260 | 2037569 | 2021
solar pv | TRUE | 63579 | N | . | Britton Solar Energy Center | NMRD Data Center, LLC | 61156 | NM | MTN | WECC |  | 22 | 2 | NAICS-22 Non-Cogen | PV | SUN | SUN | PNM | 1251000 | 141452 | 2021
solar pv | TRUE | 63582 | N | . | Harmony Solar | Harmony Florida Solar LLC | 63292 | FL | SAT | SERC |  | 22 | 2 | NAICS-22 Non-Cogen | PV | SUN | SUN | FMPP | 1629179 | 184213 | 2021
solar pv | TRUE | 63583 | N | . | Taylor Creek Solar | Taylor Creek Solar LLC | 63290 | FL | SAT | SERC |  | 22 | 2 | NAICS-22 Non-Cogen | PV | SUN | SUN | FMPP | 1626430 | 183902 | 2021
solar pv | TRUE | 63586 | N | . | SR Kersey II | SR Kersey II, LLC | 63282 | CO | MTN | WECC |  | 22 | 2 | NAICS-22 Non-Cogen | PV | SUN | SUN | WACM | 17981 | 2033 | 2021
solar pv | TRUE | 63587 | N | . | SR Skylark C | SR Skylark C, LLC | 63283 | CO | MTN | WECC |  | 22 | 2 | NAICS-22 Non-Cogen | PV | SUN | SUN | WACM | 20394 | 2306 | 2021
solar pv | TRUE | 63588 | N | . | Palombo Solar, LLC CSG | 38 Degrees North, LLC | 63281 | MA | NEW | NPCC |  | 22 | 2 | NAICS-22 Non-Cogen | PV | SUN | SUN | ISNE | 29114 | 3292 | 2021
solar pv | TRUE | 63589 | N | . | Palombo B Solar, LLC CSG | 38 Degrees North, LLC | 63281 | MA | NEW | NPCC |  | 22 | 2 | NAICS-22 Non-Cogen | PV | SUN | SUN | ISNE | 14265 | 1613 | 2021
onshore wind | TRUE | 63590 | N | . | Ponderosa Wind Energy Center | Ponderosa Wind, LLC | 63299 | OK | WSC | MRO |  | 22 | 2 | NAICS-22 Non-Cogen | WT | WND | WND | SWPP | 7889857 | 892114 | 2021
solar pv | TRUE | 63592 | N | . | Nutmeg Solar | Nutmeg Solar LLC | 63294 | CT | NEW | NPCC |  | 22 | 2 | NAICS-22 Non-Cogen | PV | SUN | SUN | ISNE | 310646 | 35125 | 2021
solar pv | TRUE | 63593 | N | . | Brooten CSG1, LLC | Nautilus Solar Solutions | 61227 | MN | WNC | MRO |  | 22 | 2 | NAICS-22 Non-Cogen | PV | SUN | SUN | MISO | 8641 | 977 | 2021
solar pv | TRUE | 63594 | N | . | Buffalo Lake CSG1, LLC | Nautilus Solar Solutions | 61227 | MN | WNC | MRO |  | 22 | 2 | NAICS-22 Non-Cogen | PV | SUN | SUN | MISO | 8826 | 998 | 2021
solar pv | TRUE | 63595 | N | . | Lowry CSG2, LLC | Nautilus Solar Solutions | 61227 | MN | WNC | MRO |  | 22 | 2 | NAICS-22 Non-Cogen | PV | SUN | SUN | MISO | 19155 | 2166 | 2021
solar pv | TRUE | 63596 | N | . | Paynesville CSG1, LLC | Nautilus Solar Solutions | 61227 | MN | WNC | MRO |  | 22 | 2 | NAICS-22 Non-Cogen | PV | SUN | SUN | MISO | 20474 | 2315 | 2021
solar pv | TRUE | 63597 | N | . | Plato CSG1, LLC | Nautilus Solar Solutions | 61227 | MN | WNC | MRO |  | 22 | 2 | NAICS-22 Non-Cogen | PV | SUN | SUN | MISO | 18546 | 2097 | 2021
solar pv | TRUE | 63598 | N | . | Sacred Heart CSG1, LLC | Nautilus Solar Solutions | 61227 | MN | WNC | MRO |  | 22 | 2 | NAICS-22 Non-Cogen | PV | SUN | SUN | MISO | 7730 | 874 | 2021
solar pv | TRUE | 63599 | N | . | Stewart CSG1, LLC | Nautilus Solar Solutions | 61227 | MN | WNC | MRO |  | 22 | 2 | NAICS-22 Non-Cogen | PV | SUN | SUN | MISO | 8579 | 970 | 2021
onshore wind | TRUE | 63601 | N | . | Isabella Wind Park | DTE Electric Company | 5109 | MI | ENC | RFC |  | 22 | 1 | Electric Utility | WT | WND | WND | MISO | 3247244 | 367169 | 2021
other | FALSE | 63603 | N | . | Illumina Way SD | Bloom Energy | 57128 | CA | PACC | WECC |  | 339 | 6 | Industrial NAICS Non-Cogen | FC | NG | NG | CISO | 205053 | 29439 | 2021
other | FALSE | 63604 | N | . | Extreme San Ignacio | Bloom Energy | 57128 | CA | PACC | WECC |  | 518 | 4 | Commercial NAICS Non-Cogen | FC | NG | NG | CISO | 50553 | 7595 | 2021
other | FALSE | 63605 | N | . | ATT North Watney | Bloom Energy | 57128 | CA | PACC | WECC |  | 517 | 4 | Commercial NAICS Non-Cogen | FC | NG | NG | CISO | 59163 | 8686 | 2021
other | FALSE | 63606 | N | . | ATT Ventura Blvd | Bloom Energy | 57128 | CA | PACC | WECC |  | 517 | 4 | Commercial NAICS Non-Cogen | FC | NG | NG | LDWP | 57747 | 6253 | 2021
other | FALSE | 63607 | N | . | Extreme Via Del Oro | Bloom Energy | 57128 | CA | PACC | WECC |  | 518 | 4 | Commercial NAICS Non-Cogen | FC | NG | NG | CISO | 68423 | 9689 | 2021
solar pv | TRUE | 63618 | N | . | USS Solar Brick | Standard Solar | 60531 | IL | ENC | SERC |  | 22 | 2 | NAICS-22 Non-Cogen | PV | SUN | SUN | MISO | 19659 | 2223 | 2021
solar pv | TRUE | 63623 | N | . | Lafayette 2 - MLK Jr. Hospital (MLK) | Goldman Sachs Renewable Power LLC | 61944 | CA | PACC | WECC |  | 22 | 2 | NAICS-22 Non-Cogen | PV | SUN | SUN | CISO | 14194 | 1605 | 2021
onshore wind | TRUE | 63624 | N | . | La Chalupa, LLC | Acciona Energy USA Global, LLC | 57416 | TX | WSC | TRE |  | 22 | 2 | NAICS-22 Non-Cogen | WT | WND | WND | ERCO | 1438149 | 162613 | 2021
solar pv | TRUE | 63626 | N | . | IGS FE Trenton, LLC | Greenbacker Renewable Energy Corporation | 60025 | NJ | MAT | RFC |  | 22 | 2 | NAICS-22 Non-Cogen | PV | SUN | SUN | PJM | 17352 | 1962 | 2021
solar pv | TRUE | 63627 | N | . | Scenic Hill Solar IV, LLC | Greenbacker Renewable Energy Corporation | 60025 | AR | WSC | SERC |  | 22 | 2 | NAICS-22 Non-Cogen | PV | SUN | SUN | SWPP | 35615 | 4027 | 2021
petroleum | TRUE | 63628 | N | . | Tinker | Oklahoma Gas & Electric Co | 14063 | OK | WSC | MRO |  | 22 | 1 | Electric Utility | GT | DFO | DFO | SWPP | 0 | 0 | 2021
natural gas peaker | TRUE | 63628 | N | . | Tinker | Oklahoma Gas & Electric Co | 14063 | OK | WSC | MRO |  | 22 | 1 | Electric Utility | GT | NG | NG | SWPP | 119706 | 7501 | 2021
solar pv | TRUE | 63629 | N | . | Hydra Community Solar Garden, LLC (CSG) | National Grid Renewables | 62759 | MN | WNC | MRO |  | 22 | 2 | NAICS-22 Non-Cogen | PV | SUN | SUN | MISO | 15371 | 1738 | 2021
solar pv | FALSE | 63630 | N | . | Pleasanton - Amador Valley High School | Westbound Solar LLC | 62715 | CA | PACC | WECC |  | 611 | 4 | Commercial NAICS Non-Cogen | PV | SUN | SUN | CISO | 13939 | 1576 | 2021
natural gas peaker | FALSE | 63632 | Y | . | Tate & Lyle Loudon Plant | Tate and Lyle Ingredients, LLC | 63346 | TN | ESC | SERC |  | 311 | 7 | Industrial NAICS Cogen | GT | NG | NG | TVA | 3945365 | 346156 | 2021
solar pv | TRUE | 63635 | N | . | Crown | Crown Solar Center, LLC | 63338 | SC | SAT | SERC |  | 22 | 2 | NAICS-22 Non-Cogen | PV | SUN | SUN | DUK | 57707 | 6525 | 2021
solar pv | TRUE | 63636 | N | . | Fort Rock I | Fort Rock Solar I, LLC | 63339 | OR | PACC | WECC |  | 22 | 2 | NAICS-22 Non-Cogen | PV | SUN | SUN | BPAT | 225073 | 25449 | 2021
other | FALSE | 63637 | N | . | One Patriot | Bloom Energy | 57128 | MA | NEW | NPCC |  | 711 | 4 | Commercial NAICS Non-Cogen | FC | NG | NG | ISNE | 111577 | 16162 | 2021
other | FALSE | 63638 | N | . | Tracy 210 | Costco Wholesale | 58622 | CA | PACC | WECC |  | 311 | 6 | Industrial NAICS Non-Cogen | FC | NG | NG | CISO | 157146 | 21386 | 2021
onshore wind | TRUE | 63639 | N | . | Contrail Wind Farm | MidAmerican Energy Co | 12341 | IA | WNC | MRO |  | 22 | 1 | Electric Utility | WT | WND | WND | MISO | 2464698 | 278686 | 2021
onshore wind | TRUE | 63640 | N | . | Southern Hills Wind Farm | MidAmerican Energy Co | 12341 | IA | WNC | MRO |  | 22 | 1 | Electric Utility | WT | WND | WND | MISO | 5372924 | 607522 | 2021
onshore wind | TRUE | 63641 | N | . | Diamond Trail Wind Farm | MidAmerican Energy Co | 12341 | IA | WNC | MRO |  | 22 | 1 | Electric Utility | WT | WND | WND | MISO | 7145385 | 807936 | 2021
solar pv | TRUE | 63642 | N | . | Dunn Road Solar | Neighborhood Power Corp. | 63185 | OR | PACC | WECC |  | 22 | 2 | NAICS-22 Non-Cogen | PV | SUN | SUN | PGE | 28363 | 3207 | 2021
other | TRUE | 63647 | N | . | SDM000 Clarkson Fuel Cell | 2016 ESA Project Company, LLC | 62150 | NY | MAT | NPCC |  | 22 | 2 | NAICS-22 Non-Cogen | FC | NG | NG | NYIS | 94391 | 12646 | 2021
other | TRUE | 63648 | N | . | NHH003 Clarkson Fuel Cell | 2016 ESA Project Company, LLC | 62150 | NY | MAT | NPCC |  | 22 | 2 | NAICS-22 Non-Cogen | FC | NG | NG | NYIS | 62751 | 8443 | 2021
other | TRUE | 63649 | N | . | NHH004 Winthrop Fuel Cell | 2016 ESA Project Company, LLC | 62150 | NY | MAT | NPCC |  | 22 | 2 | NAICS-22 Non-Cogen | FC | NG | NG | NYIS | 58389 | 8005 | 2021
solar pv | TRUE | 63650 | N | . | Flodquist Community Solar LLC CSG | Flodquist Community Solar LLC | 63345 | MN | WNC | MRO |  | 22 | 2 | NAICS-22 Non-Cogen | PV | SUN | SUN | MISO | 6694 | 757 | 2021
solar pv | TRUE | 63651 | N | . | North Kern State Prison Phase II | SunE P11L Holdings, LLC | 63344 | CA | PACC | WECC |  | 22 | 2 | NAICS-22 Non-Cogen | PV | SUN | SUN | CISO | 71327 | 8065 | 2021
solar pv | TRUE | 63654 | N | . | Sheriff Road | Sheriff Rd Solar LLC | 63357 | MD | SAT | RFC |  | 22 | 2 | NAICS-22 Non-Cogen | PV | SUN | SUN | PJM | 17289 | 1955 | 2021
onshore wind | TRUE | 63655 | N | . | Coyote Wind LLC | EDF Renewable Asset Holdings, Inc. | 57170 | TX | WSC | TRE |  | 22 | 2 | NAICS-22 Non-Cogen | WT | WND | WND | ERCO | 5473194 | 618859.65 | 2021
solar pv | TRUE | 63656 | N | . | CED Peoria Solar | Bay4 Energy Services, LLC | 64395 | IL | ENC | SERC |  | 22 | 2 | NAICS-22 Non-Cogen | PV | SUN | SUN | MISO | 21535 | 2435 | 2021
solar pv | TRUE | 63657 | N | . | Siems Solar Project CSG | Siems Community Solar LLC | 63365 | MN | WNC | MRO |  | 22 | 2 | NAICS-22 Non-Cogen | PV | SUN | SUN | MISO | 17752 | 2007 | 2021
solar pv | TRUE | 63658 | N | . | Schueler Community Solar | Schueler Community Solar LLC | 63366 | MN | WNC | MRO |  | 22 | 2 | NAICS-22 Non-Cogen | PV | SUN | SUN | MISO | 16300 | 1843 | 2021
solar pv | TRUE | 63659 | N | . | Bowden Solar LLC | 38DN Power Fund 1 LLC | 63368 | MA | NEW | NPCC |  | 22 | 2 | NAICS-22 Non-Cogen | PV | SUN | SUN | ISNE | 29290 | 3312 | 2021
solar pv | TRUE | 63660 | N | . | M72 West Solar | Heritage Sustainable Energy. LLC | 62870 | MI | ENC | RFC |  | 22 | 2 | NAICS-22 Non-Cogen | PV | SUN | SUN | MISO | 15034 | 1700 | 2021
other | TRUE | 63661 | N | . | SWM Fuel Cell | Yaphank Fuel Cell Park, LLC | 63369 | NY | MAT | NPCC |  | 22 | 2 | NAICS-22 Non-Cogen | FC | NG | NG | NYIS | 21255 | 380 | 2021
solar pv | TRUE | 63663 | N | . | Mt Hope Solar | Neighborhood Power Corp. | 63185 | OR | PACC | WECC |  | 22 | 2 | NAICS-22 Non-Cogen | PV | SUN | SUN | PGE | 37765 | 4270 | 2021
solar pv | TRUE | 63664 | N | . | Williams Acres Solar | Neighborhood Power Corp. | 63185 | OR | PACC | WECC |  | 22 | 2 | NAICS-22 Non-Cogen | PV | SUN | SUN | PGE | 32909 | 3721 | 2021
solar pv | TRUE | 63665 | N | . | River Valley Solar | Neighborhood Power Corp. | 63185 | OR | PACC | WECC |  | 22 | 2 | NAICS-22 Non-Cogen | PV | SUN | SUN | PGE | 0 | 0 | 2021
onshore wind | TRUE | 63666 | N | . | Bitter Ridge Wind Farm, LLC | Bitter Ridge Wind Farm, LLC | 63373 | IN | ENC | RFC |  | 22 | 2 | NAICS-22 Non-Cogen | WT | WND | WND | PJM | 3332897 | 376854 | 2021
solar pv | TRUE | 63667 | N | . | Sanford Solar | Sanford Airport Solar, LLC | 63374 | ME | NEW | NPCC |  | 22 | 2 | NAICS-22 Non-Cogen | PV | SUN | SUN | ISNE | 774485 | 87572 | 2021
solar pv | TRUE | 63668 | N | . | University Solar, LLC | AES Distributed Energy | 61012 | RI | NEW | NPCC |  | 22 | 2 | NAICS-22 Non-Cogen | PV | SUN | SUN | ISNE | 294949 | 33350 | 2021
solar pv | TRUE | 63672 | N | . | Lakeville Solar | C2 MA Lakeville, LLC | 63391 | MA | NEW | NPCC |  | 22 | 2 | NAICS-22 Non-Cogen | PV | SUN | SUN | ISNE | 35987 | 4069 | 2021
natural gas peaker | FALSE | 63673 | Y | . | Norwalk Hospital Plant | Norwalk Hospital | 63392 | CT | NEW | NPCC |  | 622 | 5 | Commercial NAICS Cogen | GT | NG | NG | ISNE | 0 | 0 | 2021
natural gas peaker | FALSE | 63673 | Y | . | Norwalk Hospital Plant | Norwalk Hospital | 63392 | CT | NEW | NPCC |  | 622 | 5 | Commercial NAICS Cogen | IC | NG | NG | ISNE | 160188 | 14641 | 2021
solar pv | TRUE | 63675 | N | . | MSAP 13 | MSAP 13, LLC | 63394 | NY | MAT | NPCC |  | 22 | 2 | NAICS-22 Non-Cogen | PV | SUN | SUN | NYIS | 25213 | 2851 | 2021
solar pv | TRUE | 63678 | N | . | Paulson Community (CSG) | Paulson Community Solar LLC | 63397 | MN | WNC | MRO |  | 22 | 2 | NAICS-22 Non-Cogen | PV | SUN | SUN | MISO | 15211 | 1720 | 2021
solar pv | TRUE | 63679 | N | . | Laurel Village (CSG) | Laurel Village Community Solar LLC | 63398 | MN | WNC | MRO |  | 22 | 2 | NAICS-22 Non-Cogen | PV | SUN | SUN | MISO | 11621 | 1314 | 2021
solar pv | TRUE | 63680 | N | . | Hertzberg Community (CSG) | Hertzberg Community Solar | 63399 | MN | WNC | MRO |  | 22 | 2 | NAICS-22 Non-Cogen | PV | SUN | SUN | MISO | 18104 | 2047 | 2021
solar pv | TRUE | 63681 | N | . | Oak Leaf Solar XXXIII LLC (Lantz) | Greenbacker Renewable Energy Corporation | 60025 | CO | MTN | WECC |  | 22 | 2 | NAICS-22 Non-Cogen | PV | SUN | SUN | PSCO | 35014 | 3959 | 2021
solar pv | TRUE | 63682 | N | . | Brenda Luhman - CSG | Brenda Luhman Community Solar LLC | 63380 | MN | WNC | MRO |  | 22 | 2 | NAICS-22 Non-Cogen | PV | SUN | SUN | MISO | 14682 | 1660 | 2021
solar pv | TRUE | 63683 | N | . | Carlson Community (CSG) | Carlson Community Solar | 63381 | MN | WNC | MRO |  | 22 | 2 | NAICS-22 Non-Cogen | PV | SUN | SUN | MISO | 14327 | 1620 | 2021
solar pv | TRUE | 63684 | N | . | Hammer Community (CSG) | Hammer Community Solar LLC | 63400 | MN | WNC | MRO |  | 22 | 2 | NAICS-22 Non-Cogen | PV | SUN | SUN | MISO | 18501 | 2092 | 2021
onshore wind | TRUE | 63686 | N | . | Crescent Wind Park | Consumers Energy Co | 4254 | MI | ENC | RFC |  | 22 | 1 | Electric Utility | WT | WND | WND | MISO | 2810826 | 317823 | 2021
onshore wind | TRUE | 63687 | N | . | Gratiot Farms Wind Project | Consumers Energy Co | 4254 | MI | ENC | RFC |  | 22 | 1 | Electric Utility | WT | WND | WND | MISO | 3132846 | 354234 | 2021
natural gas peaker | TRUE | 63688 | N | . | Topaz Generating | ProEnergy Services | 63082 | TX | WSC | TRE |  | 22 | 2 | NAICS-22 Non-Cogen | GT | NG | NG | ERCO | 1736008 | 168638 | 2021
solar pv | TRUE | 63689 | N | . | Red Lake Falls Community Hybrid | Consolidated Edison Development Inc. | 56769 | MN | WNC | MRO |  | 22 | 2 | NAICS-22 Non-Cogen | PV | SUN | SUN | MISO | 154116 | 17426 | 2021
onshore wind | TRUE | 63689 | N | . | Red Lake Falls Community Hybrid | Consolidated Edison Development Inc. | 56769 | MN | WNC | MRO |  | 22 | 2 | NAICS-22 Non-Cogen | WT | WND | WND | MISO | 0 | 0 | 2021
solar pv | TRUE | 63690 | N | . | Oak Street Solar | Citizens Enterprises Corporation | 58871 | MA | NEW | NPCC |  | 22 | 2 | NAICS-22 Non-Cogen | PV | SUN | SUN | ISNE | 48581 | 5493 | 2021
solar pv | TRUE | 63691 | N | . | Hunker Solar River, LLC | SolRiver Capital LLC | 64994 | PA | MAT | RFC |  | 22 | 2 | NAICS-22 Non-Cogen | PV | SUN | SUN | PJM | 13267 | 1500 | 2021
solar pv | TRUE | 63692 | N | . | PG Solar, LLC | North Carolina El Member Corp | 13683 | NC | SAT | SERC |  | 22 | 1 | Electric Utility | PV | SUN | SUN | CPLE | 34007 | 3845 | 2021
solar pv | TRUE | 63693 | N | . | Freight Line Solar, LLC | North Carolina El Member Corp | 13683 | NC | SAT | SERC |  | 22 | 1 | Electric Utility | PV | SUN | SUN | CPLE | 39957 | 4518 | 2021
solar pv | TRUE | 63694 | N | . | Butler Solar, LLC | SolRiver Capital LLC | 64994 | OR | PACC | WECC |  | 22 | 2 | NAICS-22 Non-Cogen | PV | SUN | SUN | PGE | 73264 | 8284 | 2021
solar pv | TRUE | 63695 | N | . | Holly Swamp Solar, LLC | North Carolina El Member Corp | 13683 | NC | SAT | SERC |  | 22 | 1 | Electric Utility | PV | SUN | SUN | CPLE | 38438 | 4346 | 2021
solar pv | TRUE | 63696 | N | . | Westmoreland County Solar Project | Westmoreland County Solar Project, LLC | 63412 | VA | SAT | SERC |  | 22 | 2 | NAICS-22 Non-Cogen | PV | SUN | SUN | PJM | 99301 | 11228 | 2021
solar pv | TRUE | 63697 | N | . | Cranberry Solar | GWE Cranberry Solar RT, LLC | 63409 | MA | NEW | NPCC |  | 22 | 2 | NAICS-22 Non-Cogen | PV | SUN | SUN | ISNE | 15414 | 1743 | 2021
solar pv | TRUE | 63698 | N | . | Galloway Landfill | NJR Clean Energy Ventures Corporation | 56990 | NJ | MAT | RFC |  | 22 | 2 | NAICS-22 Non-Cogen | PV | SUN | SUN | PJM | 35298 | 3991 | 2021
other | TRUE | 63699 | N | . | AGT000 Stevens Creek Fuel Cell | 2016 ESA Project Company, LLC | 62150 | CA | PACC | WECC |  | 22 | 2 | NAICS-22 Non-Cogen | FC | NG | NG | CISO | 122371 | 16898 | 2021
other | TRUE | 63700 | N | . | AGT001 Centerville Fuel Cell | 2016 ESA Project Company, LLC | 62150 | DE | SAT | RFC |  | 22 | 2 | NAICS-22 Non-Cogen | FC | NG | NG | PJM | 64612 | 10218 | 2021
other | TRUE | 63701 | N | . | CST001 McCarthy Fuel Cell | 2016 ESA Project Company, LLC | 62150 | CA | PACC | WECC |  | 22 | 2 | NAICS-22 Non-Cogen | FC | NG | NG | CISO | 68766 | 9568 | 2021
other | TRUE | 63702 | N | . | EQX002 Secaucus Rd Fuel Cell | 2016 ESA Project Company, LLC | 62150 | NJ | MAT | RFC |  | 22 | 2 | NAICS-22 Non-Cogen | FC | NG | NG | PJM | 88203 | 12502 | 2021
other | TRUE | 63703 | N | . | EQX003 Secaucus Rd Fuel Cell | 2016 ESA Project Company, LLC | 62150 | NJ | MAT | RFC |  | 22 | 2 | NAICS-22 Non-Cogen | FC | NG | NG | PJM | 106684 | 14794 | 2021
other | TRUE | 63704 | N | . | EQX010 Great Oaks Fuel Cell | 2016 ESA Project Company, LLC | 62150 | CA | PACC | WECC |  | 22 | 2 | NAICS-22 Non-Cogen | FC | NG | NG | CISO | 141509 | 20403 | 2021
other | TRUE | 63705 | N | . | EQX011 Duane Fuel Cell | 2016 ESA Project Company, LLC | 62150 | CA | PACC | WECC |  | 22 | 2 | NAICS-22 Non-Cogen | FC | NG | NG | CISO | 240999 | 33692 | 2021
other | TRUE | 63706 | N | . | EQX012 Harz Fuel Cell | 2016 ESA Project Company, LLC | 62150 | NJ | MAT | RFC |  | 22 | 2 | NAICS-22 Non-Cogen | FC | NG | NG | PJM | 133306 | 17711 | 2021
other | TRUE | 63708 | N | . | EQX015 Great Oaks Fuel Cell | 2016 ESA Project Company, LLC | 62150 | CA | PACC | WECC |  | 22 | 2 | NAICS-22 Non-Cogen | FC | NG | NG | CISO | 209895 | 28488 | 2021
other | TRUE | 63711 | N | . | JSR000 N Mathilda Fuel Cell | 2016 ESA Project Company, LLC | 62150 | CA | PACC | WECC |  | 22 | 2 | NAICS-22 Non-Cogen | FC | NG | NG | CISO | 65072 | 8967 | 2021
other | TRUE | 63712 | N | . | KSR028 Merced Fuel Cell | 2016 ESA Project Company, LLC | 62150 | CA | PACC | WECC |  | 22 | 2 | NAICS-22 Non-Cogen | FC | NG | NG | CISO | 115185 | 15510 | 2021
other | TRUE | 63713 | N | . | IIV000 Mt Bethel Fuel Cell | 2016 ESA Project Company, LLC | 62150 | NJ | MAT | RFC |  | 22 | 2 | NAICS-22 Non-Cogen | FC | NG | NG | PJM | 142943 | 19019 | 2021
other | TRUE | 63714 | N | . | GEN005 Antibody Fuel Cell | 2016 ESA Project Company, LLC | 62150 | CA | PACC | WECC |  | 22 | 2 | NAICS-22 Non-Cogen | FC | NG | NG | CISO | 152596 | 21181 | 2021
other | TRUE | 63715 | N | . | SCU000 El Camino Real Fuel Cell | 2016 ESA Project Company, LLC | 62150 | CA | PACC | WECC |  | 22 | 2 | NAICS-22 Non-Cogen | FC | NG | NG | CISO | 82366 | 11493 | 2021
other | TRUE | 63716 | N | . | KSR053 Cantara Fuel Cell | 2016 ESA Project Company, LLC | 62150 | CA | PACC | WECC |  | 22 | 2 | NAICS-22 Non-Cogen | FC | NG | NG | CISO | 82901 | 10930 | 2021
other | TRUE | 63717 | N | . | TLR000 Hansen Fuel Cell | 2016 ESA Project Company, LLC | 62150 | CA | PACC | WECC |  | 22 | 2 | NAICS-22 Non-Cogen | FC | NG | NG | CISO | 170603 | 24289 | 2021
solar pv | TRUE | 63718 | N | . | ISM Solar Cranston CSG | Nautilus Solar Solutions | 61227 | RI | NEW | NPCC |  | 22 | 2 | NAICS-22 Non-Cogen | PV | SUN | SUN | ISNE | 37534 | 4244 | 2021
solar pv | TRUE | 63720 | N | . | Augusta Solar | Augusta Solar, LLC | 63419 | SC | SAT | SERC |  | 22 | 2 | NAICS-22 Non-Cogen | PV | SUN | SUN | DUK | 31768 | 3592 | 2021
other | TRUE | 63721 | N | . | Cool Springs Solar (Hybrid) | Cool Springs Solar, LLC | 63414 | GA | SAT | SERC |  | 22 | 2 | NAICS-22 Non-Cogen | BA | MWH | OTH | SOCO | 0 | -210 | 2021
solar pv | TRUE | 63721 | N | . | Cool Springs Solar (Hybrid) | Cool Springs Solar, LLC | 63414 | GA | SAT | SERC |  | 22 | 2 | NAICS-22 Non-Cogen | PV | SUN | SUN | SOCO | 137277 | 15522 | 2021
other | TRUE | 63722 | N | . | Rawhide Prairie Solar Hybrid | Greenbacker Renewable Energy Corporation | 60025 | CO | MTN | WECC |  | 22 | 2 | NAICS-22 Non-Cogen | BA | MWH | OTH | PSCO | 0 | -64 | 2021
solar pv | TRUE | 63722 | N | . | Rawhide Prairie Solar Hybrid | Greenbacker Renewable Energy Corporation | 60025 | CO | MTN | WECC |  | 22 | 2 | NAICS-22 Non-Cogen | PV | SUN | SUN | PSCO | 318446 | 36007 | 2021
solar pv | TRUE | 63724 | N | . | Hayfield Solar I LLC CSG | Hayfield Solar I LLC | 63788 | MN | WNC | MRO |  | 22 | 2 | NAICS-22 Non-Cogen | PV | SUN | SUN | MISO | 15619 | 1766 | 2021
solar pv | TRUE | 63725 | N | . | Hayfield Solar III LLC CSG | Hayfield Solar III LLC | 63789 | MN | WNC | MRO |  | 22 | 2 | NAICS-22 Non-Cogen | PV | SUN | SUN | MISO | 15185 | 1717 | 2021
solar pv | TRUE | 63726 | N | . | Pipestone City Solar LLC CSG | Pipestone City Solar LLC | 63790 | MN | WNC | MRO |  | 22 | 2 | NAICS-22 Non-Cogen | PV | SUN | SUN | MISO | 4333 | 490 | 2021
solar pv | TRUE | 63727 | N | . | Slate Hybrid | Goldman Sachs Renewable Power LLC | 61944 | CA | PACC | WECC |  | 22 | 2 | NAICS-22 Non-Cogen | PV | SUN | SUN | CISO | 85760 | 9697 | 2021
solar pv | TRUE | 63729 | N | . | CES Marbletown Solar | Consolidated Edison Solutions Inc | 57365 | NY | MAT | NPCC |  | 22 | 2 | NAICS-22 Non-Cogen | PV | SUN | SUN | NYIS | 28796 | 3256 | 2021
solar pv | TRUE | 63732 | N | . | ESA Buies Creek, LLC | Sol Systems | 61677 | NC | SAT | SERC |  | 22 | 2 | NAICS-22 Non-Cogen | PV | SUN | SUN | CPLE | 51445 | 5817 | 2021
solar pv | TRUE | 63733 | N | . | Eros Solar, LLC | Sol Systems | 61677 | NC | SAT | SERC |  | 22 | 2 | NAICS-22 Non-Cogen | PV | SUN | SUN | CPLE | 91023 | 10292 | 2021
solar pv | TRUE | 63734 | N | . | Ventura Solar, LLC | Sol Systems | 61677 | NC | SAT | SERC |  | 22 | 2 | NAICS-22 Non-Cogen | PV | SUN | SUN | DUK | 96162 | 10873 | 2021
other | TRUE | 63737 | N | . | Chisholm Grid Energy Storage System | Chisholm Grid, LLC | 63430 | TX | WSC | TRE |  | 22 | 2 | NAICS-22 Non-Cogen | BA | MWH | OTH | ERCO | 0 | -1169 | 2021
onshore wind | TRUE | 63739 | N | . | Las Majadas Wind Farm | Las Majadas Wind Farm, LLC | 63431 | TX | WSC | TRE |  | 22 | 2 | NAICS-22 Non-Cogen | WT | WND | WND | ERCO | 6829470 | 772215 | 2021
solar pv | TRUE | 63741 | N | . | USS Bluff Country Solar CSG | USS Bluff Country Solar | 63433 | MN | WNC | MRO |  | 22 | 2 | NAICS-22 Non-Cogen | PV | SUN | SUN | MISO | 18698 | 2114 | 2021
solar pv | TRUE | 63742 | N | . | USS Viceroy Solar LLC CSG | USS Viceroy Solar LLC | 63434 | MN | WNC | MRO |  | 22 | 2 | NAICS-22 Non-Cogen | PV | SUN | SUN | MISO | 17716 | 2003 | 2021
solar pv | TRUE | 63743 | N | . | USS Solar Way LLC CSG | Standard Solar | 60531 | MN | WNC | MRO |  | 22 | 2 | NAICS-22 Non-Cogen | PV | SUN | SUN | MISO | 19474 | 2202 | 2021
solar pv | TRUE | 63744 | N | . | USS Hubers Solar LLC CSG | USS Hubers Solar LLC | 63436 | MN | WNC | MRO |  | 22 | 2 | NAICS-22 Non-Cogen | PV | SUN | SUN | MISO | 17545 | 1984 | 2021
solar pv | TRUE | 63745 | N | . | Greensville County Solar Project, LLC | Dominion Energy Inc | 5248 | VA | SAT | SERC |  | 22 | 1 | Electric Utility | PV | SUN | SUN | PJM | 1367725 | 154650 | 2021
solar pv | TRUE | 63746 | N | . | TWE Myrtle Solar Farm, LLC | Dominion Energy Inc | 5248 | VA | SAT | SERC |  | 22 | 1 | Electric Utility | PV | SUN | SUN | PJM | 287872 | 32550 | 2021
solar pv | TRUE | 63747 | N | . | Fogarty CSG | Fogarty Solar LLC | 63441 | NY | MAT | NPCC |  | 22 | 2 | NAICS-22 Non-Cogen | PV | SUN | SUN | NYIS | 12108 | 1369 | 2021
solar pv | TRUE | 63748 | N | . | Mount Hope West | Mount Hope Solar 2 LLC | 63442 | NY | MAT | NPCC |  | 22 | 2 | NAICS-22 Non-Cogen | PV | SUN | SUN | NYIS | 33308 | 3766 | 2021
solar pv | TRUE | 63749 | N | . | Mount Hope East | Mount Hope Solar 1 LLC | 63443 | NY | MAT | NPCC |  | 22 | 2 | NAICS-22 Non-Cogen | PV | SUN | SUN | NYIS | 30680 | 3469 | 2021
solar pv | TRUE | 63750 | N | . | Bluestone | Bluestone Solar LLC | 63444 | NY | MAT | NPCC |  | 22 | 2 | NAICS-22 Non-Cogen | PV | SUN | SUN | NYIS | 23782 | 2689 | 2021
solar pv | TRUE | 63751 | N | . | Underhill | Underhill Solar LLC | 63445 | NY | MAT | NPCC |  | 22 | 2 | NAICS-22 Non-Cogen | PV | SUN | SUN | NYIS | 29556 | 3342 | 2021
solar pv | TRUE | 63752 | N | . | Grabinski | Grabinski Solar LLC | 63446 | NY | MAT | NPCC |  | 22 | 2 | NAICS-22 Non-Cogen | PV | SUN | SUN | NYIS | 30512 | 3450 | 2021
solar pv | TRUE | 63753 | N | . | Platteville Solar CSG, LLC | Greenbacker Renewable Energy Corporation | 60025 | CO | MTN | WECC |  | 22 | 2 | NAICS-22 Non-Cogen | PV | SUN | SUN | PSCO | 25939 | 2933 | 2021
solar pv | TRUE | 63754 | N | . | Gulf Power Blue Indigo Energy | Gulf Power Co | 7801 | FL | SAT | SERC |  | 22 | 1 | Electric Utility | PV | SUN | SUN | SOCO | 1422211 | 160811 | 2021
biomass | FALSE | 63755 | N | . | Milner Butte LFGE | Southern Idaho Solid Waste | 63439 | ID | MTN | WECC |  | 562212 | 4 | Commercial NAICS Non-Cogen | IC | LFG | MLG | IPCO | 159229 | 18334 | 2021
solar pv | TRUE | 63756 | N | . | Omtanke Solar | DG South Carolina Solar, LLC | 63450 | SC | SAT | SERC |  | 22 | 2 | NAICS-22 Non-Cogen | PV | SUN | SUN | SC | 95718 | 10823 | 2021
solar pv | FALSE | 63758 | N | . | Kroger La Habra | Ralph's Grocery Company | 63452 | CA | PACC | WECC |  | 311 | 6 | Industrial NAICS Non-Cogen | PV | SUN | SUN | CISO | 26364 | 2981 | 2021
solar pv | TRUE | 63759 | N | . | Ballenger Road Solar A | Ballenger Road Solar A | 63673 | SC | SAT | WECC |  | 22 | 2 | NAICS-22 Non-Cogen | PV | SUN | SUN | DUK | 33403 | 3777 | 2021
solar pv | TRUE | 63760 | N | . | White Horse Solar A | White Horse Solar A | 63674 | SC | SAT | SERC |  | 22 | 2 | NAICS-22 Non-Cogen | PV | SUN | SUN | DUK | 35182 | 3978 | 2021
solar pv | TRUE | 63761 | N | . | Soscol Ferry Solar | Soscol Ferry Solar | 63675 | CA | PACC | WECC |  | 22 | 2 | NAICS-22 Non-Cogen | PV | SUN | SUN | CISO | 46095 | 5212 | 2021
solar pv | TRUE | 63762 | N | . | Silveira Ranch Road Solar | Silveira Ranch Road Solar | 63676 | CA | PACC | WECC |  | 22 | 2 | NAICS-22 Non-Cogen | PV | SUN | SUN | CISO | 40587 | 4589 | 2021
other | TRUE | 63763 | N | . | CES Agawam Tuckahoe Solar Hybrid | CES Agawam Tuckahoe Solar LLC | 64541 | MA | NEW | NPCC |  | 22 | 2 | NAICS-22 Non-Cogen | BA | MWH | OTH | ISNE | 0 | 0 | 2021
solar pv | TRUE | 63763 | N | . | CES Agawam Tuckahoe Solar Hybrid | CES Agawam Tuckahoe Solar LLC | 64541 | MA | NEW | NPCC |  | 22 | 2 | NAICS-22 Non-Cogen | PV | SUN | SUN | ISNE | 310 | 35 | 2021
solar pv | TRUE | 63764 | N | . | Elm Branch Solar 1 | Lightsource Renewable Energy Asset Management, LLC | 62842 | TX | WSC | TRE |  | 22 | 2 | NAICS-22 Non-Cogen | PV | SUN | SUN | ERCO | 334781 | 37854 | 2021
solar pv | TRUE | 63768 | N | . | Elk Hill Solar 2 | Lightsource Renewable Energy Asset Management, LLC | 62842 | PA | MAT | RFC |  | 22 | 2 | NAICS-22 Non-Cogen | PV | SUN | SUN | PJM | 241902 | 27352 | 2021
solar pv | TRUE | 63769 | N | . | Briar Creek Solar 1 | Lightsource Renewable Energy Asset Management, LLC | 62842 | TX | WSC | TRE |  | 22 | 2 | NAICS-22 Non-Cogen | PV | SUN | SUN | ERCO | 102502 | 11590 | 2021
solar pv | TRUE | 63770 | N | . | Bighorn Solar 1 | Lightsource Renewable Energy Asset Management, LLC | 62842 | CO | MTN | WECC |  | 22 | 2 | NAICS-22 Non-Cogen | PV | SUN | SUN | PSCO | 572286 | 64709 | 2021
solar pv | TRUE | 63772 | N | . | Adirondack Solar | Cypress Creek Renewables | 61060 | NY | MAT | NPCC |  | 22 | 2 | NAICS-22 Non-Cogen | PV | SUN | SUN | NYIS | 14539 | 1644 | 2021
other | TRUE | 63775 | N | . | Tech Square Microgrid | Georgia Power Co | 7140 | GA | SAT | SERC |  | 22 | 1 | Electric Utility | BA | MWH | OTH | SOCO | 0 | -1 | 2021
other | TRUE | 63775 | N | . | Tech Square Microgrid | Georgia Power Co | 7140 | GA | SAT | SERC |  | 22 | 1 | Electric Utility | FC | NG | NG | SOCO | 11407 | 1784 | 2021
petroleum | TRUE | 63775 | N | . | Tech Square Microgrid | Georgia Power Co | 7140 | GA | SAT | SERC |  | 22 | 1 | Electric Utility | IC | DFO | DFO | SOCO | 17 | 3 | 2021
natural gas peaker | TRUE | 63775 | N | . | Tech Square Microgrid | Georgia Power Co | 7140 | GA | SAT | SERC |  | 22 | 1 | Electric Utility | IC | NG | NG | SOCO | 0 | 0 | 2021
solar pv | TRUE | 63778 | N | . | Suntex Solar, LLC | NES Euryalus | 64876 | OR | PACC | WECC |  | 22 | 2 | NAICS-22 Non-Cogen | PV | SUN | SUN | BPAT | 223578 | 25280 | 2021
solar pv | TRUE | 63779 | N | . | Rock Garden Solar, LLC | NES Euryalus | 64876 | OR | PACC | WECC |  | 22 | 2 | NAICS-22 Non-Cogen | PV | SUN | SUN | BPAT | 223179 | 25235 | 2021
solar pv | TRUE | 63780 | N | . | NY- CSG- Johnstown 2 | NY- CSG- Johnstown 2 | 63461 | NY | MAT | NPCC |  | 22 | 2 | NAICS-22 Non-Cogen | PV | SUN | SUN | NYIS | 20641 | 2334 | 2021
solar pv | TRUE | 63781 | N | . | NY- CSG- Livingston 4 | NY- CSG- Livingston 4 | 63462 | NY | MAT | NPCC |  | 22 | 2 | NAICS-22 Non-Cogen | PV | SUN | SUN | NYIS | 21542 | 2436 | 2021
solar pv | TRUE | 63786 | N | . | Ben Moreell Solar Farm | Conductive Power | 63466 | NJ | MAT | RFC |  | 22 | 2 | NAICS-22 Non-Cogen | PV | SUN | SUN | PJM | 341174 | 38577 | 2021
solar pv | TRUE | 63790 | N | . | Illinois PV Fulton 1 CSG | Illinois PV Fulton 1, LLC | 63470 | IL | ENC | SERC |  | 22 | 2 | NAICS-22 Non-Cogen | PV | SUN | SUN | MISO | 33686 | 3809 | 2021
solar pv | TRUE | 63791 | N | . | Sobania Community Solar LLC | Madison Energy Holdings LLC | 62915 | MN | WNC | MRO |  | 22 | 2 | NAICS-22 Non-Cogen | PV | SUN | SUN | MISO | 18120 | 2049 | 2021
solar pv | TRUE | 63792 | N | . | Svihel Community Solar LLC CSG | Svihel Community Solar LLC | 64151 | MN | WNC | MRO |  | 22 | 2 | NAICS-22 Non-Cogen | PV | SUN | SUN | MISO | 14186 | 1604 | 2021
solar pv | TRUE | 63793 | N | . | Studenski Community Solar LLC CSG | Studenski Community Solar LLC | 64152 | MN | WNC | MRO |  | 22 | 2 | NAICS-22 Non-Cogen | PV | SUN | SUN | MISO | 12790 | 1446 | 2021
solar pv | TRUE | 63794 | N | . | Stevens Community Solar LLC | Madison Energy Holdings LLC | 62915 | MN | WNC | MRO |  | 22 | 2 | NAICS-22 Non-Cogen | PV | SUN | SUN | MISO | 18264 | 2065 | 2021
solar pv | TRUE | 63795 | N | . | Alkali Solar, LLC | NES Euryalus | 64876 | OR | PACC | WECC |  | 22 | 2 | NAICS-22 Non-Cogen | PV | SUN | SUN | BPAT | 224796 | 25418 | 2021
solar pv | TRUE | 63796 | N | . | West Hines Solar I, LLC | NES Euryalus | 64876 | OR | PACC | WECC |  | 22 | 2 | NAICS-22 Non-Cogen | PV | SUN | SUN | BPAT | 208375 | 23561 | 2021
solar pv | TRUE | 63800 | N | . | NY - CSG - Ellsworth II | Nautilus Solar Solutions | 61227 | NY | MAT | NPCC |  | 22 | 2 | NAICS-22 Non-Cogen | PV | SUN | SUN | NYIS | 30610 | 3461 | 2021
solar pv | TRUE | 63801 | N | . | St. Joseph Solar | Indiana Michigan Power Co | 9324 | IN | ENC | RFC |  | 22 | 1 | Electric Utility | PV | SUN | SUN | PJM | 187680 | 21221 | 2021
onshore wind | TRUE | 63803 | N | . | Bronco Plains Wind, LLC | Bronco Plains Wind, LLC | 63487 | CO | MTN | WECC |  | 22 | 2 | NAICS-22 Non-Cogen | WT | WND | WND | PSCO | 9404303 | 1063354 | 2021
other | TRUE | 63804 | N | . | Partridgeville Hybrid CSG | Partridgeville Road Solar 1, LLC | 63491 | MA | NEW | NPCC |  | 22 | 2 | NAICS-22 Non-Cogen | BA | MWH | OTH | ISNE | 0 | 0 | 2021
solar pv | TRUE | 63804 | N | . | Partridgeville Hybrid CSG | Partridgeville Road Solar 1, LLC | 63491 | MA | NEW | NPCC |  | 22 | 2 | NAICS-22 Non-Cogen | PV | SUN | SUN | ISNE | 46563 | 5265 | 2021
other | TRUE | 63805 | N | . | Williamsville Hybrid CSG | Williamsville Road LLC | 63490 | MA | NEW | NPCC |  | 22 | 2 | NAICS-22 Non-Cogen | BA | MWH | OTH | ISNE | 0 | 0 | 2021
solar pv | TRUE | 63805 | N | . | Williamsville Hybrid CSG | Williamsville Road LLC | 63490 | MA | NEW | NPCC |  | 22 | 2 | NAICS-22 Non-Cogen | PV | SUN | SUN | ISNE | 11444 | 1294 | 2021
solar pv | TRUE | 63807 | N | . | Sugar Solar, LLC | Sugar Solar, LLC | 63493 | NC | SAT | SERC |  | 22 | 2 | NAICS-22 Non-Cogen | PV | SUN | SUN | DUK | 0 | 0 | 2021
solar pv | TRUE | 63810 | N | . | Centerfield Cooper Solar, LLC | Centerfield Cooper Solar, LLC | 63495 | SC | SAT | SERC |  | 22 | 2 | NAICS-22 Non-Cogen | PV | SUN | SUN | SC | 1351814 | 152851 | 2021
solar pv | TRUE | 63814 | N | . | SR Odom | Odom Solar, LLC | 63473 | GA | SAT | SERC |  | 22 | 2 | NAICS-22 Non-Cogen | PV | SUN | SUN | SOCO | 418136 | 47279 | 2021
solar pv | TRUE | 63816 | N | . | RJC CSG, LLC | Madison Energy Holdings LLC | 62915 | MN | WNC | MRO |  | 22 | 2 | NAICS-22 Non-Cogen | PV | SUN | SUN | MISO | 9340 | 1056 | 2021
solar pv | TRUE | 63817 | N | . | Hinterland CSG, LLC | Madison Energy Holdings LLC | 62915 | MN | WNC | MRO |  | 22 | 2 | NAICS-22 Non-Cogen | PV | SUN | SUN | MISO | 18909 | 2138 | 2021
solar pv | TRUE | 63819 | N | . | Betcher CSG 1, LLC | Madison Energy Holdings LLC | 62915 | MN | WNC | MRO |  | 22 | 2 | NAICS-22 Non-Cogen | PV | SUN | SUN | MISO | 15502 | 1753 | 2021
solar pv | TRUE | 63820 | N | . | Huneke CSG 1, LLC | Madison Energy Holdings LLC | 62915 | MN | WNC | MRO |  | 22 | 2 | NAICS-22 Non-Cogen | PV | SUN | SUN | MISO | 16177 | 1829 | 2021
solar pv | TRUE | 63821 | N | . | Huneke CSG 2, LLC | Madison Energy Holdings LLC | 62915 | MN | WNC | MRO |  | 22 | 2 | NAICS-22 Non-Cogen | PV | SUN | SUN | MISO | 16882 | 1909 | 2021
solar pv | TRUE | 63825 | N | . | Lineage Logistics Solar | DG Illinois Solar, LLC | 63505 | IL | ENC | RFC |  | 22 | 2 | NAICS-22 Non-Cogen | PV | SUN | SUN | PJM | 22827 | 2581 | 2021
natural gas steam turbine | FALSE | 63826 | Y | . | POET Biorefining - Jewell | POET Biorefining - Jewell | 63506 | IA | WNC | MRO |  | 325193 | 7 | Industrial NAICS Cogen | ST | NG | NG | MISO | 251225 | 22089 | 2021
natural gas steam turbine | FALSE | 63829 | Y | . | POET Biorefining - Marion, LLC | POET Biorefining - Marion, LLC | 63510 | OH | ENC | RFC |  | 325193 | 7 | Industrial NAICS Cogen | ST | NG | NG | PJM | 229685 | 20195 | 2021
solar pv | TRUE | 63830 | N | . | Conagra Foods at St. Elmo | Constellation Solar Illinois 2, LLC | 63511 | IL | ENC | SERC |  | 22 | 2 | NAICS-22 Non-Cogen | PV | SUN | SUN | MISO | 27417 | 3100 | 2021
natural gas steam turbine | FALSE | 63831 | Y | . | POET Biorefining Caro, LLC | POET Biorefining Caro, LLC | 63509 | MI | ENC | RFC |  | 325193 | 7 | Industrial NAICS Cogen | ST | NG | NG | MISO | 178812 | 15250.34 | 2021
natural gas steam turbine | FALSE | 63832 | Y | . | POET Biorefining-Hanlontown, LLC | POET Biorefining-Hanlontown, LLC | 63508 | IA | WNC | MRO |  | 325193 | 7 | Industrial NAICS Cogen | ST | NG | NG | MISO | 165346 | 14538 | 2021
solar pv | TRUE | 63833 | N | . | Bluebird Solar SC LLC | Bluebird Solar LLC | 63507 | SC | SAT | SERC |  | 22 | 2 | NAICS-22 Non-Cogen | PV | SUN | SUN | DUK | 59547 | 6733 | 2021
other | TRUE | 63834 | N | . | Gateway Energy Storage System | Gateway Energy Storage, LLC | 63512 | CA | PACC | WECC |  | 22 | 2 | NAICS-22 Non-Cogen | BA | MWH | OTH | CISO | 0 | -17061 | 2021
solar pv | TRUE | 63835 | N | . | Pilot Mountain Solar, LLC | NES Olympos | 63471 | NC | SAT | SERC |  | 22 | 2 | NAICS-22 Non-Cogen | PV | SUN | SUN | DUK | 86663 | 9799 | 2021
solar pv | TRUE | 63836 | N | . | Benson Solar, LLC | NES Olympos | 63471 | NC | SAT | SERC |  | 22 | 2 | NAICS-22 Non-Cogen | PV | SUN | SUN | CPLE | 70894 | 8016 | 2021
solar pv | TRUE | 63837 | N | . | Lane II Solar, LLC | NES Olympos | 63471 | NC | SAT | SERC |  | 22 | 2 | NAICS-22 Non-Cogen | PV | SUN | SUN | CPLE | 90279 | 10208 | 2021
solar pv | TRUE | 63839 | N | . | Midlands | Cubico USA, LLC | 62161 | SC | SAT | SERC |  | 22 | 2 | NAICS-22 Non-Cogen | PV | SUN | SUN | SCEG | 1366965 | 154564 | 2021
solar pv | TRUE | 63842 | N | . | Trent River Solar, LLC | Trent River Solar, LLC | 63519 | NC | SAT | SERC |  | 22 | 2 | NAICS-22 Non-Cogen | PV | SUN | SUN | CPLE | 451486 | 51050 | 2021
solar pv | TRUE | 63844 | N | . | Fort Calhoun Community Solar | DG Southwest Solar Portfolio 2019, LLC | 63521 | NE | WNC | MRO |  | 22 | 2 | NAICS-22 Non-Cogen | PV | SUN | SUN | SWPP | 79630 | 9004 | 2021
natural gas steam turbine | FALSE | 63852 | Y | . | POET Biorefining - North Manchester, LLC | POET Biorefining - North Manchester, LLC | 63530 | IN | ENC | RFC |  | 325193 | 7 | Industrial NAICS Cogen | ST | NG | NG | MISO | 239648 | 20438.87 | 2021
biomass | FALSE | 63853 | Y | . | POET Biorefining - Chancellor | POET Biorefining- Chancellor | 63531 | SD | WNC | MRO |  | 325193 | 7 | Industrial NAICS Cogen | ST | LFG | MLG | MISO | 12722 | 1118.69 | 2021
natural gas steam turbine | FALSE | 63853 | Y | . | POET Biorefining - Chancellor | POET Biorefining- Chancellor | 63531 | SD | WNC | MRO |  | 325193 | 7 | Industrial NAICS Cogen | ST | NG | NG | MISO | 105805 | 9302.902 | 2021
biomass | FALSE | 63853 | Y | . | POET Biorefining - Chancellor | POET Biorefining- Chancellor | 63531 | SD | WNC | MRO |  | 325193 | 7 | Industrial NAICS Cogen | ST | WDS | WWW | MISO | 246543 | 21677.408 | 2021
solar pv | TRUE | 63854 | N | . | Medusa NY 1 | Medusa NY 1, LLC | 63529 | NY | MAT | NPCC |  | 22 | 2 | NAICS-22 Non-Cogen | PV | SUN | SUN | NYIS | 25948 | 2934 | 2021
solar pv | TRUE | 63855 | N | . | Walden NY 1 | Walden NY 1, LLC | 63532 | NY | MAT | NPCC |  | 22 | 2 | NAICS-22 Non-Cogen | PV | SUN | SUN | NYIS | 25010 | 2828 | 2021
solar pv | TRUE | 63856 | N | . | Westtown NY 2 | Westtown NY 2, LLC | 63533 | NY | MAT | NPCC |  | 22 | 2 | NAICS-22 Non-Cogen | PV | SUN | SUN | NYIS | 28008 | 3167 | 2021
solar pv | TRUE | 63857 | N | . | Middletown NY 1 | Middletown NY 1, LLC | 63534 | NY | MAT | NPCC |  | 22 | 2 | NAICS-22 Non-Cogen | PV | SUN | SUN | NYIS | 40595 | 4590 | 2021
solar pv | TRUE | 63858 | N | . | Westerlo NY 1 | Westerlo NY 1, LLC | 63535 | NY | MAT | NPCC |  | 22 | 2 | NAICS-22 Non-Cogen | PV | SUN | SUN | NYIS | 27532 | 3113 | 2021
solar pv | TRUE | 63859 | N | . | Golden Field Solar III, LLC | Golden Field Solar III, LLC | 63545 | CA | PACC | WECC |  | 22 | 2 | NAICS-22 Non-Cogen | PV | SUN | SUN | CISO | 5106764 | 577427 | 2021
solar pv | TRUE | 63860 | N | . | Encino Solar Energy Center | NMRD Data Center, LLC | 61156 | NM | MTN | WECC |  | 22 | 2 | NAICS-22 Non-Cogen | PV | SUN | SUN | PNM | 1277355 | 144432 | 2021
solar pv | TRUE | 63861 | N | . | Logansport Solar | Alchemy Renewable Energy | 62627 | IN | ENC | RFC |  | 22 | 2 | NAICS-22 Non-Cogen | PV | SUN | SUN | MISO | 5925 | 670 | 2021
solar pv | TRUE | 63869 | N | . | IBM Solar | DG Colorado Solar, LLC | 60293 | CO | MTN | WECC |  | 22 | 2 | NAICS-22 Non-Cogen | PV | SUN | SUN | PSCO | 135889 | 15365 | 2021
solar pv | TRUE | 63887 | N | . | East Brookfield Main Street Solar LLC CSG | AES Distributed Energy | 61012 | MA | NEW | NPCC |  | 22 | 2 | NAICS-22 Non-Cogen | PV | SUN | SUN | ISNE | 14115 | 1596 | 2021
solar pv | TRUE | 63888 | N | . | ESIL-PFCHICAGO 3, LLC | Madison Energy Holdings LLC | 62915 | IL | ENC | RFC |  | 22 | 2 | NAICS-22 Non-Cogen | PV | SUN | SUN | MISO | 20234 | 2288 | 2021
solar pv | TRUE | 63889 | N | . | ESIL-PFCHICAGO 2, LLC | Madison Energy Holdings LLC | 62915 | IL | ENC | RFC |  | 22 | 2 | NAICS-22 Non-Cogen | PV | SUN | SUN | MISO | 13514 | 1528 | 2021
other | TRUE | 63891 | N | . | Saticoy | Ventura Energy Storage, LLC | 63550 | CA | PACC | WECC |  | 22 | 2 | NAICS-22 Non-Cogen | BA | MWH | OTH | CISO | 0 | -13060 | 2021
other | TRUE | 63892 | N | . | Lily Solar Hybrid | Lily Solar, LLC | 63549 | TX | WSC | TRE |  | 22 | 2 | NAICS-22 Non-Cogen | BA | MWH | OTH | ERCO | 0 | -584 | 2021
solar pv | TRUE | 63892 | N | . | Lily Solar Hybrid | Lily Solar, LLC | 63549 | TX | WSC | TRE |  | 22 | 2 | NAICS-22 Non-Cogen | PV | SUN | SUN | ERCO | 1724306 | 194969 | 2021
solar pv | TRUE | 63893 | N | . | GD Hopkinton Main I, LLC | GD Hopkinton Main I, LLC | 63548 | RI | NEW | NPCC |  | 22 | 2 | NAICS-22 Non-Cogen | PV | SUN | SUN | ISNE | 137711 | 15571 | 2021
solar pv | TRUE | 63894 | N | . | Milo PV - BD Solar 1 LLC | BD Solar 1 LLC | 63568 | ME | NEW | NPCC |  | 22 | 2 | NAICS-22 Non-Cogen | PV | SUN | SUN | ISNE | 124620 | 14091 | 2021
solar pv | TRUE | 63895 | N | . | Augusta PV - BD Solar Augusta LLC | BD Solar Augusta LLC | 63567 | ME | NEW | NPCC |  | 22 | 2 | NAICS-22 Non-Cogen | PV | SUN | SUN | ISNE | 35597 | 4025 | 2021
solar pv | TRUE | 63896 | N | . | Fairfield PV - BD Solar Fairfield LLC | BD Solar Fairfield LLC | 63566 | ME | NEW | NPCC |  | 22 | 2 | NAICS-22 Non-Cogen | PV | SUN | SUN | ISNE | 34138 | 3860 | 2021
solar pv | TRUE | 63897 | N | . | Oxford PV - BD Solar Oxford LLC | BD Solar Oxford LLC | 63565 | ME | NEW | NPCC |  | 22 | 2 | NAICS-22 Non-Cogen | PV | SUN | SUN | ISNE | 59414 | 6718 | 2021
solar pv | TRUE | 63899 | N | . | Cornillie 2 Community (CSG) | Cornillie 2 Community Solar LLC | 63569 | MN | WNC | MRO |  | 22 | 2 | NAICS-22 Non-Cogen | PV | SUN | SUN | MISO | 14619 | 1653 | 2021
solar pv | TRUE | 63903 | N | . | Pinesburg Solar LLC | Madison Energy Holdings LLC | 62915 | MD | SAT | RFC |  | 22 | 2 | NAICS-22 Non-Cogen | PV | SUN | SUN | PJM | 68781 | 7777 | 2021
solar pv | TRUE | 63904 | N | . | Timonium Fairgrounds | Madison Energy Holdings LLC | 62915 | MD | SAT | RFC |  | 22 | 2 | NAICS-22 Non-Cogen | PV | SUN | SUN | PJM | 27186 | 3074 | 2021
solar pv | TRUE | 63905 | N | . | Azure Sky Solar | Azure Sky Solar Project, LLC | 63571 | TX | WSC | TRE |  | 22 | 2 | NAICS-22 Non-Cogen | PV | SUN | SUN | ERCO | 2054195 | 232270 | 2021
solar pv | TRUE | 63906 | N | . | Turquoise Nevada, LLC | Greenbacker Renewable Energy Corporation | 60025 | NV | MTN | WECC |  | 22 | 2 | NAICS-22 Non-Cogen | PV | SUN | SUN | NEVP | 918396 | 103844 | 2021
solar pv | TRUE | 63908 | N | . | SulusSolar17 | Adapture Renewables, Inc. | 60496 | OR | PACC | WECC |  | 22 | 2 | NAICS-22 Non-Cogen | PV | SUN | SUN | PGE | 35667 | 4033 | 2021
onshore wind | TRUE | 63914 | N | . | Cedar Springs I | Cedar Springs Wind, LLC | 63580 | WY | MTN | WECC |  | 22 | 2 | NAICS-22 Non-Cogen | WT | WND | WND | PACE | 6723730 | 760259 | 2021
onshore wind | TRUE | 63915 | N | . | Cedar Springs II | PacifiCorp | 14354 | WY | MTN | WECC |  | 22 | 1 | Electric Utility | WT | WND | WND | PACE | 5926109 | 670071 | 2021
onshore wind | TRUE | 63916 | N | . | Cedar Springs III | Cedar Springs Wind III, LLC | 63582 | WY | MTN | WECC |  | 22 | 2 | NAICS-22 Non-Cogen | WT | WND | WND | PACE | 4669915 | 528032 | 2021
solar pv | TRUE | 63917 | N | . | DC Water Solar | Marbury Point Solar LLC | 63572 | DC | SAT | RFC |  | 22 | 2 | NAICS-22 Non-Cogen | PV | SUN | SUN | PJM | 36835 | 4165 | 2021
natural gas steam turbine | FALSE | 63918 | Y | . | POET Biorefining - Hudson | POET Biorefining - Hudson | 63584 | SD | WNC | MRO |  | 325193 | 7 | Industrial NAICS Cogen | ST | NG | NG | MISO | 207040 | 17657.88 | 2021
natural gas steam turbine | FALSE | 63919 | Y | . | POET Biorefining LLC - Corning | POET Biorefining LLC - Corning | 63586 | IA | WNC | MRO |  | 325193 | 7 | Industrial NAICS Cogen | ST | NG | NG | MISO | 242843 | 20711.44 | 2021
natural gas steam turbine | FALSE | 63920 | Y | . | POET Biorefining - Fostoria | Fostoria Ethanol | 63588 | OH | ENC | RFC |  | 325193 | 7 | Industrial NAICS Cogen | ST | NG | NG | PJM | 257141 | 21930.73 | 2021
natural gas steam turbine | FALSE | 63922 | Y | . | POET Biorefining - Portland | POET Biorefining - Portland | 63585 | IN | ENC | RFC |  | 325193 | 7 | Industrial NAICS Cogen | ST | NG | NG | PJM | 258789 | 22754 | 2021
natural gas steam turbine | FALSE | 63923 | Y | . | POET Biorefining - Gowrie | POET Biorefining - Gowrie | 63591 | IA | WNC | MRO |  | 325193 | 7 | Industrial NAICS Cogen | ST | NG | NG | MISO | 251340 | 21436.03 | 2021
natural gas steam turbine | FALSE | 63924 | Y | . | POET Biorefining- Alexandria, LLC | POET Biorefining - Alexandria, LLC. | 63587 | IN | ENC | RFC |  | 325193 | 7 | Industrial NAICS Cogen | ST | NG | NG | PJM | 188877 | 16607 | 2021
solar pv | TRUE | 63925 | N | . | Riley | Riley Solar I LLC | 63592 | OR | PACC | WECC |  | 22 | 2 | NAICS-22 Non-Cogen | PV | SUN | SUN | BPAT | 209886 | 23732 | 2021
solar pv | TRUE | 63926 | N | . | Fort Rock IV | Fort Rock Solar IV LLC | 63593 | OR | PACC | WECC |  | 22 | 2 | NAICS-22 Non-Cogen | PV | SUN | SUN | BPAT | 218533 | 24710 | 2021
natural gas steam turbine | FALSE | 63927 | Y | . | POET Biorefining - Leipsic, LLC | POET Biorefining - Leipsic, LLC | 63594 | OH | ENC | RFC |  | 325193 | 7 | Industrial NAICS Cogen | ST | NG | NG | PJM | 139185 | 11870.86 | 2021
solar pv | FALSE | 63928 | N | . | Vacaville Hospital | KP Vacaville Solar, LLC | 64745 | CA | PACC | WECC |  | 622 | 4 | Commercial NAICS Non-Cogen | PV | SUN | SUN | CISO | 28415 | 3213 | 2021
solar pv | TRUE | 63929 | N | . | Troy Solar | Southern Indiana Gas & Elec Co | 17633 | IN | ENC | RFC |  | 22 | 1 | Electric Utility | PV | SUN | SUN | MISO | 751988 | 85028 | 2021
other | TRUE | 63930 | N | . | Cal Flats BESS | CD Arevon USA, Inc. | 61230 | CA | PACC | WECC |  | 22 | 2 | NAICS-22 Non-Cogen | BA | MWH | OTH | CISO | 0 | 3676 | 2021
solar pv | TRUE | 63932 | N | . | Titan Solar 1 (CA) | Titan Solar 1, LLC | 63602 | CA | PACC | WECC |  | 22 | 2 | NAICS-22 Non-Cogen | PV | SUN | SUN | CISO | 1711819 | 193557 | 2021
solar pv | TRUE | 63934 | N | . | Severson Garden | Severson HoldCo LLC | 63610 | MN | WNC | MRO |  | 22 | 2 | NAICS-22 Non-Cogen | PV | SUN | SUN | MISO | 15690 | 1774 | 2021
solar pv | TRUE | 63935 | N | . | Marion Garden | Excelsior Energy Capital | 64423 | MN | WNC | MRO |  | 22 | 2 | NAICS-22 Non-Cogen | PV | SUN | SUN | MISO | 16362 | 1850 | 2021
solar pv | TRUE | 63936 | N | . | Silver Lake Garden | Excelsior Energy Capital | 64423 | MN | WNC | MRO |  | 22 | 2 | NAICS-22 Non-Cogen | PV | SUN | SUN | MISO | 15699 | 1775 | 2021
solar pv | TRUE | 63937 | N | . | Lyman Garden | Excelsior Energy Capital | 64423 | MN | WNC | MRO |  | 22 | 2 | NAICS-22 Non-Cogen | PV | SUN | SUN | MISO | 14892 | 1684 | 2021
solar pv | TRUE | 63938 | N | . | Nicollet Garden | Excelsior Energy Capital | 64423 | MN | WNC | MRO |  | 22 | 2 | NAICS-22 Non-Cogen | PV | SUN | SUN | MISO | 16201 | 1832 | 2021
solar pv | TRUE | 63939 | N | . | Union Garden | Excelsior Energy Capital | 64423 | MN | WNC | MRO |  | 22 | 2 | NAICS-22 Non-Cogen | PV | SUN | SUN | MISO | 13417 | 1517 | 2021
solar pv | TRUE | 63940 | N | . | Central 40 | Central 40, LLC | 63606 | CA | PACC | WECC |  | 22 | 2 | NAICS-22 Non-Cogen | PV | SUN | SUN | CISO | 840136 | 94995 | 2021
onshore wind | TRUE | 63941 | N | . | Oasis Alta | Terra-Gen Operating Co-Wind | 2770 | CA | PACC | WECC |  | 22 | 2 | NAICS-22 Non-Cogen | WT | WND | WND | CISO | 383581 | 43372 | 2021
solar pv | TRUE | 63942 | N | . | Sunpin Blandford | Blandford Sun, LLC | 63595 | MA | NEW | NPCC |  | 22 | 2 | NAICS-22 Non-Cogen | PV | SUN | SUN | ISNE | 40231 | 4549 | 2021
solar pv | TRUE | 63944 | N | . | Blackhorse Farm Solar, LLC CSG | AES Distributed Energy | 61012 | RI | NEW | NPCC |  | 22 | 2 | NAICS-22 Non-Cogen | PV | SUN | SUN | ISNE | 50396 | 5698 | 2021
solar pv | TRUE | 63945 | N | . | Clinton Solar 4 LLC CSG | Clinton Solar 4 LLC | 63596 | IL | ENC | SERC |  | 22 | 2 | NAICS-22 Non-Cogen | PV | SUN | SUN | MISO | 32625 | 3689 | 2021
solar pv | TRUE | 63946 | N | . | Vermilion Solar 1, LLC CSG | Vermilion Solar 1, LLC | 63597 | IL | ENC | SERC |  | 22 | 2 | NAICS-22 Non-Cogen | PV | SUN | SUN | MISO | 33676 | 3808 | 2021
solar pv | TRUE | 63947 | N | . | DGS Valley State Prison | Forefront Power, LLC | 62856 | CA | PACC | WECC |  | 22 | 2 | NAICS-22 Non-Cogen | PV | SUN | SUN | CISO | 33563 | 3795 | 2021
solar pv | TRUE | 63949 | N | . | Cortland | Cortland Solar 2 LLC | 63613 | IL | ENC | MRO |  | 22 | 2 | NAICS-22 Non-Cogen | PV | SUN | SUN | PJM | 22384 | 2531 | 2021
solar pv | TRUE | 63950 | N | . | Erving CSG | Erving Poplar Mountain Solar 1, LLC | 63615 | MA | NEW | NPCC |  | 22 | 2 | NAICS-22 Non-Cogen | PV | SUN | SUN | ISNE | 13283 | 1502 | 2021
solar pv | TRUE | 63951 | N | . | Lena | Lena Solar 1 LLC | 63616 | IL | ENC | MRO |  | 22 | 2 | NAICS-22 Non-Cogen | PV | SUN | SUN | PJM | 21827 | 2468 | 2021
solar pv | TRUE | 63952 | N | . | Ridge Farm | Ridge Farm Solar 1 LLC | 63618 | IL | ENC | MRO |  | 22 | 2 | NAICS-22 Non-Cogen | PV | SUN | SUN | MISO | 34545 | 3906 | 2021
solar pv | TRUE | 63953 | N | . | Easthampton CSG | Easthampton Park Solar 1, LLC | 63614 | MA | NEW | NPCC |  | 22 | 2 | NAICS-22 Non-Cogen | PV | SUN | SUN | ISNE | 31185 | 3526 | 2021
solar pv | TRUE | 63954 | N | . | Mendota | Mendota US Solar 1 LLC | 63617 | IL | ENC | MRO |  | 22 | 2 | NAICS-22 Non-Cogen | PV | SUN | SUN | PJM | 26710 | 3020 | 2021
solar pv | TRUE | 63956 | N | . | Palmer Creek Solar, LLC | Greenbacker Renewable Energy Corporation | 60025 | OR | PACC | WECC |  | 22 | 2 | NAICS-22 Non-Cogen | PV | SUN | SUN | PGE | 36580 | 4136 | 2021
solar pv | TRUE | 63957 | N | . | Day Hill Solar, LLC | Greenbacker Renewable Energy Corporation | 60025 | OR | PACC | WECC |  | 22 | 2 | NAICS-22 Non-Cogen | PV | SUN | SUN | PGE | 34492 | 3900 | 2021
solar pv | TRUE | 63958 | N | . | SSD Marion 3, LLC | Thor Solar 1 CEI, LLC | 63623 | OR | PACC | WECC |  | 22 | 2 | NAICS-22 Non-Cogen | PV | SUN | SUN | PGE | 29264 | 3309 | 2021
solar pv | TRUE | 63959 | N | . | SSD Marion 5, LLC | Thor Solar 1 CEI, LLC | 63623 | OR | PACC | WECC |  | 22 | 2 | NAICS-22 Non-Cogen | PV | SUN | SUN | PGE | 32731 | 3701 | 2021
solar pv | TRUE | 63960 | N | . | SSD Marion 6, LLC | Thor Solar 1 CEI, LLC | 63623 | OR | PACC | WECC |  | 22 | 2 | NAICS-22 Non-Cogen | PV | SUN | SUN | PGE | 35783 | 4046 | 2021
solar pv | TRUE | 63961 | N | . | SSD Clackamas 1, LLC | Thor Solar 1 CEI, LLC | 63623 | OR | PACC | WECC |  | 22 | 2 | NAICS-22 Non-Cogen | PV | SUN | SUN | PGE | 29512 | 3337 | 2021
solar pv | TRUE | 63962 | N | . | SSD Clackamas 4, LLC | Thor Solar 1 CEI, LLC | 63623 | OR | PACC | WECC |  | 22 | 2 | NAICS-22 Non-Cogen | PV | SUN | SUN | PGE | 32272 | 3649 | 2021
solar pv | TRUE | 63963 | N | . | SSD Clackamas 7, LLC | Thor Solar 1 CEI, LLC | 63623 | OR | PACC | WECC |  | 22 | 2 | NAICS-22 Non-Cogen | PV | SUN | SUN | PGE | 25947 | 2934 | 2021
solar pv | TRUE | 63964 | N | . | SSD Marion 1, LLC | Thor Solar 1 CEI, LLC | 63623 | OR | PACC | WECC |  | 22 | 2 | NAICS-22 Non-Cogen | PV | SUN | SUN | PGE | 33590 | 3798 | 2021
solar pv | TRUE | 63965 | N | . | Danville Farm, LLC | Thor Solar 1 CEI, LLC | 63623 | VA | SAT | SERC |  | 22 | 2 | NAICS-22 Non-Cogen | PV | SUN | SUN | PJM | 199432 | 22550 | 2021
solar pv | TRUE | 63966 | N | . | FastSun12 CSG | Altus Power America Management, LLC | 60281 | MN | WNC | MRO |  | 22 | 2 | NAICS-22 Non-Cogen | PV | SUN | SUN | MISO | 9047 | 1023 | 2021
solar pv | TRUE | 63967 | N | . | Charter Durabar at Woodstock | Constellation Solar Illinois 2, LLC | 63511 | IL | ENC | RFC |  | 22 | 2 | NAICS-22 Non-Cogen | PV | SUN | SUN | PJM | 35164 | 3976 | 2021
solar pv | TRUE | 63968 | N | . | The GSI Group LLC at Assumption | Constellation Solar Illinois 2, LLC | 63511 | IL | ENC | SERC |  | 22 | 2 | NAICS-22 Non-Cogen | PV | SUN | SUN | MISO | 16238 | 1836 | 2021
solar pv | TRUE | 63969 | N | . | SulusSolar35 | Adapture Renewables, Inc. | 60496 | OR | PACC | WECC |  | 22 | 2 | NAICS-22 Non-Cogen | PV | SUN | SUN | PGE | 41141 | 4652 | 2021
solar pv | TRUE | 63971 | N | . | CCUA Solar | CCUA Solar, LLC | 63625 | NJ | MAT | RFC |  | 22 | 2 | NAICS-22 Non-Cogen | PV | SUN | SUN | PJM | 21190 | 2396 | 2021
solar pv | TRUE | 63973 | N | . | Cardinal Solar LLC | Cardinal Solar LLC | 63627 | SC | SAT | SERC |  | 22 | 2 | NAICS-22 Non-Cogen | PV | SUN | SUN | CPLE | 141733 | 16026 | 2021
solar pv | TRUE | 63974 | N | . | Hayes Solar, LLC | Hayes Solar, LLC | 63628 | NC | SAT | SERC |  | 22 | 2 | NAICS-22 Non-Cogen | PV | SUN | SUN | DUK | 58681 | 6635 | 2021
solar pv | TRUE | 63975 | N | . | Harrison Solar, LLC | Harrison Solar, LLC | 63629 | NC | SAT | SERC |  | 22 | 2 | NAICS-22 Non-Cogen | PV | SUN | SUN | CPLE | 91535 | 10350 | 2021
solar pv | TRUE | 63976 | N | . | Bay Tree | Cypress Creek Renewables | 61060 | NC | SAT | SERC |  | 22 | 2 | NAICS-22 Non-Cogen | PV | SUN | SUN | CPLE | 15397 | 1741 | 2021
solar pv | TRUE | 63978 | N | . | Duette Solar Power Plant | Duke Energy Florida, LLC | 6455 | FL | SAT | SERC |  | 22 | 1 | Electric Utility | PV | SUN | SUN | FPC | 226742 | 25638 | 2021
solar pv | TRUE | 63979 | N | . | 315 Vinson Road | Red Toad 315 Vinson Road, LLC | 63634 | NC | SAT | SERC |  | 22 | 2 | NAICS-22 Non-Cogen | PV | SUN | SUN | CPLE | 39366 | 4451 | 2021
onshore wind | TRUE | 63981 | N | . | Red Cloud Wind LLC | Pattern Operators LP | 56545 | NM | MTN | WECC |  | 22 | 2 | NAICS-22 Non-Cogen | WT | WND | WND | PNM | 875565 | 99001 | 2021
solar pv | TRUE | 63987 | N | . | Novel Martens Solar LLC(CSG) | Novel Martens Solar LLC | 63590 | MN | WNC | MRO |  | 22 | 2 | NAICS-22 Non-Cogen | PV | SUN | SUN | MISO | 0 | 0 | 2021
onshore wind | TRUE | 63988 | N | . | Blooming Grove Wind Energy Center | Invenergy Services LLC | 49893 | IL | ENC | SERC |  | 22 | 2 | NAICS-22 Non-Cogen | WT | WND | WND | PJM | 8055197 | 910809 | 2021
solar pv | TRUE | 63989 | N | . | Peterman II | Peterman Solar II, LLC | 63643 | IL | ENC | RFC |  | 22 | 2 | NAICS-22 Non-Cogen | PV | SUN | SUN | PJM | 16910 | 1912 | 2021
solar pv | TRUE | 63990 | N | . | Kish CSG | Kish Solar, LLC | 63644 | IL | ENC | RFC |  | 22 | 2 | NAICS-22 Non-Cogen | PV | SUN | SUN | PJM | 10886 | 1231 | 2021
solar pv | TRUE | 63991 | N | . | Nostrand | Nostrand Solar, LLC | 63645 | IL | ENC | RFC |  | 22 | 2 | NAICS-22 Non-Cogen | PV | SUN | SUN | PJM | 13974 | 1580 | 2021
solar pv | TRUE | 63992 | N | . | Vulcan | Vulcan Solar, LLC | 63646 | IL | ENC | RFC |  | 22 | 2 | NAICS-22 Non-Cogen | PV | SUN | SUN | PJM | 19032 | 2152 | 2021
solar pv | FALSE | 63993 | N | . | FTF-PackingShed | Family Tree Farms | 63648 | CA | PACC | WECC |  | 115 | 6 | Industrial NAICS Non-Cogen | PV | SUN | SUN | CISO | 9886 | 1118 | 2021
solar pv | FALSE | 63994 | N | . | Firebaugh-CCS-PV-1 | Mike Woolf Farming | 63649 | CA | PACC | WECC |  | 111 | 6 | Industrial NAICS Non-Cogen | PV | SUN | SUN | CISO | 10955 | 1239 | 2021
solar pv | TRUE | 63997 | N | . | Pine Hill | AEP Onsite Partners, LLC | 60571 | RI | NEW | NPCC |  | 22 | 2 | NAICS-22 Non-Cogen | PV | SUN | SUN | ISNE | 67746 | 7660 | 2021
other | TRUE | 64000 | N | . | Amaterasu LLC | AES Distributed Energy | 61012 | MA | NEW | NPCC |  | 22 | 2 | NAICS-22 Non-Cogen | BA | MWH | OTH | ISNE | 0 | 0 | 2021
solar pv | TRUE | 64000 | N | . | Amaterasu LLC | AES Distributed Energy | 61012 | MA | NEW | NPCC |  | 22 | 2 | NAICS-22 Non-Cogen | PV | SUN | SUN | ISNE | 19324 | 2185 | 2021
solar pv | TRUE | 64001 | N | . | Camellia Solar, LLC | National Grid Renewables | 62759 | MN | WNC | MRO |  | 22 | 2 | NAICS-22 Non-Cogen | PV | SUN | SUN | MISO | 20137 | 2277 | 2021
solar pv | TRUE | 64002 | N | . | Buttercup Solar, LLC | Sol Systems | 61677 | NC | SAT | SERC |  | 22 | 2 | NAICS-22 Non-Cogen | PV | SUN | SUN | CPLE | 96869 | 10953 | 2021
onshore wind | TRUE | 64003 | N | . | Iron Star Wind Project | Engie North America | 56201 | KS | WNC | MRO |  | 22 | 2 | NAICS-22 Non-Cogen | WT | WND | WND | SWPP | 292825 | 33110 | 2021
solar pv | TRUE | 64006 | N | . | SulusSolar33 | Adapture Renewables, Inc. | 60496 | OR | PACC | WECC |  | 22 | 2 | NAICS-22 Non-Cogen | PV | SUN | SUN | PGE | 41781 | 4724 | 2021
solar pv | TRUE | 64007 | N | . | SulusSolar28 | Adapture Renewables, Inc. | 60496 | OR | PACC | WECC |  | 22 | 2 | NAICS-22 Non-Cogen | PV | SUN | SUN | PGE | 41185 | 4657 | 2021
solar pv | TRUE | 64008 | N | . | MilfordSolar OR | Adapture Renewables, Inc. | 60496 | OR | PACC | WECC |  | 22 | 2 | NAICS-22 Non-Cogen | PV | SUN | SUN | PGE | 40753 | 4608 | 2021
solar pv | TRUE | 64009 | N | . | BristolSolar | Adapture Renewables, Inc. | 60496 | OR | PACC | WECC |  | 22 | 2 | NAICS-22 Non-Cogen | PV | SUN | SUN | PGE | 38295 | 4330 | 2021
solar pv | TRUE | 64010 | N | . | Energix Hollyfield, LLC | Energix Hollyfield, LLC | 63651 | VA | SAT | SERC |  | 22 | 2 | NAICS-22 Non-Cogen | PV | SUN | SUN | PJM | 80517 | 9104 | 2021
solar pv | TRUE | 64011 | N | . | Bainbridge Solar | Bainbridge Solar, LLC | 63665 | GA | SAT | SERC |  | 22 | 2 | NAICS-22 Non-Cogen | PV | SUN | SUN | SOCO | 17759 | 2008 | 2021
solar pv | TRUE | 64013 | N | . | Somonauk Road Solar 1 | Somonauk Road Solar 1, LLC | 63664 | IL | ENC | RFC |  | 22 | 2 | NAICS-22 Non-Cogen | PV | SUN | SUN | PJM | 29761 | 3365 | 2021
solar pv | TRUE | 64014 | N | . | 28 Livermore Hill Road Solar | 28 Livermore Hill Road Solar, LLC | 63663 | MA | NEW | NPCC |  | 22 | 2 | NAICS-22 Non-Cogen | PV | SUN | SUN | ISNE | 65241 | 7377 | 2021
solar pv | TRUE | 64015 | N | . | Energix Buckingham, LLC | Energix Buckingham, LLC | 63652 | VA | SAT | SERC |  | 22 | 2 | NAICS-22 Non-Cogen | PV | SUN | SUN | PJM | 126230 | 14273 | 2021
solar pv | TRUE | 64016 | N | . | Edwardsville Solar II | Edwardsville Solar II, LLC | 63662 | IL | ENC | SERC |  | 22 | 2 | NAICS-22 Non-Cogen | PV | SUN | SUN | MISO | 12496 | 1413 | 2021
solar pv | TRUE | 64017 | N | . | Brick Church Solar | Brick Church Solar 1, LLC | 63661 | NY | MAT | NPCC |  | 22 | 2 | NAICS-22 Non-Cogen | PV | SUN | SUN | NYIS | 53445 | 6043 | 2021
solar pv | TRUE | 64018 | N | . | Route 76 Boone Solar 1 | Route 76 Boone Solar 1, LLC | 63660 | IL | ENC | RFC |  | 22 | 2 | NAICS-22 Non-Cogen | PV | SUN | SUN | PJM | 35384 | 4001 | 2021
solar pv | TRUE | 64019 | N | . | Altavista Solar | Altavista Solar, LLC | 63666 | VA | SAT | RFC |  | 22 | 2 | NAICS-22 Non-Cogen | PV | SUN | SUN | PJM | 1208384 | 136633 | 2021
natural gas combined cycle | TRUE | 64020 | N | . | West Riverside Energy Center | Wisconsin Power & Light Co | 20856 | WI | ENC | MRO |  | 22 | 1 | Electric Utility | CA | NG | NG | MISO | 0 | 713710 | 2021
natural gas combined cycle | TRUE | 64020 | N | . | West Riverside Energy Center | Wisconsin Power & Light Co | 20856 | WI | ENC | MRO |  | 22 | 1 | Electric Utility | CT | NG | NG | MISO | 13362532 | 1257956 | 2021
solar pv | TRUE | 64020 | N | . | West Riverside Energy Center | Wisconsin Power & Light Co | 20856 | WI | ENC | MRO |  | 22 | 1 | Electric Utility | PV | SUN | SUN | MISO | 1548 | 175 | 2021
solar pv | TRUE | 64021 | N | . | Alden Solar CSG LLC | Greenbacker Renewable Energy Corporation | 60025 | CO | MTN | WECC |  | 22 | 2 | NAICS-22 Non-Cogen | PV | SUN | SUN | PSCO | 30918 | 3496 | 2021
solar pv | TRUE | 64022 | N | . | SulusSolar22 | Adapture Renewables, Inc. | 60496 | OR | PACC | WECC |  | 22 | 2 | NAICS-22 Non-Cogen | PV | SUN | SUN | PGE | 34075 | 3853 | 2021
solar pv | TRUE | 64023 | N | . | 10 Finderne Avenue Solar, LLC | Greenbacker Renewable Energy Corporation | 60025 | NJ | MAT | RFC |  | 22 | 2 | NAICS-22 Non-Cogen | PV | SUN | SUN | PJM | 30821 | 3485 | 2021
solar pv | TRUE | 64024 | N | . | Monte Vista Solar 2 CSG, LLC | Greenbacker Renewable Energy Corporation | 60025 | CO | MTN | WECC |  | 22 | 2 | NAICS-22 Non-Cogen | PV | SUN | SUN | PSCO | 38329 | 4334 | 2021
solar pv | TRUE | 64025 | N | . | 101 Carnegie Center Solar, LLC | Greenbacker Renewable Energy Corporation | 60025 | NJ | MAT | RFC |  | 22 | 2 | NAICS-22 Non-Cogen | PV | SUN | SUN | PJM | 15812 | 1788 | 2021
solar pv | TRUE | 64026 | N | . | ANSON Solar Center, LLC | Engie North America | 56201 | TX | WSC | TRE |  | 22 | 2 | NAICS-22 Non-Cogen | PV | SUN | SUN | ERCO | 3245491 | 366971 | 2021
other | FALSE | 64027 | Y | . | SB Water Reclamation Fuel Cell | San Bernardino Fuel Cell, LLC | 63669 | CA | PACC | WECC |  | 22132 | 5 | Commercial NAICS Cogen | FC | NG | NG | CISO | 3467 | 298.219 | 2021
biomass | FALSE | 64027 | Y | . | SB Water Reclamation Fuel Cell | San Bernardino Fuel Cell, LLC | 63669 | CA | PACC | WECC |  | 22132 | 5 | Commercial NAICS Cogen | FC | OBG | ORW | CISO | 49162 | 4228.781 | 2021
solar pv | TRUE | 64028 | N | . | San Diego - EMDF at San Diego | California PV Energy 3, LLC | 63667 | CA | PACC | WECC |  | 22 | 2 | NAICS-22 Non-Cogen | PV | SUN | SUN | CISO | 15184 | 1717 | 2021
solar pv | TRUE | 64030 | N | . | Kenmare - Sullivan Community College | Goldman Sachs Renewable Power LLC | 61944 | NY | MAT | NPCC |  | 22 | 2 | NAICS-22 Non-Cogen | PV | SUN | SUN | NYIS | 22013 | 2489 | 2021
solar pv | TRUE | 64031 | N | . | Fremont CO 1, LLC | Greenbacker Renewable Energy Corporation | 60025 | CO | MTN | WECC |  | 22 | 2 | NAICS-22 Non-Cogen | PV | SUN | SUN | PSCO | 34774 | 3932 | 2021
solar pv | TRUE | 64033 | N | . | GreenparkSolar | Adapture Renewables, Inc. | 60496 | OR | PACC | WECC |  | 22 | 2 | NAICS-22 Non-Cogen | PV | SUN | SUN | PGE | 17510 | 1980 | 2021
solar pv | TRUE | 64034 | N | . | SulusSolar25 | Adapture Renewables, Inc. | 60496 | OR | PACC | WECC |  | 22 | 2 | NAICS-22 Non-Cogen | PV | SUN | SUN | PGE | 28911 | 3269 | 2021
solar pv | TRUE | 64035 | N | . | Powatan Road Solar | Red Toad Powatan Phase 2 LLC | 63633 | NC | SAT | SERC |  | 22 | 2 | NAICS-22 Non-Cogen | PV | SUN | SUN | CPLE | 37136 | 4199 | 2021
solar pv | TRUE | 64040 | N | . | Apple Canyon Lake Solar | ACM Solar, LLC. | 63680 | IL | ENC | MRO |  | 22 | 2 | NAICS-22 Non-Cogen | PV | SUN | SUN | MISO | 29626 | 3350 | 2021
solar pv | TRUE | 64041 | N | . | Wappinger 9D Solar | Wappinger 9D Solar, LLC | 63681 | NY | MAT | NPCC |  | 22 | 2 | NAICS-22 Non-Cogen | PV | SUN | SUN | NYIS | 21943 | 2481 | 2021
solar pv | TRUE | 64042 | N | . | Montague Road Solar | Montague Road Solar, LLC | 63682 | MA | NEW | NPCC |  | 22 | 2 | NAICS-22 Non-Cogen | PV | SUN | SUN | ISNE | 43220 | 4887 | 2021
solar pv | TRUE | 64043 | N | . | Olney Solar II CSG | Olney Solar II, LLC | 63683 | IL | ENC | SERC |  | 22 | 2 | NAICS-22 Non-Cogen | PV | SUN | SUN | MISO | 14512 | 1641 | 2021
solar pv | TRUE | 64044 | N | . | Off Airport Road - West | Off Airport Road - West, LLC | 63684 | NY | MAT | NPCC |  | 22 | 2 | NAICS-22 Non-Cogen | PV | SUN | SUN | NYIS | 55701 | 6298 | 2021
solar pv | TRUE | 64045 | N | . | Fitchburg Renewables | Fitchburg Renewables, LLC | 63685 | MA | NEW | NPCC |  | 22 | 2 | NAICS-22 Non-Cogen | PV | SUN | SUN | ISNE | 54047 | 6111 | 2021
solar pv | TRUE | 64046 | N | . | 6140 Route 209 - North | 6140 Route 209 - North, LLC | 63686 | NY | MAT | NPCC |  | 22 | 2 | NAICS-22 Non-Cogen | PV | SUN | SUN | NYIS | 53825 | 6086 | 2021
solar pv | TRUE | 64048 | N | . | SulusSolar29 | Adapture Renewables, Inc. | 60496 | OR | PACC | WECC |  | 22 | 2 | NAICS-22 Non-Cogen | PV | SUN | SUN | PGE | 30912 | 3495 | 2021
solar pv | TRUE | 64049 | N | . | San Diego - NCRC at Vista | California PV Energy 3, LLC | 63667 | CA | PACC | WECC |  | 22 | 2 | NAICS-22 Non-Cogen | PV | SUN | SUN | CISO | 17006 | 1923 | 2021
onshore wind | TRUE | 64051 | N | . | Orchard Windfarm 2, LLC | Orchard Windfarm, LLC | 62758 | OR | PACC | WECC |  | 22 | 2 | NAICS-22 Non-Cogen | WT | WND | WND | BPAT | 129547 | 14648 | 2021
onshore wind | TRUE | 64052 | N | . | Orchard Windfarm 3, LLC | Orchard Windfarm, LLC | 62758 | OR | PACC | WECC |  | 22 | 2 | NAICS-22 Non-Cogen | WT | WND | WND | BPAT | 126867 | 14345 | 2021
onshore wind | TRUE | 64053 | N | . | Orchard Windfarm 4, LLC | Orchard Windfarm, LLC | 62758 | OR | PACC | WECC |  | 22 | 2 | NAICS-22 Non-Cogen | WT | WND | WND | PACW | 130840 | 14794 | 2021
onshore wind | TRUE | 64054 | N | . | Clines Corners Wind Farm LLC | Pattern Operators LP | 56545 | NM | MTN | WECC |  | 22 | 2 | NAICS-22 Non-Cogen | WT | WND | WND | PNM | 1034403 | 116961 | 2021
solar pv | FALSE | 64055 | N | . | Wonderful Orchards - New Columbia | Wonderful Renewable Energy, LLC. | 63689 | CA | PACC | WECC |  | 111 | 6 | Industrial NAICS Non-Cogen | PV | SUN | SUN | CISO | 92321 | 10439 | 2021
solar pv | TRUE | 64056 | N | . | T Luhman CSG | Madison Energy Holdings LLC | 62915 | MN | WNC | MRO |  | 22 | 2 | NAICS-22 Non-Cogen | PV | SUN | SUN | MISO | 4466 | 505 | 2021
onshore wind | TRUE | 64057 | N | . | Wheatridge 1 | Portland General Electric Co | 15248 | OR | PACC | WECC |  | 22 | 1 | Electric Utility | WT | WND | WND | BPAT | 3021190 | 341609 | 2021
solar pv | TRUE | 64058 | N | . | 2662 Freeport Solar 1 CSG | 2662 Freeport Solar 1, LLC | 63691 | IL | ENC | SERC |  | 22 | 2 | NAICS-22 Non-Cogen | PV | SUN | SUN | MISO | 33704 | 3811 | 2021
solar pv | TRUE | 64059 | N | . | Whiteside Solar 1 CSG | Whiteside Solar 1, LLC | 63692 | IL | ENC | SERC |  | 22 | 2 | NAICS-22 Non-Cogen | PV | SUN | SUN | MISO | 36721 | 4152 | 2021
solar pv | TRUE | 64060 | N | . | SELCO Community Solar | Massachusetts Mun Wholes Electric Co | 11806 | MA | NEW | NPCC |  | 22 | 1 | Electric Utility | PV | SUN | SUN | ISNE | 42576 | 4814 | 2021
solar pv | TRUE | 64061 | N | . | Hecate Energy West Newberry, LLC | Hecate Energy West Newberry, LLC | 63694 | SC | SAT | SERC |  | 22 | 2 | NAICS-22 Non-Cogen | PV | SUN | SUN | DUK | 18439 | 2085 | 2021
onshore wind | TRUE | 64065 | N | . | Duran Mesa LLC | Pattern Operators LP | 56545 | NM | MTN | WECC |  | 22 | 2 | NAICS-22 Non-Cogen | WT | WND | WND | PNM | 369148 | 41740 | 2021
onshore wind | TRUE | 64066 | N | . | Tecolote Wind LLC | Pattern Operators LP | 56545 | NM | MTN | WECC |  | 22 | 2 | NAICS-22 Non-Cogen | WT | WND | WND | PNM | 806776 | 91223 | 2021
solar pv | TRUE | 64072 | N | . | Camp Ripley Solar | Camp Riley Solar Facility | 63704 | MN | WNC | MRO |  | 22 | 1 | Electric Utility | PV | SUN | SUN | MISO | 152116 | 17200 | 2021
onshore wind | TRUE | 64074 | N | . | Cimarron Bend III | Enel Kansas, LLC | 61372 | KS | WNC | MRO |  | 22 | 2 | NAICS-22 Non-Cogen | WT | WND | WND | SWPP | 7143875 | 807765 | 2021
solar pv | TRUE | 64078 | N | . | Pittsfield Solar LLC | Pittsfiled Solar LLC | 63712 | ME | NEW | NPCC |  | 22 | 2 | NAICS-22 Non-Cogen | PV | SUN | SUN | ISNE | 147445 | 16672 | 2021
solar pv | TRUE | 64079 | N | . | CatanSolar | Adapture Renewables, Inc. | 60496 | TX | WSC | TRE |  | 22 | 2 | NAICS-22 Non-Cogen | PV | SUN | SUN | ERCO | 206172 | 23312 | 2021
solar pv | TRUE | 64080 | N | . | Dane County Airport Solar | Madison Gas & Electric Co | 11479 | WI | ENC | MRO |  | 22 | 1 | Electric Utility | PV | SUN | SUN | MISO | 147635 | 16693 | 2021
solar pv | TRUE | 64084 | N | . | Blanchard Road 1 Community Solar | OYA Blanchard Road LLC | 63707 | NY | MAT | NPCC |  | 22 | 2 | NAICS-22 Non-Cogen | PV | SUN | SUN | NYIS | 62545 | 7072 | 2021
solar pv | TRUE | 64085 | N | . | North Providence | Captona N.P. LLC | 63693 | RI | NEW | NPCC |  | 22 | 2 | NAICS-22 Non-Cogen | PV | SUN | SUN | ISNE | 31972 | 3615 | 2021
solar pv | TRUE | 64087 | N | . | Blanchard Road 2 Community Solar | OYA Blanchard Road 2 LLC | 63708 | NY | MAT | NPCC |  | 22 | 2 | NAICS-22 Non-Cogen | PV | SUN | SUN | NYIS | 65986 | 7461 | 2021
solar pv | TRUE | 64090 | N | . | NYS Rte 12 Community Solar | OYA NYS Rte 12 LLC | 63709 | NY | MAT | NPCC |  | 22 | 2 | NAICS-22 Non-Cogen | PV | SUN | SUN | NYIS | 57973 | 6555 | 2021
solar pv | TRUE | 64091 | N | . | Moore Road Community Solar | OYA 2643 Moore Road LLC | 63710 | NY | MAT | NPCC |  | 22 | 2 | NAICS-22 Non-Cogen | PV | SUN | SUN | NYIS | 52225 | 5905 | 2021
solar pv | TRUE | 64092 | N | . | Great Lakes Seaway Community Solar | OYA Great Lakes Seaway LLC | 63711 | NY | MAT | NPCC |  | 22 | 2 | NAICS-22 Non-Cogen | PV | SUN | SUN | NYIS | 69346 | 7841 | 2021
solar pv | TRUE | 64093 | N | . | Montross Solar | Dominion Energy Inc | 5248 | VA | SAT | SERC |  | 22 | 1 | Electric Utility | PV | SUN | SUN | PJM | 343413 | 38830 | 2021
solar pv | TRUE | 64096 | N | . | Samuel Mickle School | Greenbacker Renewable Energy Corporation | 60025 | NJ | MAT | RFC |  | 22 | 2 | NAICS-22 Non-Cogen | PV | SUN | SUN | PJM | 13921 | 1574 | 2021
solar pv | TRUE | 64097 | N | . | Electric City Solar | Greenbacker Renewable Energy Corporation | 60025 | MI | ENC | RFC |  | 22 | 2 | NAICS-22 Non-Cogen | PV | SUN | SUN | PJM | 233286 | 26378 | 2021
solar pv | FALSE | 64098 | N | . | Tesla Reno GigaFactory | Tesla Inc. | 60947 | NV | MTN | WECC |  | 336 | 6 | Industrial NAICS Non-Cogen | PV | SUN | SUN | NEVP | 12461 | 1409 | 2021
solar pv | TRUE | 64099 | N | . | Tweite Community Solar LLC | Tweite Community Solar LLC | 63728 | MN | WNC | MRO |  | 22 | 2 | NAICS-22 Non-Cogen | PV | SUN | SUN | MISO | 18537 | 2096 | 2021
solar pv | TRUE | 64100 | N | . | Morgan Solar 4, LLC CSG | Morgan Solar 4, LLC | 63729 | IL | ENC | SERC |  | 22 | 2 | NAICS-22 Non-Cogen | PV | SUN | SUN | MISO | 35402 | 4003 | 2021
solar pv | TRUE | 64101 | N | . | Mid-River PA, LLC (ABE4) | Greenbacker Renewable Energy Corporation | 60025 | PA | MAT | RFC |  | 22 | 2 | NAICS-22 Non-Cogen | PV | SUN | SUN | PJM | 40125 | 4537 | 2021
solar pv | TRUE | 64102 | N | . | GE 19th Hole | DG New York Solar, LLC | 63730 | NY | MAT | NPCC |  | 22 | 2 | NAICS-22 Non-Cogen | PV | SUN | SUN | NYIS | 90324 | 10213 | 2021
other | TRUE | 64103 | N | . | Desert Harvest II LLC | Desert Harvest II LLC | 63731 | CA | PACC | WECC |  | 22 | 2 | NAICS-22 Non-Cogen | BA | MWH | OTH | CISO | 0 | -2845 | 2021
solar pv | TRUE | 64103 | N | . | Desert Harvest II LLC | Desert Harvest II LLC | 63731 | CA | PACC | WECC |  | 22 | 2 | NAICS-22 Non-Cogen | PV | SUN | SUN | CISO | 1668065 | 188610 | 2021
solar pv | TRUE | 64104 | N | . | Maverick Solar 4, LLC | Maverick Solar 4, LLC | 63732 | CA | PACC | RFC |  | 22 | 2 | NAICS-22 Non-Cogen | PV | SUN | SUN | CISO | 2643747 | 298931 | 2021
solar pv | TRUE | 64105 | N | . | Maverick Solar 6, LLC | Maverick Solar 6, LLC | 63733 | CA | PACC | RFC |  | 22 | 2 | NAICS-22 Non-Cogen | PV | SUN | SUN | CISO | 1004343 | 113562 | 2021
solar pv | TRUE | 64106 | N | . | Maverick Solar 7, LLC | Maverick Solar 7, LLC | 63734 | CA | PACC | RFC |  | 22 | 2 | NAICS-22 Non-Cogen | PV | SUN | SUN | CISO | 81586 | 9225 | 2021
solar pv | TRUE | 64107 | N | . | Canton | Captona Canton LLC | 63735 | MA | NEW | NPCC |  | 22 | 2 | NAICS-22 Non-Cogen | PV | SUN | SUN | ISNE | 55141 | 6235 | 2021
solar pv | TRUE | 64108 | N | . | Gold Meadow Farms | Captona Lippitt Ave Cranston LLC | 63737 | RI | NEW | NPCC |  | 22 | 2 | NAICS-22 Non-Cogen | PV | SUN | SUN | ISNE | 246571 | 27880 | 2021
solar pv | TRUE | 64109 | N | . | Ravenbrook | Captona Ravenbrook LLC | 63738 | MA | NEW | NPCC |  | 22 | 2 | NAICS-22 Non-Cogen | PV | SUN | SUN | ISNE | 61766 | 6984 | 2021
solar pv | TRUE | 64110 | N | . | Hudson | Captona Hudson LLC | 63739 | MA | NEW | NPCC |  | 22 | 2 | NAICS-22 Non-Cogen | PV | SUN | SUN | ISNE | 51241 | 5794 | 2021
solar pv | TRUE | 64111 | N | . | A Street 2 | Captona A Street 2 Johnston LLC | 63740 | RI | NEW | NPCC |  | 22 | 2 | NAICS-22 Non-Cogen | PV | SUN | SUN | ISNE | 25597 | 2894 | 2021
solar pv | TRUE | 64112 | N | . | Berkley | Captona Berkley LLC | 63741 | MA | NEW | NPCC |  | 22 | 2 | NAICS-22 Non-Cogen | PV | SUN | SUN | ISNE | 36853 | 4167 | 2021
solar pv | TRUE | 64113 | N | . | Kilvert | Captona Kilvert Street Warwick LLC | 63742 | RI | NEW | NPCC |  | 22 | 2 | NAICS-22 Non-Cogen | PV | SUN | SUN | ISNE | 73927 | 8359 | 2021
solar pv | TRUE | 64114 | N | . | A Street 1 | Captona A Street 1 Johnston LLC | 63743 | RI | NEW | NPCC |  | 22 | 2 | NAICS-22 Non-Cogen | PV | SUN | SUN | ISNE | 17688 | 2000 | 2021
solar pv | TRUE | 64115 | N | . | Carver | Captona Carver LLC | 63744 | MA | NEW | NPCC |  | 22 | 2 | NAICS-22 Non-Cogen | PV | SUN | SUN | ISNE | 18061 | 2042 | 2021
solar pv | TRUE | 64116 | N | . | Plainfield Pike | Captona Plainfield Pike Johnston LLC | 63745 | RI | NEW | NPCC |  | 22 | 2 | NAICS-22 Non-Cogen | PV | SUN | SUN | ISNE | 31882 | 3605 | 2021
solar pv | TRUE | 64117 | N | . | Meadowlark Solar | Meadowlark Solar, LLC | 63746 | NC | SAT | SERC |  | 22 | 2 | NAICS-22 Non-Cogen | PV | SUN | SUN | CPLE | 79958 | 9041 | 2021
solar pv | TRUE | 64118 | N | . | Nash 97 Solar 2 | Nash 97 Solar 2, LLC | 63747 | NC | SAT | SERC |  | 22 | 2 | NAICS-22 Non-Cogen | PV | SUN | SUN | DUK | 76261 | 8623 | 2021
solar pv | TRUE | 64119 | N | . | Nickelson Solar 2 | Nickelson Solar 2, LLC | 63748 | NC | SAT | SERC |  | 22 | 2 | NAICS-22 Non-Cogen | PV | SUN | SUN | CPLE | 84627 | 9569 | 2021
solar pv | TRUE | 64120 | N | . | Chicopee | Captona Chicopee LLC | 63736 | MA | NEW | NPCC |  | 22 | 2 | NAICS-22 Non-Cogen | PV | SUN | SUN | ISNE | 23579 | 2666 | 2021
solar pv | TRUE | 64121 | N | . | Siler City Solar 2 | Siler City Solar 2, LLC | 63749 | NC | SAT | SERC |  | 22 | 2 | NAICS-22 Non-Cogen | PV | SUN | SUN | CPLE | 86124 | 9738 | 2021
solar pv | TRUE | 64122 | N | . | Marlow Solar, LLC CSG | Marlow Solar, LLC | 63753 | IL | ENC | SERC |  | 22 | 2 | NAICS-22 Non-Cogen | PV | SUN | SUN | MISO | 35341 | 3996 | 2021
hydro | TRUE | 64123 | N | . | James W. Broderick Hydropower Plant | James W. Broderick Hydropower Plant | 63751 | CO | MTN | WECC |  | 22 | 2 | NAICS-22 Non-Cogen | HY | WAT | HYC | PACE | 153790 | 17389 | 2021
solar pv | TRUE | 64124 | N | . | IGS Stockton DG CSG | IGS Stockton DG, LLC | 63758 | IL | ENC | SERC |  | 22 | 2 | NAICS-22 Non-Cogen | PV | SUN | SUN | MISO | 31669 | 3581 | 2021
solar pv | TRUE | 64125 | N | . | Podunque Road CSG | KSI II Consolidated, LLC | 63244 | NY | MAT | NPCC |  | 22 | 2 | NAICS-22 Non-Cogen | PV | SUN | SUN | NYIS | 54301 | 6140 | 2021
solar pv | TRUE | 64126 | N | . | County Road 16 | KSI II Consolidated, LLC | 63244 | NY | MAT | NPCC |  | 22 | 2 | NAICS-22 Non-Cogen | PV | SUN | SUN | NYIS | 24791 | 2803 | 2021
solar pv | TRUE | 64127 | N | . | Townsend Road(CSG) | KSI II Consolidated, LLC | 63244 | NY | MAT | NPCC |  | 22 | 2 | NAICS-22 Non-Cogen | PV | SUN | SUN | NYIS | 2883 | 326 | 2021
other | TRUE | 64128 | N | . | Ware Palmer Road Solar LLC CSG | Ware Palmer Road Solar LLC | 64059 | MA | NEW | NPCC |  | 22 | 2 | NAICS-22 Non-Cogen | BA | MWH | OTH | ISNE | 0 | 0 | 2021
solar pv | TRUE | 64128 | N | . | Ware Palmer Road Solar LLC CSG | Ware Palmer Road Solar LLC | 64059 | MA | NEW | NPCC |  | 22 | 2 | NAICS-22 Non-Cogen | PV | SUN | SUN | ISNE | 9374 | 1060 | 2021
other | TRUE | 64129 | N | . | East Brookfield Adams Road Solar LLC CSG | East Brookfield Adams Road Solar LLC | 64058 | MA | NEW | NPCC |  | 22 | 2 | NAICS-22 Non-Cogen | BA | MWH | OTH | ISNE | 0 | 0 | 2021
solar pv | TRUE | 64129 | N | . | East Brookfield Adams Road Solar LLC CSG | East Brookfield Adams Road Solar LLC | 64058 | MA | NEW | NPCC |  | 22 | 2 | NAICS-22 Non-Cogen | PV | SUN | SUN | ISNE | 17996 | 2035 | 2021
onshore wind | TRUE | 64130 | N | . | REG Juhl Glenville Wind, LLC | REG Juhl Glenville Wind, LLC | 63761 | MN | WNC | MRO |  | 22 | 2 | NAICS-22 Non-Cogen | WT | WND | WND | MISO | 71370 | 8070 | 2021
solar pv | TRUE | 64137 | N | . | Kenmare - Mansfield Branch Street | Goldman Sachs Renewable Power LLC | 61944 | MA | NEW | NPCC |  | 22 | 2 | NAICS-22 Non-Cogen | PV | SUN | SUN | ISNE | 19165 | 2167 | 2021
onshore wind | TRUE | 64138 | N | . | Irish Creek Wind | Irish Creek Wind, LLC | 63765 | KS | WNC | MRO |  | 22 | 2 | NAICS-22 Non-Cogen | WT | WND | WND | SWPP | 921695 | 104217 | 2021
other | TRUE | 64140 | N | . | BWC Stony Brook, LLC Hybrid | AES Distributed Energy | 61012 | MA | NEW | NPCC |  | 22 | 2 | NAICS-22 Non-Cogen | BA | MWH | OTH | ISNE | 0 | -44 | 2021
solar pv | TRUE | 64140 | N | . | BWC Stony Brook, LLC Hybrid | AES Distributed Energy | 61012 | MA | NEW | NPCC |  | 22 | 2 | NAICS-22 Non-Cogen | PV | SUN | SUN | ISNE | 3343 | 378 | 2021
biomass | TRUE | 64141 | N | . | Still Water Power | Still Water Power LLC | 63763 | CA | PACC | WECC |  | 22 | 2 | NAICS-22 Non-Cogen | IC | OBG | ORW | CISO | 55591 | 3767 | 2021
natural gas peaker | TRUE | 64142 | N | . | LabCorp Engine | AEP Onsite Partners, LLC | 60571 | NJ | MAT | RFC |  | 22 | 2 | NAICS-22 Non-Cogen | IC | NG | NG | PJM | 8473 | 727 | 2021
other | TRUE | 64143 | N | . | Bloom-Altice Fuel Cell | AEP Onsite Partners, LLC | 60571 | NY | MAT | NPCC |  | 22 | 2 | NAICS-22 Non-Cogen | FC | NG | NG | NYIS | 116556 | 17567 | 2021
solar pv | TRUE | 64144 | N | . | Harts Mill Solar, LLC | Harts Mills Solar, LLC | 64775 | NC | SAT | SERC |  | 22 | 2 | NAICS-22 Non-Cogen | PV | SUN | SUN | PJM | 1514544 | 171251 | 2021
other | TRUE | 64147 | N | . | ZPD-PT Solar Project 2017-038 Hybrid LLC | AES Distributed Energy | 61012 | MA | NEW | NPCC |  | 22 | 2 | NAICS-22 Non-Cogen | BA | MWH | OTH | ISNE | 0 | -2 | 2021
solar pv | TRUE | 64147 | N | . | ZPD-PT Solar Project 2017-038 Hybrid LLC | AES Distributed Energy | 61012 | MA | NEW | NPCC |  | 22 | 2 | NAICS-22 Non-Cogen | PV | SUN | SUN | ISNE | 31722 | 3587 | 2021
solar pv | TRUE | 64150 | N | . | Lancaster Solar GA | Lancaster Solar LLC | 63769 | GA | SAT | SERC |  | 22 | 2 | NAICS-22 Non-Cogen | PV | SUN | SUN | SOCO | 73847 | 8350 | 2021
solar pv | TRUE | 64151 | N | . | SR Perry | SR Perry, LLC | 63770 | GA | SAT | SERC |  | 22 | 2 | NAICS-22 Non-Cogen | PV | SUN | SUN | SOCO | 59520 | 6730 | 2021
solar pv | TRUE | 64152 | N | . | SR Rattlesnake | SR Rattlesnake, LLC | 63771 | CO | MTN | WECC |  | 22 | 2 | NAICS-22 Non-Cogen | PV | SUN | SUN | WACM | 141777 | 16031 | 2021
solar pv | TRUE | 64153 | N | . | Novel Novak Solar LLC CSG | Novel Novak Solar LLC | 63774 | MN | WNC | MRO |  | 22 | 2 | NAICS-22 Non-Cogen | PV | SUN | SUN | MISO | 2866 | 324 | 2021
natural gas peaker | TRUE | 64157 | N | . | Clyde Peaking Engine | AEP Onsite Partners, LLC | 60571 | OH | ENC | RFC |  | 22 | 2 | NAICS-22 Non-Cogen | IC | NG | NG | PJM | 88430 | 8289 | 2021
solar pv | TRUE | 64158 | N | . | Mechanicsville Solar | Mechanicsville Solar, LLC | 63777 | VA | SAT | SERC |  | 22 | 2 | NAICS-22 Non-Cogen | PV | SUN | SUN | PJM | 507344 | 57366 | 2021
solar pv | TRUE | 64159 | N | . | Morgan Solar 2, LLC CSG | Morgan Solar 2, LLC | 63779 | IL | ENC | SERC |  | 22 | 2 | NAICS-22 Non-Cogen | PV | SUN | SUN | MISO | 34765 | 3931 | 2021
solar pv | TRUE | 64162 | N | . | Newton Rumford Landfill | Newton Municipal Solar LLC - Rumford | 63706 | MA | NEW | NPCC |  | 22 | 2 | NAICS-22 Non-Cogen | PV | SUN | SUN | ISNE | 23056 | 2607 | 2021
solar pv | TRUE | 64169 | N | . | Albemarle Beach Solar | Albemarle Beach Solar, LLC | 63794 | NC | SAT | SERC |  | 22 | 2 | NAICS-22 Non-Cogen | PV | SUN | SUN | PJM | 1840466 | 208103 | 2021
other | TRUE | 64170 | N | . | BWC Muddy Brook, LLC Hybrid | AES Distributed Energy | 61012 | MA | NEW | NPCC |  | 22 | 2 | NAICS-22 Non-Cogen | BA | MWH | OTH | ISNE | 0 | -6 | 2021
solar pv | TRUE | 64170 | N | . | BWC Muddy Brook, LLC Hybrid | AES Distributed Energy | 61012 | MA | NEW | NPCC |  | 22 | 2 | NAICS-22 Non-Cogen | PV | SUN | SUN | ISNE | 504 | 57 | 2021
onshore wind | TRUE | 64172 | N | . | Rockhaven Wind Project, LLC | Rockhaven Wind Project, LLC | 63783 | OK | WSC | MRO |  | 22 | 2 | NAICS-22 Non-Cogen | WT | WND | WND | SWPP | 380319 | 43003 | 2021
solar pv | TRUE | 64173 | N | . | Lotus | Cypress Creek Renewables | 61060 | NC | SAT | SERC |  | 22 | 2 | NAICS-22 Non-Cogen | PV | SUN | SUN | DUK | 63819 | 7216 | 2021
solar pv | TRUE | 64174 | N | . | Big Boy | Cypress Creek Renewables | 61060 | NC | SAT | SERC |  | 22 | 2 | NAICS-22 Non-Cogen | PV | SUN | SUN | DUK | 40329 | 4560 | 2021
solar pv | TRUE | 64175 | N | . | Beth | Cypress Creek Renewables | 61060 | NC | SAT | SERC |  | 22 | 2 | NAICS-22 Non-Cogen | PV | SUN | SUN | DUK | 72194 | 8163 | 2021
solar pv | TRUE | 64176 | N | . | Charlie | Cypress Creek Renewables | 61060 | NC | SAT | SERC |  | 22 | 2 | NAICS-22 Non-Cogen | PV | SUN | SUN | DUK | 65499 | 7406 | 2021
onshore wind | TRUE | 64178 | N | . | CED Centerville Wind | Consolidated Edison Development Inc. | 56769 | IA | WNC | MRO |  | 22 | 2 | NAICS-22 Non-Cogen | WT | WND | WND | MISO | 10259 | 1160 | 2021
solar pv | TRUE | 64179 | N | . | IA - City of Ames - Airport Road | Forefront Power, LLC | 62856 | IA | WNC | MRO |  | 22 | 2 | NAICS-22 Non-Cogen | PV | SUN | SUN | MISO | 27709 | 3133 | 2021
solar pv | TRUE | 64180 | N | . | MD - CS - Potomac Edison Co - GA29 TPE | Forefront Power, LLC | 62856 | MD | SAT | RFC |  | 22 | 2 | NAICS-22 Non-Cogen | PV | SUN | SUN | PJM | 24022 | 2716 | 2021
other | TRUE | 64182 | N | . | BWC Lake Lashaway, LLC Hybrid | AES Distributed Energy | 61012 | MA | NEW | NPCC |  | 22 | 2 | NAICS-22 Non-Cogen | BA | MWH | OTH | ISNE | 0 | -9 | 2021
solar pv | TRUE | 64182 | N | . | BWC Lake Lashaway, LLC Hybrid | AES Distributed Energy | 61012 | MA | NEW | NPCC |  | 22 | 2 | NAICS-22 Non-Cogen | PV | SUN | SUN | ISNE | 6739 | 762 | 2021
onshore wind | TRUE | 64183 | N | . | Independence Wind Farm | Independence Wind Energy LLC | 63802 | IA | WNC | MRO |  | 22 | 2 | NAICS-22 Non-Cogen | WT | WND | WND | MISO | 182832 | 20673 | 2021
solar pv | TRUE | 64184 | N | . | ZPD-PT Solar Project 2017-044 LLC CSG | AES Distributed Energy | 61012 | MA | NEW | NPCC |  | 22 | 2 | NAICS-22 Non-Cogen | PV | SUN | SUN | ISNE | 443 | 50 | 2021
other | TRUE | 64185 | N | . | ZPD-PT Solar Project 2017-023 LLC Hybrid CSG | AES Distributed Energy | 61012 | MA | NEW | NPCC |  | 22 | 2 | NAICS-22 Non-Cogen | BA | MWH | OTH | ISNE | 0 | -30 | 2021
solar pv | TRUE | 64185 | N | . | ZPD-PT Solar Project 2017-023 LLC Hybrid CSG | AES Distributed Energy | 61012 | MA | NEW | NPCC |  | 22 | 2 | NAICS-22 Non-Cogen | PV | SUN | SUN | ISNE | 26673 | 3016 | 2021
other | TRUE | 64187 | N | . | ZPD-PT Solar Project 2017-021 LLC Hybrid CSG | AES Distributed Energy | 61012 | MA | NEW | NPCC |  | 22 | 2 | NAICS-22 Non-Cogen | BA | MWH | OTH | ISNE | 0 | -5 | 2021
solar pv | TRUE | 64187 | N | . | ZPD-PT Solar Project 2017-021 LLC Hybrid CSG | AES Distributed Energy | 61012 | MA | NEW | NPCC |  | 22 | 2 | NAICS-22 Non-Cogen | PV | SUN | SUN | ISNE | 14974 | 1693 | 2021
solar pv | TRUE | 64190 | N | . | Waipio Peninsula | Pacific Energy Solutions, LLC | 63804 | HI | PACN |  |  | 22 | 2 | NAICS-22 Non-Cogen | PV | SUN | SUN | HECO | 219562 | 24826 | 2021
solar pv | TRUE | 64191 | N | . | SR Lumpkin | SR Lumpkin, LLC | 63798 | GA | SAT | SERC |  | 22 | 2 | NAICS-22 Non-Cogen | PV | SUN | SUN | SOCO | 52330 | 5917 | 2021
solar pv | TRUE | 64192 | N | . | Bo Biggs Solar | Bo Biggs Solar, LLC | 63796 | NC | SAT | SERC |  | 22 | 2 | NAICS-22 Non-Cogen | PV | SUN | SUN | CPLE | 80366 | 9087 | 2021
solar pv | TRUE | 64193 | N | . | Moore Solar | Moore Solar, LLC | 63795 | NC | SAT | SERC |  | 22 | 2 | NAICS-22 Non-Cogen | PV | SUN | SUN | DUK | 77536 | 8767 | 2021
solar pv | TRUE | 64194 | N | . | 510 Carnegie Center | Greenbacker Renewable Energy Corporation | 60025 | NJ | MAT | RFC |  | 22 | 2 | NAICS-22 Non-Cogen | PV | SUN | SUN | PJM | 17210 | 1946 | 2021
solar pv | TRUE | 64195 | N | . | 701 Carnegie Center | Greenbacker Renewable Energy Corporation | 60025 | NJ | MAT | RFC |  | 22 | 2 | NAICS-22 Non-Cogen | PV | SUN | SUN | PJM | 13540 | 1531 | 2021
other | TRUE | 64198 | N | . | Horn Rapids Solar, Storage and Training | Energy Northwest | 20160 | WA | PACC | WECC |  | 22 | 1 | Electric Utility | BA | MWH | OTH | BPAT | 0 | -156 | 2021
solar pv | TRUE | 64198 | N | . | Horn Rapids Solar, Storage and Training | Energy Northwest | 20160 | WA | PACC | WECC |  | 22 | 1 | Electric Utility | PV | SUN | SUN | BPAT | 50763 | 5740 | 2021
solar pv | TRUE | 64200 | N | . | Jack's Solar Garden | Jack's Solar Garden | 63818 | CO | MTN | WECC |  | 22 | 2 | NAICS-22 Non-Cogen | PV | SUN | SUN | PSCO | 17318 | 1958 | 2021
solar pv | TRUE | 64201 | N | . | McDonough Solar 1, LLC CSG | McDonough Solar 1, LLC | 63814 | IL | ENC | SERC |  | 22 | 2 | NAICS-22 Non-Cogen | PV | SUN | SUN | MISO | 36197 | 4093 | 2021
solar pv | TRUE | 64204 | N | . | Elara Solar | Lightsource Renewable Energy Asset Management, LLC | 62842 | TX | WSC | TRE |  | 22 | 2 | NAICS-22 Non-Cogen | PV | SUN | SUN | ERCO | 340388 | 38488 | 2021
solar pv | TRUE | 64211 | N | . | Baxley | SR Baxley, LLC | 63820 | GA | SAT | SERC |  | 22 | 2 | NAICS-22 Non-Cogen | PV | SUN | SUN | SOCO | 537191 | 60741 | 2021
solar pv | TRUE | 64217 | N | . | Blair Solar | Ecos Energy LLC | 58135 | CT | NEW | NPCC |  | 22 | 2 | NAICS-22 Non-Cogen | PV | SUN | SUN | ISNE | 12055 | 1363 | 2021
solar pv | TRUE | 64218 | N | . | Madison Solar | Ecos Energy LLC | 58135 | CT | NEW | NPCC |  | 22 | 2 | NAICS-22 Non-Cogen | PV | SUN | SUN | ISNE | 11399 | 1289 | 2021
solar pv | TRUE | 64219 | N | . | Few Solar | Ecos Energy LLC | 58135 | CT | NEW | NPCC |  | 22 | 2 | NAICS-22 Non-Cogen | PV | SUN | SUN | ISNE | 12055 | 1363 | 2021
solar pv | FALSE | 64220 | N | . | Wonderful Orchards - Westside | Wonderful Renewable Energy, LLC. | 63689 | CA | PACC | WECC |  | 111 | 6 | Industrial NAICS Non-Cogen | PV | SUN | SUN | CISO | 49199 | 5563 | 2021
solar pv | FALSE | 64221 | N | . | Wonderful Orchards - Belridge | Wonderful Renewable Energy, LLC. | 63689 | CA | PACC | WECC |  | 111 | 6 | Industrial NAICS Non-Cogen | PV | SUN | SUN | CISO | 75308 | 8515 | 2021
other | TRUE | 64222 | N | . | Burt County Solar Hybrid | BCSB, LLC | 63842 | NE | WNC | MRO |  | 22 | 2 | NAICS-22 Non-Cogen | BA | MWH | OTH | SWPP | 0 | -13 | 2021
solar pv | TRUE | 64222 | N | . | Burt County Solar Hybrid | BCSB, LLC | 63842 | NE | WNC | MRO |  | 22 | 2 | NAICS-22 Non-Cogen | PV | SUN | SUN | SWPP | 9073 | 1026 | 2021
other | TRUE | 64223 | N | . | Dodge County Solar Hybrid | BCSB, LLC | 63842 | NE | WNC | MRO |  | 22 | 2 | NAICS-22 Non-Cogen | BA | MWH | OTH | SWPP | 0 | -15 | 2021
solar pv | TRUE | 64223 | N | . | Dodge County Solar Hybrid | BCSB, LLC | 63842 | NE | WNC | MRO |  | 22 | 2 | NAICS-22 Non-Cogen | PV | SUN | SUN | SWPP | 9127 | 1032 | 2021
solar pv | TRUE | 64224 | N | . | Dressor Plains Solar, LLC | Dressor Plains Solar, LLC | 63815 | IL | ENC | MRO |  | 22 | 2 | NAICS-22 Non-Cogen | PV | SUN | SUN | MISO | 636583 | 71979 | 2021
solar pv | TRUE | 64225 | N | . | Prosperity Solar Farm CSG | Empire District Electric Co | 5860 | MO | WNC | SERC |  | 22 | 1 | Electric Utility | PV | SUN | SUN | SWPP | 11082 | 1253 | 2021
solar pv | TRUE | 64226 | N | . | Curry Solar | Altus Power America Management, LLC | 60281 | GA | SAT | SERC |  | 22 | 2 | NAICS-22 Non-Cogen | PV | SUN | SUN | SOCO | 19873 | 2247 | 2021
solar pv | TRUE | 64227 | N | . | Alexis Solar, LLC | Sol Systems | 61677 | TX | WSC | TRE |  | 22 | 2 | NAICS-22 Non-Cogen | PV | SUN | SUN | ERCO | 74008 | 8368 | 2021
solar pv | TRUE | 64228 | N | . | Blue Goose Solar CSG | Blue Goose Solar | 63834 | IL | ENC | SERC |  | 22 | 2 | NAICS-22 Non-Cogen | PV | SUN | SUN | MISO | 35235 | 3984 | 2021
solar pv | TRUE | 64229 | N | . | Iroquois Solar 1B LLC CSG | Iroquois Solar 1B LLC | 63833 | IL | ENC | SERC |  | 22 | 2 | NAICS-22 Non-Cogen | PV | SUN | SUN | MISO | 35174 | 3977 | 2021
onshore wind | TRUE | 64230 | N | . | Indiana Crossroads Wind Farm LLC | Indiana Crossroads Wind Farms LLC | 63835 | IN | ENC | RFC |  | 22 | 2 | NAICS-22 Non-Cogen | WT | WND | WND | MISO | 490215 | 55429 | 2021
solar pv | TRUE | 64231 | N | . | Hadley 3 Solar (North) | Hadley 3 Solar, LLC (North) | 63841 | MA | NEW | NPCC |  | 22 | 2 | NAICS-22 Non-Cogen | PV | SUN | SUN | ISNE | 20784 | 2350 | 2021
solar pv | TRUE | 64232 | N | . | Hadley 3 Solar (South) | Hadley 3 Solar, LLC (South) | 63822 | MA | NEW | NPCC |  | 22 | 2 | NAICS-22 Non-Cogen | PV | SUN | SUN | ISNE | 28070 | 3174 | 2021
solar pv | TRUE | 64237 | N | . | Solar Lee, LLC | Solar Lee, LLC | 63823 | NC | SAT | SERC |  | 22 | 2 | NAICS-22 Non-Cogen | PV | SUN | SUN | CPLE | 86221 | 9749 | 2021
solar pv | TRUE | 64238 | N | . | Acme Solar, LLC | Acme Solar, LLC | 63824 | NC | SAT | SERC |  | 22 | 2 | NAICS-22 Non-Cogen | PV | SUN | SUN | CPLE | 82365 | 9313 | 2021
hydro | TRUE | 64242 | N | . | St. Cloud Hydro | St. Cloud Hydroelectric Generation Facility | 63831 | MN | WNC | MRO |  | 22 | 2 | NAICS-22 Non-Cogen | HY | WAT | HYC | MISO | 344005 | 38897 | 2021
solar pv | TRUE | 64243 | N | . | Sullivan B Community Solar LLC | Sullivan B Community Solar LLC | 63845 | IL | ENC | SERC |  | 22 | 2 | NAICS-22 Non-Cogen | PV | SUN | SUN | MISO | 32405 | 3664 | 2021
solar pv | TRUE | 64244 | N | . | Anderson 3 | Indiana Municipal Power Agency | 9234 | IN | ENC | RFC |  | 22 | 1 | Electric Utility | PV | SUN | SUN | PJM | 769 | 87 | 2021
solar pv | TRUE | 64245 | N | . | Anderson 5 | Indiana Municipal Power Agency | 9234 | IN | ENC | RFC |  | 22 | 1 | Electric Utility | PV | SUN | SUN | PJM | 13079 | 1479 | 2021
solar pv | TRUE | 64246 | N | . | Peru 2 | Indiana Municipal Power Agency | 9234 | IN | ENC | RFC |  | 22 | 1 | Electric Utility | PV | SUN | SUN | MISO | 114300 | 12924 | 2021
solar pv | TRUE | 64247 | N | . | Richmond 5 | Indiana Municipal Power Agency | 9234 | IN | ENC | RFC |  | 22 | 1 | Electric Utility | PV | SUN | SUN | PJM | 79791 | 9022 | 2021
solar pv | TRUE | 64248 | N | . | Anderson 4 | Indiana Municipal Power Agency | 9234 | IN | ENC | RFC |  | 22 | 1 | Electric Utility | PV | SUN | SUN | PJM | 42123 | 4763 | 2021
solar pv | TRUE | 64251 | N | . | Pickford Solar | Pickford Solar | 63859 | MI | ENC | RFC |  | 22 | 2 | NAICS-22 Non-Cogen | PV | SUN | SUN | MISO | 89394 | 10108 | 2021
solar pv | TRUE | 64254 | N | . | Kent School Road Solar 1 | Kent School Road Solar 1 | 63860 | IL | ENC | SERC |  | 22 | 2 | NAICS-22 Non-Cogen | PV | SUN | SUN | MISO | 36338 | 4109 | 2021
solar pv | TRUE | 64257 | N | . | Schulte 2 Community Solar | Schulte 2 Community Solar | 63861 | IL | ENC | SERC |  | 22 | 2 | NAICS-22 Non-Cogen | PV | SUN | SUN | MISO | 31953 | 3613 | 2021
solar pv | TRUE | 64261 | N | . | Forrest City- Prison Site | Greenbacker Renewable Energy Corporation | 60025 | AR | WSC | SERC |  | 22 | 2 | NAICS-22 Non-Cogen | PV | SUN | SUN | MISO | 9879 | 1117 | 2021
solar pv | TRUE | 64262 | N | . | Forrest City- Eldridge Road | Greenbacker Renewable Energy Corporation | 60025 | AR | WSC | SERC |  | 22 | 2 | NAICS-22 Non-Cogen | PV | SUN | SUN | MISO | 11250 | 1272 | 2021
solar pv | TRUE | 64263 | N | . | Hot Springs 2020 | Greenbacker Renewable Energy Corporation | 60025 | AR | WSC | SERC |  | 22 | 2 | NAICS-22 Non-Cogen | PV | SUN | SUN | SWPP | 9323 | 1054 | 2021
solar pv | TRUE | 64264 | N | . | Las Virgenes | Greenbacker Renewable Energy Corporation | 60025 | CA | PACC | WECC |  | 22 | 2 | NAICS-22 Non-Cogen | PV | SUN | SUN | LDWP | 55088 | 6229 | 2021
solar pv | TRUE | 64265 | N | . | Rock Creek 2 CSG | Greenbacker Renewable Energy Corporation | 60025 | CO | MTN | WECC |  | 22 | 2 | NAICS-22 Non-Cogen | PV | SUN | SUN | WACM | 35085 | 3967 | 2021
solar pv | TRUE | 64266 | N | . | Alamosa Solar South CSG | Greenbacker Renewable Energy Corporation | 60025 | CO | MTN | WECC |  | 22 | 2 | NAICS-22 Non-Cogen | PV | SUN | SUN | PSCO | 38523 | 4356 | 2021
solar pv | TRUE | 64267 | N | . | Valencia 2 | Greenbacker Renewable Energy Corporation | 60025 | CA | PACC | WECC |  | 22 | 2 | NAICS-22 Non-Cogen | PV | SUN | SUN | IID | 65046 | 7355 | 2021
solar pv | TRUE | 64268 | N | . | Lawrence Brook | Greenbacker Renewable Energy Corporation | 60025 | VT | NEW | NPCC |  | 22 | 2 | NAICS-22 Non-Cogen | PV | SUN | SUN | ISNE | 26098 | 2951 | 2021
solar pv | TRUE | 64269 | N | . | Kankakee Solar 4 LLC | Kankakee Solar 4 LLC | 63863 | IL | ENC | SERC |  | 22 | 2 | NAICS-22 Non-Cogen | PV | SUN | SUN | MISO | 33184 | 3752 | 2021
solar pv | TRUE | 64270 | N | . | ESCA-LL-COLTON, LLC | Madison Energy Holdings LLC | 62915 | CA | PACC | WECC |  | 22 | 2 | NAICS-22 Non-Cogen | PV | SUN | SUN | CISO | 4943 | 559 | 2021
solar pv | TRUE | 64271 | N | . | 1051 Lucky Solar, LLC | 1051 Lucky Solar, LLC | 63864 | NC | SAT | SERC |  | 22 | 2 | NAICS-22 Non-Cogen | PV | SUN | SUN | DUK | 40975 | 4633 | 2021
solar pv | TRUE | 64273 | N | . | Sweet Tea Solar, LLC | Sweet Tea Solar, LLC | 63865 | NC | SAT | SERC |  | 22 | 2 | NAICS-22 Non-Cogen | PV | SUN | SUN | CPLE | 45892 | 5189 | 2021
solar pv | TRUE | 64275 | N | . | Bulloch Neville Farms | Safari Energy, LLC | 63640 | GA | SAT | SERC |  | 22 | 2 | NAICS-22 Non-Cogen | PV | SUN | SUN | SOCO | 51755 | 5852 | 2021
solar pv | TRUE | 64276 | N | . | Franklin Milliken | Safari Energy, LLC | 63640 | GA | SAT | SERC |  | 22 | 2 | NAICS-22 Non-Cogen | PV | SUN | SUN | SOCO | 56824 | 6425 | 2021
solar pv | TRUE | 64277 | N | . | Greene Durham | Safari Energy, LLC | 63640 | GA | SAT | SERC |  | 22 | 2 | NAICS-22 Non-Cogen | PV | SUN | SUN | SOCO | 55902 | 6321 | 2021
solar pv | TRUE | 64278 | N | . | Lowndes IDA | Safari Energy, LLC | 63640 | GA | SAT | SERC |  | 22 | 2 | NAICS-22 Non-Cogen | PV | SUN | SUN | SOCO | 25675 | 2903 | 2021
solar pv | TRUE | 64279 | N | . | Lowndes Tycor Farms | Safari Energy, LLC | 63640 | GA | SAT | SERC |  | 22 | 2 | NAICS-22 Non-Cogen | PV | SUN | SUN | SOCO | 42611 | 4818 | 2021
solar pv | TRUE | 64280 | N | . | Meriwether Jackson | Safari Energy, LLC | 63640 | GA | SAT | SERC |  | 22 | 2 | NAICS-22 Non-Cogen | PV | SUN | SUN | SOCO | 55565 | 6283 | 2021
solar pv | TRUE | 64281 | N | . | Murray Treadwell Farms | Safari Energy, LLC | 63640 | GA | SAT | SERC |  | 22 | 2 | NAICS-22 Non-Cogen | PV | SUN | SUN | SOCO | 55523 | 6278 | 2021
solar pv | TRUE | 64282 | N | . | Putnam Erickson | Safari Energy, LLC | 63640 | GA | SAT | SERC |  | 22 | 2 | NAICS-22 Non-Cogen | PV | SUN | SUN | SOCO | 48396 | 5472 | 2021
solar pv | TRUE | 64283 | N | . | Terrell Riles Stovall | Safari Energy, LLC | 63640 | GA | SAT | SERC |  | 22 | 2 | NAICS-22 Non-Cogen | PV | SUN | SUN | SOCO | 30971 | 3502 | 2021
solar pv | TRUE | 64284 | N | . | Troup RC50 II | Safari Energy, LLC | 63640 | GA | SAT | SERC |  | 22 | 2 | NAICS-22 Non-Cogen | PV | SUN | SUN | SOCO | 27027 | 3056 | 2021
solar pv | TRUE | 64285 | N | . | Ware Avra I | Safari Energy, LLC | 63640 | GA | SAT | SERC |  | 22 | 2 | NAICS-22 Non-Cogen | PV | SUN | SUN | SOCO | 52417 | 5927 | 2021
solar pv | TRUE | 64286 | N | . | Ware Avra II | Safari Energy, LLC | 63640 | GA | SAT | SERC |  | 22 | 2 | NAICS-22 Non-Cogen | PV | SUN | SUN | SOCO | 36021 | 4073 | 2021
solar pv | TRUE | 64288 | N | . | Renewable Energy Center at BJH | Ameren Missouri | 59495 | MO | WNC | SERC |  | 22 | 1 | Electric Utility | PV | SUN | SUN | MISO | 16468 | 1862 | 2021
solar pv | TRUE | 64290 | N | . | SE Athos II, LLC | SE Athos II, LLC | 63869 | CA | PACC | WECC |  | 22 | 2 | NAICS-22 Non-Cogen | PV | SUN | SUN | CISO | 294143 | 33259 | 2021
solar pv | TRUE | 64299 | N | . | Roger Williams - Melville at Portsmouth | Constellation Solar Rhode Island LLC | 62679 | RI | NEW | NPCC |  | 22 | 2 | NAICS-22 Non-Cogen | PV | SUN | SUN | ISNE | 33307 | 3766 | 2021
solar pv | TRUE | 64300 | N | . | Fort Drum Energy Center | Florida Power & Light Co | 6452 | FL | SAT | SERC |  | 22 | 1 | Electric Utility | PV | SUN | SUN | FPL | 713959 | 80728 | 2021
solar pv | TRUE | 64301 | N | . | Willow Solar Energy Center | Florida Power & Light Co | 6452 | FL | SAT | SERC |  | 22 | 1 | Electric Utility | PV | SUN | SUN | FPL | 886540 | 100242 | 2021
solar pv | TRUE | 64302 | N | . | Lafayette 2 - McHenry Franks 1 | Goldman Sachs Renewable Power LLC | 61944 | IL | ENC | RFC |  | 22 | 2 | NAICS-22 Non-Cogen | PV | SUN | SUN | PJM | 37013 | 4185 | 2021
solar pv | TRUE | 64303 | N | . | Lafayette 2 - McHenry Franks 2 | Goldman Sachs Renewable Power LLC | 61944 | IL | ENC | RFC |  | 22 | 2 | NAICS-22 Non-Cogen | PV | SUN | SUN | PJM | 31980 | 3616 | 2021
solar pv | TRUE | 64304 | N | . | Lafayette 2 - Kankakee Yonke | Goldman Sachs Renewable Power LLC | 61944 | IL | ENC | RFC |  | 22 | 2 | NAICS-22 Non-Cogen | PV | SUN | SUN | PJM | 36173 | 4090 | 2021
solar pv | TRUE | 64305 | N | . | TCI France | Entergy New Orleans, LLC | 13478 | LA | WSC | SERC |  | 22 | 1 | Electric Utility | PV | SUN | SUN | MISO | 12425 | 1405 | 2021
solar pv | TRUE | 64306 | N | . | TCI Alvar | Entergy New Orleans, LLC | 13478 | LA | WSC | SERC |  | 22 | 1 | Electric Utility | PV | SUN | SUN | MISO | 5651 | 639 | 2021
solar pv | TRUE | 64307 | N | . | New Orleans Solar Station | Entergy New Orleans, LLC | 13478 | LA | WSC | SERC |  | 22 | 1 | Electric Utility | PV | SUN | SUN | MISO | 289402 | 32723 | 2021
solar pv | TRUE | 64308 | N | . | Dissigno Healdsburg FPV, LLC | Palmetto Power Management LLC | 63248 | CA | PACC | WECC |  | 22 | 2 | NAICS-22 Non-Cogen | PV | SUN | SUN | CISO | 54471 | 6159 | 2021
onshore wind | TRUE | 64309 | N | . | Soldier Creek Wind | Soldier Creek Wind LLC | 63887 | KS | WNC | MRO |  | 22 | 2 | NAICS-22 Non-Cogen | WT | WND | WND | SWPP | 9186554 | 1038733 | 2021
solar pv | TRUE | 64310 | N | . | Corning Riverview (CSG) | Corning Riverview Project | 63900 | NY | MAT | NPCC |  | 22 | 2 | NAICS-22 Non-Cogen | PV | SUN | SUN | NYIS | 53949 | 6100 | 2021
solar pv | TRUE | 64311 | N | . | Sun Farm VIII, LLC | Sun Farm VIII, LLC | 63898 | NC | SAT | SERC |  | 22 | 2 | NAICS-22 Non-Cogen | PV | SUN | SUN | PJM | 52435 | 5929 | 2021
other | TRUE | 64312 | N | . | Bat Cave | Broad Reach Power | 63883 | TX | WSC | TRE |  | 22 | 2 | NAICS-22 Non-Cogen | BA | MWH | OTH | ERCO | 0 | -127 | 2021
other | TRUE | 64317 | N | . | North Fork TX | Broad Reach Power | 63883 | TX | WSC | TRE |  | 22 | 2 | NAICS-22 Non-Cogen | BA | MWH | OTH | ERCO | 0 | 934 | 2021
onshore wind | TRUE | 64323 | N | . | Coachella Hills Wind | Coachella Wind Holdings, LLC | 63879 | CA | PACC | WECC |  | 22 | 2 | NAICS-22 Non-Cogen | WT | WND | WND | CISO | 1413784 | 159858 | 2021
solar pv | TRUE | 64325 | N | . | Prospero Solar II | Longroad Energy Services LLC | 61219 | TX | WSC | TRE |  | 22 | 2 | NAICS-22 Non-Cogen | PV | SUN | SUN | ERCO | 1760319 | 199041 | 2021
onshore wind | TRUE | 64326 | N | . | Summit Winds | Greenbacker Renewable Energy Corporation | 60025 | CA | PACC | WECC |  | 22 | 2 | NAICS-22 Non-Cogen | WT | WND | WND | CISO | 722998 | 81750 | 2021
solar pv | TRUE | 64327 | N | . | EDF Ph1 Toms River | Goldman Sachs Renewable Power LLC | 61944 | NJ | MAT | RFC |  | 22 | 2 | NAICS-22 Non-Cogen | PV | SUN | SUN | PJM | 209885 | 23732 | 2021
solar pv | TRUE | 64328 | N | . | AES Griggs Solar, LLC | AES Griggs Solar, LLC | 63893 | IL | ENC | RFC |  | 22 | 2 | NAICS-22 Non-Cogen | PV | SUN | SUN | PJM | 34137 | 3860 | 2021
solar pv | TRUE | 64329 | N | . | IGS East Central, LLC | IGS East Central, LLC | 63894 | IL | ENC | RFC |  | 22 | 2 | NAICS-22 Non-Cogen | PV | SUN | SUN | PJM | 30123 | 3406 | 2021
solar pv | TRUE | 64330 | N | . | SV CSG Lily Lake 2 LLC | SV CSG Lily Lake 2 LLC | 63895 | IL | ENC | RFC |  | 22 | 2 | NAICS-22 Non-Cogen | PV | SUN | SUN | PJM | 34113 | 3857 | 2021
solar pv | TRUE | 64331 | N | . | Cedarville Road | SRC P9 - Lena Solar, LLC | 63896 | IL | ENC | RFC |  | 22 | 2 | NAICS-22 Non-Cogen | PV | SUN | SUN | PJM | 35076 | 3966 | 2021
onshore wind | TRUE | 64332 | N | . | Two Dot Wind Broadview East LLC | Two Dot Wind Broadview East LLC | 63903 | MT | MTN | WECC |  | 22 | 2 | NAICS-22 Non-Cogen | WT | WND | WND | NWMT | 43442 | 4912 | 2021
solar pv | TRUE | 64333 | N | . | WED Coventry Seven, LLC | WED Coventry Seven, LLC | 63904 | RI | NEW | NPCC |  | 22 | 2 | NAICS-22 Non-Cogen | PV | SUN | SUN | ISNE | 30918 | 3496 | 2021
solar pv | TRUE | 64334 | N | . | GD Glocester White Oak I, LLC | GD Glocester White Oak I, LLC | 63905 | RI | NEW | NPCC |  | 22 | 2 | NAICS-22 Non-Cogen | PV | SUN | SUN | ISNE | 24073 | 2722 | 2021
solar pv | TRUE | 64335 | N | . | Quitman II Solar | Quitman II Solar, LLC | 63957 | GA | SAT | SERC |  | 22 | 2 | NAICS-22 Non-Cogen | PV | SUN | SUN | SOCO | 817044 | 92384 | 2021
onshore wind | TRUE | 64336 | N | . | Little Blue Wind Project, LLC | Little Blue Wind Project, LLC | 63956 | NE | WNC | MRO |  | 22 | 2 | NAICS-22 Non-Cogen | WT | WND | WND | SWPP | 265665 | 30039 | 2021
solar pv | TRUE | 64337 | N | . | Farmington Solar | Farmington Solar, LLC | 63955 | ME | NEW | NPCC |  | 22 | 2 | NAICS-22 Non-Cogen | PV | SUN | SUN | ISNE | 143724 | 16251 | 2021
solar pv | TRUE | 64343 | N | . | 6685 Santa Barbara Ct | 6685 Santa Barbara Ct | 63979 | MD | SAT | RFC |  | 22 | 2 | NAICS-22 Non-Cogen | PV | SUN | SUN | PJM | 14708 | 1663 | 2021
other | TRUE | 64350 | N | . | Orbit Bloom Fuel Cell | DG Fuel Cell, LLC | 63963 | NY | MAT | NPCC |  | 22 | 2 | NAICS-22 Non-Cogen | FC | NG | NG | NYIS | 344425 | 51360 | 2021
solar pv | TRUE | 64351 | N | . | Amazon JFK8 Solar Project | Solar Star Prime 2, LLC | 63962 | NY | MAT | NPCC |  | 22 | 2 | NAICS-22 Non-Cogen | PV | SUN | SUN | NYIS | 24701 | 2793 | 2021
solar pv | TRUE | 64355 | N | . | NSE Camber BH CSG 2, LLC | Nautilus Solar Solutions | 61227 | CO | MTN | WECC |  | 22 | 2 | NAICS-22 Non-Cogen | PV | SUN | SUN | WACM | 620 | 70 | 2021
solar pv | TRUE | 64360 | N | . | American Goldfinch SCS ACY2 NJ, LLC | Sol Systems | 61677 | NJ | MAT | NPCC |  | 22 | 2 | NAICS-22 Non-Cogen | PV | SUN | SUN | PJM | 38011 | 4298 | 2021
solar pv | TRUE | 64362 | N | . | SCS American Bottoms 009885 Sauget, LLC | Sol Systems | 61677 | IL | ENC | MRO |  | 22 | 2 | NAICS-22 Non-Cogen | PV | SUN | SUN | MISO | 24711 | 2794 | 2021
solar pv | TRUE | 64363 | N | . | ESA Boston Solar, LLC | Sol Systems | 61677 | NC | SAT | SERC |  | 22 | 2 | NAICS-22 Non-Cogen | PV | SUN | SUN | CPLE | 85761 | 9697 | 2021
solar pv | TRUE | 64364 | N | . | SCS Beltway 011754 Rock Falls, LLC | Sol Systems | 61677 | IL | ENC | MRO |  | 22 | 2 | NAICS-22 Non-Cogen | PV | SUN | SUN | PJM | 14575 | 1648 | 2021
solar pv | TRUE | 64365 | N | . | Western Meadowlark Solar SCS NE 1, LLC | Sol Systems | 61677 | NE | WNC | WECC |  | 22 | 2 | NAICS-22 Non-Cogen | PV | SUN | SUN | SWPP | 81603 | 9227 | 2021
solar pv | TRUE | 64366 | N | . | Trojan Solar, LLC | Sol Systems | 61677 | NC | SAT | SERC |  | 22 | 2 | NAICS-22 Non-Cogen | PV | SUN | SUN | CPLE | 86460 | 9776 | 2021
solar pv | TRUE | 64367 | N | . | Zuma Solar, LLC | Sol Systems | 61677 | NC | SAT | SERC |  | 22 | 2 | NAICS-22 Non-Cogen | PV | SUN | SUN | DUK | 59149 | 6688 | 2021
solar pv | TRUE | 64370 | N | . | Plainfield Solar 1 | Ecos Energy LLC | 58135 | CT | NEW | NPCC |  | 22 | 2 | NAICS-22 Non-Cogen | PV | SUN | SUN | ISNE | 10993 | 1243 | 2021
solar pv | TRUE | 64371 | N | . | Cortlandville I Solar CSG | DG New York CS, LLC | 63991 | NY | MAT | NPCC |  | 22 | 2 | NAICS-22 Non-Cogen | PV | SUN | SUN | NYIS | 5191 | 587 | 2021
solar pv | TRUE | 64372 | N | . | Sangerfield Solar CSG | DG New York CS, LLC | 63991 | NY | MAT | NPCC |  | 22 | 2 | NAICS-22 Non-Cogen | PV | SUN | SUN | NYIS | 0 | 0 | 2021
solar pv | TRUE | 64373 | N | . | Clay Solar CSG | DG New York CS, LLC | 63991 | NY | MAT | NPCC |  | 22 | 2 | NAICS-22 Non-Cogen | PV | SUN | SUN | NYIS | 2592 | 293 | 2021
other | TRUE | 64374 | N | . | Norwich Solar and Energy Storage CSG | DG New York CS, LLC | 63991 | NY | MAT | NPCC |  | 22 | 2 | NAICS-22 Non-Cogen | BA | MWH | OTH | NYIS | 0 | 0 | 2021
solar pv | TRUE | 64374 | N | . | Norwich Solar and Energy Storage CSG | DG New York CS, LLC | 63991 | NY | MAT | NPCC |  | 22 | 2 | NAICS-22 Non-Cogen | PV | SUN | SUN | NYIS | 10171 | 1150 | 2021
solar pv | TRUE | 64376 | N | . | Tranquillity ID | Tranquillity Solar 1, LLC | 63992 | CA | PACC | WECC |  | 22 | 2 | NAICS-22 Non-Cogen | PV | SUN | SUN | CISO | 25921 | 2931 | 2021
onshore wind | TRUE | 64377 | N | . | Milligan 1 Wind Farm | Milligan 1 Wind, LLC | 63993 | NE | WNC | MRO |  | 22 | 2 | NAICS-22 Non-Cogen | WT | WND | WND | SWPP | 6816266 | 770722 | 2021
petroleum | FALSE | 64378 | N | . | Signature Breads Chelsea | JDC 65R Owner, LLC | 64585 | MA | NEW | NPCC |  | 311 | 6 | Industrial NAICS Non-Cogen | IC | DFO | DFO | ISNE | 82 | 9 | 2021
solar pv | TRUE | 64379 | N | . | Ridgecrest | Greenbacker Renewable Energy Corporation | 60025 | DC | SAT | RFC |  | 22 | 2 | NAICS-22 Non-Cogen | PV | SUN | SUN | PJM | 9075 | 1026 | 2021
solar pv | TRUE | 64380 | N | . | Cascades | Greenbacker Renewable Energy Corporation | 60025 | NJ | MAT | RFC |  | 22 | 2 | NAICS-22 Non-Cogen | PV | SUN | SUN | PJM | 14001 | 1583 | 2021
onshore wind | TRUE | 64381 | N | . | Glacier Sands Wind Power, LLC | Glacier Sands Wind Power, LLC | 63995 | IL | ENC | MRO |  | 22 | 2 | NAICS-22 Non-Cogen | WT | WND | WND | MISO | 894102 | 101097 | 2021
petroleum | FALSE | 64382 | N | . | IXYS - Beverly | IXYS Integrated Circuits Division, LLC | 63994 | MA | NEW | NPCC |  | 334 | 6 | Industrial NAICS Non-Cogen | IC | DFO | DFO | ISNE | 46 | 3.563 | 2021
natural gas peaker | FALSE | 64382 | N | . | IXYS - Beverly | IXYS Integrated Circuits Division, LLC | 63994 | MA | NEW | NPCC |  | 334 | 6 | Industrial NAICS Non-Cogen | IC | NG | NG | ISNE | 146 | 11.437 | 2021
solar pv | TRUE | 64385 | N | . | Gliden (Op Zone) | Greenbacker Renewable Energy Corporation | 60025 | NC | SAT | SERC |  | 22 | 2 | NAICS-22 Non-Cogen | PV | SUN | SUN | PJM | 85036 | 9615 | 2021
solar pv | TRUE | 64386 | N | . | Gilcrest V CSG | Gilcrest V LLC | 63998 | CO | MTN | WECC |  | 22 | 2 | NAICS-22 Non-Cogen | PV | SUN | SUN | PSCO | 83717 | 9466 | 2021
solar pv | TRUE | 64387 | N | . | Quinebaug Solar | Quinebaug Solar, LLC | 63999 | CT | NEW | NPCC |  | 22 | 2 | NAICS-22 Non-Cogen | PV | SUN | SUN | ISNE | 7447 | 842 | 2021
solar pv | FALSE | 64388 | N | . | TruStile Doors - Denver | SkyHigh 2 Solar | 63432 | CO | MTN | WECC |  | 441 | 4 | Commercial NAICS Non-Cogen | PV | SUN | SUN | PSCO | 5298 | 599 | 2021
solar pv | FALSE | 64389 | N | . | Niagara Bottling - Seguin | SkyHigh 2 Solar | 63432 | TX | WSC | TRE |  | 312 | 6 | Industrial NAICS Non-Cogen | PV | SUN | SUN | ERCO | 1725 | 195 | 2021
solar pv | FALSE | 64391 | N | . | Firestone Walker Brewery - Phase 1 | SkyHigh 2 Solar | 63432 | CA | PACC | WECC |  | 312 | 6 | Industrial NAICS Non-Cogen | PV | SUN | SUN | CISO | 23410 | 2647 | 2021
solar pv | TRUE | 64392 | N | . | Branch Solar Farm | Oklahoma Gas & Electric Co | 14063 | AR | WSC | SERC |  | 22 | 1 | Electric Utility | PV | SUN | SUN | SWPP | 1485 | 168 | 2021
other | TRUE | 64395 | N | . | ZPD-PT Solar Project 2017-006 LLC Hybrid | AES Distributed Energy | 61012 | MA | NEW | NPCC |  | 22 | 2 | NAICS-22 Non-Cogen | BA | MWH | OTH | ISNE | 0 | -8 | 2021
solar pv | TRUE | 64395 | N | . | ZPD-PT Solar Project 2017-006 LLC Hybrid | AES Distributed Energy | 61012 | MA | NEW | NPCC |  | 22 | 2 | NAICS-22 Non-Cogen | PV | SUN | SUN | ISNE | 1795 | 203 | 2021
solar pv | FALSE | 64396 | N | . | EMWD - Perris Valley RWRF | SkyHigh 2 Solar | 63432 | CA | PACC | WECC |  | 22131 | 4 | Commercial NAICS Non-Cogen | PV | SUN | SUN | CISO | 14239 | 1610 | 2021
solar pv | FALSE | 64397 | N | . | EMWD - San Jacinto RWRF NEM | SkyHigh 2 Solar | 63432 | CA | PACC | WECC |  | 22131 | 4 | Commercial NAICS Non-Cogen | PV | SUN | SUN | CISO | 4325 | 489 | 2021
solar pv | FALSE | 64398 | N | . | EMWD - Sun City RWRF | SkyHigh 2 Solar | 63432 | CA | PACC | WECC |  | 562 | 4 | Commercial NAICS Non-Cogen | PV | SUN | SUN | CISO | 8500 | 961 | 2021
other | FALSE | 64400 | N | . | BYU - Hawaii | SkyHigh 2 Solar | 63432 | HI | PACN |  |  | 611 | 4 | Commercial NAICS Non-Cogen | BA | MWH | OTH | HECO | 0 | 0 | 2021
solar pv | FALSE | 64400 | N | . | BYU - Hawaii | SkyHigh 2 Solar | 63432 | HI | PACN |  |  | 611 | 4 | Commercial NAICS Non-Cogen | PV | SUN | SUN | HECO | 3157 | 357 | 2021
solar pv | FALSE | 64401 | N | . | CSU San Jose State University | SkyHigh 2 Solar | 63432 | CA | PACC | WECC |  | 312 | 6 | Industrial NAICS Non-Cogen | PV | SUN | SUN | CISO | 0 | 0 | 2021
solar pv | FALSE | 64402 | N | . | El Dorado County | SkyHigh 2 Solar | 63432 | CA | PACC | WECC |  | 922 | 4 | Commercial NAICS Non-Cogen | PV | SUN | SUN | CISO | 20164 | 2280 | 2021
solar pv | FALSE | 64403 | N | . | California State Univ at Channel Islands | SkyHigh 2 Solar | 63432 | CA | PACC | WECC |  | 312 | 6 | Industrial NAICS Non-Cogen | PV | SUN | SUN | CISO | 0 | 0 | 2021
solar pv | FALSE | 64404 | N | . | Mesa Carport PV | Apple, Inc | 57369 | AZ | MTN | WECC |  | 518 | 4 | Commercial NAICS Non-Cogen | PV | SUN | SUN | SRP | 69353 | 7842 | 2021
solar pv | FALSE | 64406 | N | . | EMWD - Moreno Valley RWRF | SkyHigh 2 Solar | 63432 | CA | PACC | WECC |  | 22131 | 4 | Commercial NAICS Non-Cogen | PV | SUN | SUN | CISO | 7871 | 890 | 2021
onshore wind | TRUE | 64407 | N | . | Flat Ridge 3 | Flat Ridge 3 Wind Energy, LLC | 64000 | KS | WNC | MRO |  | 22 | 2 | NAICS-22 Non-Cogen | WT | WND | WND | SWPP | 325070 | 36756 | 2021
biomass | TRUE | 64408 | Y | . | Georges River Energy | Robbins Lumber Inc | 16191 | ME | NEW | NPCC |  | 22 | 3 | NAICS-22 Cogen | ST | WDS | WWW | ISNE | 617083 | 48319 | 2021
solar pv | TRUE | 64409 | N | . | Anderson (SC) | Anderson Solar Farm, LLC | 64050 | SC | SAT | SERC |  | 22 | 2 | NAICS-22 Non-Cogen | PV | SUN | SUN | DUK | 8420 | 952 | 2021
solar pv | TRUE | 64410 | N | . | Briarwood | Briarwood Solar, LLC | 64051 | SC | SAT | SERC |  | 22 | 2 | NAICS-22 Non-Cogen | PV | SUN | SUN | DUK | 34748 | 3929 | 2021
solar pv | TRUE | 64411 | N | . | Delanco | Delanco Coopertown Rd Solar 2, LLC | 64052 | NJ | MAT | RFC |  | 22 | 2 | NAICS-22 Non-Cogen | PV | SUN | SUN | PJM | 21279 | 2406 | 2021
solar pv | TRUE | 64412 | N | . | Gold Mine | Gold Mine Solar, LLC | 64053 | SC | SAT | SERC |  | 22 | 2 | NAICS-22 Non-Cogen | PV | SUN | SUN | DUK | 26539 | 3001 | 2021
solar pv | TRUE | 64413 | N | . | Schull CSG | Schull CSG LLC | 64063 | MN | WNC | MRO |  | 22 | 2 | NAICS-22 Non-Cogen | PV | SUN | SUN | MISO | 20739 | 2345 | 2021
solar pv | TRUE | 64414 | N | . | Pontiac | Pontiac Solar, LLC | 64054 | IL | ENC | RFC |  | 22 | 2 | NAICS-22 Non-Cogen | PV | SUN | SUN | PJM | 32485 | 3673 | 2021
solar pv | TRUE | 64415 | N | . | Rockford CSG | Rockford Baxter Rd Holdco LLC CSG | 64055 | IL | ENC | RFC |  | 22 | 2 | NAICS-22 Non-Cogen | PV | SUN | SUN | PJM | 0 | 0 | 2021
solar pv | TRUE | 64416 | N | . | Sandoval | Sandoval Holdco, LLC | 64056 | IL | ENC | SERC |  | 22 | 2 | NAICS-22 Non-Cogen | PV | SUN | SUN | MISO | 33058 | 3738 | 2021
solar pv | TRUE | 64417 | N | . | Wilbraham | BWC East Brook, LLC | 64057 | MA | NEW | NPCC |  | 22 | 2 | NAICS-22 Non-Cogen | PV | SUN | SUN | ISNE | 47457 | 5366 | 2021
solar pv | TRUE | 64418 | N | . | Big Bear | Los Palos Street Operating, LLC | 64034 | CA | PACC | WECC |  | 22 | 2 | NAICS-22 Non-Cogen | PV | SUN | SUN | LDWP | 75301 | 8514 | 2021
solar pv | TRUE | 64419 | N | . | Elm Street | ISM Solar Dighton 3, LLC | 64067 | MA | NEW | NPCC |  | 22 | 2 | NAICS-22 Non-Cogen | PV | SUN | SUN | ISNE | 66409 | 7509 | 2021
petroleum | TRUE | 64420 | N | . | Scribner Diesel Generation Facility | City of Scribner | 64065 | NE | WNC | MRO |  | 22 | 1 | Electric Utility | IC | DFO | DFO | SWPP | 147 | 14 | 2021
biomass | TRUE | 64420 | N | . | Scribner Diesel Generation Facility | City of Scribner | 64065 | NE | WNC | MRO |  | 22 | 1 | Electric Utility | IC | OBL | ORW | SWPP | 0 | 0 | 2021
solar pv | TRUE | 64421 | N | . | Sunvestment Energy Group NY 63 LLC | Green Street Power Partners | 62719 | NY | MAT | NPCC |  | 22 | 2 | NAICS-22 Non-Cogen | PV | SUN | SUN | NYIS | 27081 | 3062 | 2021
solar pv | TRUE | 64422 | N | . | GSPP Onyx New Brunswick LLC | Green Street Power Partners | 62719 | NJ | MAT | RFC |  | 22 | 2 | NAICS-22 Non-Cogen | PV | SUN | SUN | PJM | 13674 | 1546 | 2021
other | TRUE | 64426 | N | . | Wilmot Energy Center LLC | Wilmot Energy Center LLC | 64002 | AZ | MTN | WECC |  | 22 | 2 | NAICS-22 Non-Cogen | BA | MWH | OTH | TEPC | 0 | -1980 | 2021
solar pv | TRUE | 64426 | N | . | Wilmot Energy Center LLC | Wilmot Energy Center LLC | 64002 | AZ | MTN | WECC |  | 22 | 2 | NAICS-22 Non-Cogen | PV | SUN | SUN | TEPC | 1759549 | 198954 | 2021
solar pv | TRUE | 64431 | N | . | Point Beach Solar | Point Beach Solar | 64081 | WI | ENC | MRO |  | 22 | 2 | NAICS-22 Non-Cogen | PV | SUN | SUN | MISO | 340326 | 38481 | 2021
other | TRUE | 64432 | N | . | Breckenridge Solar | Breckenridge Street Solar 1, LLC | 64069 | MA | NEW | NPCC |  | 22 | 2 | NAICS-22 Non-Cogen | BA | MWH | OTH | ISNE | 0 | 0 | 2021
solar pv | TRUE | 64432 | N | . | Breckenridge Solar | Breckenridge Street Solar 1, LLC | 64069 | MA | NEW | NPCC |  | 22 | 2 | NAICS-22 Non-Cogen | PV | SUN | SUN | ISNE | 7776 | 879 | 2021
solar pv | TRUE | 64434 | N | . | Rounseville Solar | Rounseville Solar 1, LLC | 64071 | MA | NEW | NPCC |  | 22 | 2 | NAICS-22 Non-Cogen | PV | SUN | SUN | ISNE | 48358 | 5468 | 2021
solar pv | TRUE | 64435 | N | . | Town of Ware - Canadian Tree(CSG) | MA CS Ware West, LLC | 64072 | MA | NEW | NPCC |  | 22 | 2 | NAICS-22 Non-Cogen | PV | SUN | SUN | ISNE | 21208 | 2398 | 2021
other | TRUE | 64436 | N | . | Wilmarth Solar | Wilmarth Lane Solar 1, LLC | 64073 | MA | NEW | NPCC |  | 22 | 2 | NAICS-22 Non-Cogen | BA | MWH | OTH | ISNE | 0 | 0 | 2021
solar pv | TRUE | 64436 | N | . | Wilmarth Solar | Wilmarth Lane Solar 1, LLC | 64073 | MA | NEW | NPCC |  | 22 | 2 | NAICS-22 Non-Cogen | PV | SUN | SUN | ISNE | 76624 | 8664 | 2021
solar pv | TRUE | 64437 | N | . | Dresser Hill CSG | Dresser Hill Solar, LLC | 64070 | MA | NEW | NPCC |  | 22 | 2 | NAICS-22 Non-Cogen | PV | SUN | SUN | ISNE | 36579 | 4136 | 2021
solar pv | TRUE | 64438 | N | . | Vallecitos Water District | SSA Solar of CA 5, LLC | 64088 | CA | PACC | WECC |  | 22 | 2 | NAICS-22 Non-Cogen | PV | SUN | SUN | CISO | 7146 | 808 | 2021
solar pv | TRUE | 64439 | N | . | Pine Road Solar, LLC CSG | Pine Road Solar, LLC | 64089 | IL | ENC | RFC |  | 22 | 2 | NAICS-22 Non-Cogen | PV | SUN | SUN | PJM | 29007 | 3280 | 2021
solar pv | TRUE | 64441 | N | . | Valencia 3 | Greenbacker Renewable Energy Corporation | 60025 | CA | PACC | WECC |  | 22 | 2 | NAICS-22 Non-Cogen | PV | SUN | SUN | IID | 49085 | 5550 | 2021
solar pv | TRUE | 64443 | N | . | Golden Solar | Alchemy Renewable Energy | 62627 | VT | NEW | NPCC |  | 22 | 2 | NAICS-22 Non-Cogen | PV | SUN | SUN | ISNE | 2937 | 332 | 2021
solar pv | TRUE | 64444 | N | . | City of Paris Solar | Today's Power, Inc. | 61204 | AR | WSC | MRO |  | 22 | 1 | Electric Utility | PV | SUN | SUN | SWPP | 24621 | 2784 | 2021
solar pv | TRUE | 64445 | N | . | County of Dutchess, NY (Airport) | Tesla Inc. | 60947 | NY | MAT | NPCC |  | 22 | 2 | NAICS-22 Non-Cogen | PV | SUN | SUN | NYIS | 26806 | 3031 | 2021
other | TRUE | 64446 | N | . | Arlington Microgrid | PUD 1 of Snohomish County | 17470 | WA | PACC | WECC |  | 22 | 1 | Electric Utility | BA | MWH | OTH | BPAT | 0 | -14 | 2021
solar pv | TRUE | 64446 | N | . | Arlington Microgrid | PUD 1 of Snohomish County | 17470 | WA | PACC | WECC |  | 22 | 1 | Electric Utility | PV | SUN | SUN | BPAT | 4952 | 560 | 2021
other | TRUE | 64450 | N | . | Grissom Solar, LLC | Grissom Solar, LLC | 64118 | NC | SAT | SERC |  | 22 | 2 | NAICS-22 Non-Cogen | BA | MWH | OTH | PJM | 0 | 6996 | 2021
solar pv | TRUE | 64450 | N | . | Grissom Solar, LLC | Grissom Solar, LLC | 64118 | NC | SAT | SERC |  | 22 | 2 | NAICS-22 Non-Cogen | PV | SUN | SUN | PJM | 58777 | 6646 | 2021
solar pv | TRUE | 64451 | N | . | Rosemond Solar Community Solar | Delaware River Solar, LLC | 61610 | NY | MAT | NPCC |  | 22 | 2 | NAICS-22 Non-Cogen | PV | SUN | SUN | NYIS | 27205 | 3076 | 2021
other | TRUE | 64453 | N | . | Volney II | DG New York CS, LLC | 63991 | NY | MAT | NPCC |  | 22 | 2 | NAICS-22 Non-Cogen | BA | MWH | OTH | NYIS | 0 | 0 | 2021
solar pv | TRUE | 64453 | N | . | Volney II | DG New York CS, LLC | 63991 | NY | MAT | NPCC |  | 22 | 2 | NAICS-22 Non-Cogen | PV | SUN | SUN | NYIS | 2441 | 276 | 2021
solar pv | TRUE | 64454 | N | . | Merrimack Solar Farm, LLC | Merrimack Solar Farm | 64119 | NH | NEW | NPCC |  | 22 | 2 | NAICS-22 Non-Cogen | PV | SUN | SUN | ISNE | 32590 | 3685 | 2021
solar pv | TRUE | 64456 | N | . | 13 Mile Solar, LLC | 13 Mile Solar, LLC | 64103 | MI | ENC | RFC |  | 22 | 2 | NAICS-22 Non-Cogen | PV | SUN | SUN | MISO | 34722 | 3926 | 2021
solar pv | TRUE | 64457 | N | . | Captain Solar, LLC | Captain Solar, LLC | 64104 | MI | ENC | RFC |  | 22 | 2 | NAICS-22 Non-Cogen | PV | SUN | SUN | MISO | 34889 | 3945 | 2021
solar pv | TRUE | 64458 | N | . | Coldwater Solar, LLC | Coldwater Solar, LLC | 64105 | MI | ENC | RFC |  | 22 | 2 | NAICS-22 Non-Cogen | PV | SUN | SUN | MISO | 32061 | 3625 | 2021
solar pv | TRUE | 64459 | N | . | Geddes 1 Solar, LLC | Geddes 1 Solar, LLC | 64106 | MI | ENC | RFC |  | 22 | 2 | NAICS-22 Non-Cogen | PV | SUN | SUN | MISO | 35818 | 4050 | 2021
solar pv | TRUE | 64460 | N | . | Jack Francis Solar, LLC | Jack Francis Solar, LLC | 64111 | MI | ENC | RFC |  | 22 | 2 | NAICS-22 Non-Cogen | PV | SUN | SUN | MISO | 34324 | 3881 | 2021
solar pv | TRUE | 64461 | N | . | May Shannon Solar, LLC | May Shannon Solar, LLC | 64112 | MI | ENC | RFC |  | 22 | 2 | NAICS-22 Non-Cogen | PV | SUN | SUN | MISO | 34935 | 3950 | 2021
solar pv | TRUE | 64462 | N | . | Stoneheart Solar, LLC | Stoneheart Solar, LLC | 64113 | MI | ENC | RFC |  | 22 | 2 | NAICS-22 Non-Cogen | PV | SUN | SUN | MISO | 34730 | 3927 | 2021
solar pv | TRUE | 64463 | N | . | Workman Road Solar Farm, LLC | Workman Road Solar Farm, LLC | 64114 | MI | ENC | RFC |  | 22 | 2 | NAICS-22 Non-Cogen | PV | SUN | SUN | MISO | 32705 | 3698 | 2021
solar pv | TRUE | 64464 | N | . | Clendenin A Community Solar, LLC CSG | Clendenin A Community Solar, LLC | 64098 | IL | ENC | SERC |  | 22 | 2 | NAICS-22 Non-Cogen | PV | SUN | SUN | MISO | 11364 | 1285 | 2021
solar pv | TRUE | 64465 | N | . | Kern A Community Solar, LLC CSG | Kern A Community Solar, LLC | 64099 | IL | ENC | SERC |  | 22 | 2 | NAICS-22 Non-Cogen | PV | SUN | SUN | MISO | 14646 | 1656 | 2021
solar pv | TRUE | 64466 | N | . | Lukuc B Community Solar LLC CSG | Lukuc B Community Solar LLC | 64100 | IL | ENC | SERC |  | 22 | 2 | NAICS-22 Non-Cogen | PV | SUN | SUN | MISO | 11188 | 1265 | 2021
solar pv | TRUE | 64467 | N | . | CSG Mt. Morris 2, LLC | CSG Mt. Morris 2, LLC | 64101 | IL | ENC | RFC |  | 22 | 2 | NAICS-22 Non-Cogen | PV | SUN | SUN | PJM | 26436 | 2989 | 2021
solar pv | TRUE | 64468 | N | . | Tower Road Solar, LLC CSG | Tower Road Solar, LLC | 64102 | IL | ENC | RFC |  | 22 | 2 | NAICS-22 Non-Cogen | PV | SUN | SUN | PJM | 23295 | 2634 | 2021
solar pv | TRUE | 64470 | N | . | Interchange Solar, LLC | Interchange Solar, LLC | 64107 | MI | ENC | RFC |  | 22 | 2 | NAICS-22 Non-Cogen | PV | SUN | SUN | MISO | 35305 | 3992 | 2021
solar pv | TRUE | 64472 | N | . | Berry Road Solar | RPSC Solar 3, LLC | 64096 | SC | SAT | WECC |  | 22 | 2 | NAICS-22 Non-Cogen | PV | SUN | SUN | DUK | 22005 | 2488 | 2021
solar pv | TRUE | 64473 | N | . | Norman Solar | DG Central 1, LLC | 64083 | OK | WSC | MRO |  | 22 | 2 | NAICS-22 Non-Cogen | PV | SUN | SUN | SWPP | 33811 | 3823 | 2021
solar pv | TRUE | 64476 | N | . | Swansboro Solar, LLC | Swansboro Solar, LLC | 64115 | NC | SAT | SERC |  | 22 | 2 | NAICS-22 Non-Cogen | PV | SUN | SUN | CPLE | 73389 | 8298 | 2021
solar pv | TRUE | 64477 | N | . | Suncaster, LLC | Suncaster, LLC | 64116 | NC | SAT | SERC |  | 22 | 2 | NAICS-22 Non-Cogen | PV | SUN | SUN | CPLE | 40188 | 4544 | 2021
solar pv | TRUE | 64478 | N | . | 1034 Catherine Lake Solar, LLC | 1034 Catherine Lake Solar, LLC | 64117 | NC | SAT | SERC |  | 22 | 2 | NAICS-22 Non-Cogen | PV | SUN | SUN | CPLE | 76896 | 8695 | 2021
solar pv | TRUE | 64482 | N | . | Novel Stavem Solar LLC CSG | Novel Stavem Solar LLC | 64127 | MN | WNC | MRO |  | 22 | 2 | NAICS-22 Non-Cogen | PV | SUN | SUN | MISO | 3298 | 373 | 2021
solar pv | TRUE | 64487 | N | . | Novel Huneke Solar LLC CSG | Novel Huneke Solar LLC | 64133 | MN | WNC | MRO |  | 22 | 2 | NAICS-22 Non-Cogen | PV | SUN | SUN | MISO | 2273 | 257 | 2021
solar pv | TRUE | 64496 | N | . | Hendershot Solar, LLC | Hendershot Solar, LLC | 64143 | MI | ENC | RFC |  | 22 | 2 | NAICS-22 Non-Cogen | PV | SUN | SUN | MISO | 33776 | 3819 | 2021
solar pv | TRUE | 64497 | N | . | Hazel Solar, LLC | Hazel Solar, LLC | 64142 | MI | ENC | RFC |  | 22 | 2 | NAICS-22 Non-Cogen | PV | SUN | SUN | MISO | 32140 | 3634 | 2021
solar pv | TRUE | 64498 | N | . | Geddes 2 Solar, LLC | Geddes 2 Solar, LLC | 64141 | MI | ENC | RFC |  | 22 | 2 | NAICS-22 Non-Cogen | PV | SUN | SUN | MISO | 34209 | 3868 | 2021
solar pv | TRUE | 64499 | N | . | Bullhead Solar, LLC | Bullhead Solar, LLC | 64140 | MI | ENC | RFC |  | 22 | 2 | NAICS-22 Non-Cogen | PV | SUN | SUN | MISO | 33874 | 3830 | 2021
solar pv | TRUE | 64500 | N | . | Angola Solar, LLC | Angola Solar, LLC | 64139 | MI | ENC | RFC |  | 22 | 2 | NAICS-22 Non-Cogen | PV | SUN | SUN | MISO | 35447 | 4008 | 2021
solar pv | FALSE | 64502 | N | . | 7448 Candlewood Road | Hartz Solar, LLC | 60268 | MD | SAT | RFC |  | 421 | 4 | Commercial NAICS Non-Cogen | PV | SUN | SUN | PJM | 21755 | 2460 | 2021
solar pv | TRUE | 64503 | N | . | Palmer Community Solar LLC CSG | Palmer Community Solar LLC | 64149 | MN | WNC | MRO |  | 22 | 2 | NAICS-22 Non-Cogen | PV | SUN | SUN | MISO | 6076 | 687 | 2021
solar pv | TRUE | 64504 | N | . | Medin 2 Community Solar LLC CSG | Medin 2 Community Solar LLC | 64150 | MN | WNC | MRO |  | 22 | 2 | NAICS-22 Non-Cogen | PV | SUN | SUN | MISO | 6287 | 711 | 2021
biomass | TRUE | 64505 | N | . | Flathead Landfill to Gas Energy Facility | Flathead Electric Coop Inc | 6395 | MT | MTN | WECC |  | 22 | 1 | Electric Utility | IC | LFG | MLG | BPAT | 114657 | 11557 | 2021
solar pv | TRUE | 64506 | N | . | Cokato CSG | Cokato Holdco LLC | 64148 | MN | WNC | MRO |  | 22 | 2 | NAICS-22 Non-Cogen | PV | SUN | SUN | MISO | 13743 | 1554 | 2021
petroleum | FALSE | 64515 | N | . | Stamford Health | Stamford Health Systems, Inc. | 64153 | CT | NEW | NPCC |  | 622 | 4 | Commercial NAICS Non-Cogen | IC | DFO | DFO | ISNE | 741 | 77 | 2021
solar pv | TRUE | 64517 | N | . | Department of Justice | Ecoplexus, Inc | 58970 | CA | PACC | WECC |  | 22 | 2 | NAICS-22 Non-Cogen | PV | SUN | SUN | BANC | 35844 | 4053 | 2021
solar pv | TRUE | 64518 | N | . | CA Institute for Women | Ecoplexus, Inc | 58970 | CA | PACC | WECC |  | 22 | 2 | NAICS-22 Non-Cogen | PV | SUN | SUN | CISO | 23119 | 2614 | 2021
solar pv | TRUE | 64519 | N | . | Centinela State Prison | Ecoplexus, Inc | 58970 | CA | PACC | WECC |  | 22 | 2 | NAICS-22 Non-Cogen | PV | SUN | SUN | IID | 158775 | 17953 | 2021
solar pv | TRUE | 64521 | N | . | Calipatria State Prison | Ecoplexus, Inc | 58970 | CA | PACC | WECC |  | 22 | 2 | NAICS-22 Non-Cogen | PV | SUN | SUN | IID | 152312 | 17222 | 2021
other | TRUE | 64522 | N | . | Old Cedar Solar Energy Storage | North Carolina El Member Corp | 13683 | NC | SAT | SERC |  | 22 | 1 | Electric Utility | BA | MWH | OTH | CPLE | 0 | -12 | 2021
solar pv | TRUE | 64522 | N | . | Old Cedar Solar Energy Storage | North Carolina El Member Corp | 13683 | NC | SAT | SERC |  | 22 | 1 | Electric Utility | PV | SUN | SUN | CPLE | 8092 | 915 | 2021
solar pv | TRUE | 64523 | N | . | Atascadero State Hospital | Ecoplexus, Inc | 58970 | CA | PACC | WECC |  | 22 | 2 | NAICS-22 Non-Cogen | PV | SUN | SUN | CISO | 17777 | 2010 | 2021
solar pv | TRUE | 64524 | N | . | SoCore Clovis 1 | SoCore Clovis 1 LLC | 64160 | NM | MTN | WECC |  | 22 | 2 | NAICS-22 Non-Cogen | PV | SUN | SUN | SWPP | 8367 | 946 | 2021
solar pv | TRUE | 64525 | N | . | Troupsburg | Solar Planet Power | 62923 | NY | MAT | NPCC |  | 22 | 2 | NAICS-22 Non-Cogen | PV | SUN | SUN | NYIS | 69318 | 7838 | 2021
solar pv | TRUE | 64526 | N | . | Raboth - Marion Drive | Madison Energy Holdings LLC | 62915 | MA | NEW | NPCC |  | 22 | 2 | NAICS-22 Non-Cogen | PV | SUN | SUN | ISNE | 30113 | 3405 | 2021
solar pv | TRUE | 64527 | N | . | Flatwood Farm | Strata Manager, LLC | 64778 | NC | SAT | SERC |  | 22 | 2 | NAICS-22 Non-Cogen | PV | SUN | SUN | CPLE | 80533 | 9106 | 2021
other | TRUE | 64528 | N | . | Gambit Energy Storage - Angleton Storage | Tesla Inc. | 60947 | TX | WSC | TRE |  | 22 | 2 | NAICS-22 Non-Cogen | BA | MWH | OTH | ERCO | 0 | -7201 | 2021
solar pv | TRUE | 64535 | N | . | Camden Solar LLC | Camden Solar LLC | 64170 | NC | SAT | SERC |  | 22 | 2 | NAICS-22 Non-Cogen | PV | SUN | SUN | PJM | 26240 | 2967 | 2021
solar pv | TRUE | 64538 | N | . | Corazon Energy LLC | Corazon Energy LLC | 64167 | TX | WSC | TRE |  | 22 | 2 | NAICS-22 Non-Cogen | PV | SUN | SUN | ERCO | 1511908 | 170953 | 2021
solar pv | TRUE | 64549 | N | . | Smithfield Solar Farm, LLC | Smithfield Solar Farm | 64120 | RI | NEW | NPCC |  | 22 | 2 | NAICS-22 Non-Cogen | PV | SUN | SUN | ISNE | 38603 | 4365 | 2021
petroleum | TRUE | 64552 | N | . | Downtown Generation Plant | City of Greenfield - (IA) | 7626 | IA | WNC | MRO |  | 22 | 1 | Electric Utility | IC | DFO | DFO | MISO | 1020 | 75 | 2021
solar pv | TRUE | 64553 | N | . | Riverstart Solar Park LLC | Riverstart Solar Park LLC | 64181 | IN | ENC | RFC |  | 22 | 2 | NAICS-22 Non-Cogen | PV | SUN | SUN | PJM | 281779 | 31861 | 2021
solar pv | TRUE | 64554 | N | . | Bright Field Solar LLC(CSG) | Nautilus Solar Solutions | 61227 | NY | MAT | NPCC |  | 22 | 2 | NAICS-22 Non-Cogen | PV | SUN | SUN | NYIS | 752 | 85 | 2021
solar pv | TRUE | 64555 | N | . | Bright Oak Solar LLC(CSG) | Nautilus Solar Solutions | 61227 | NY | MAT | NPCC |  | 22 | 2 | NAICS-22 Non-Cogen | PV | SUN | SUN | NYIS | 1035 | 117 | 2021
solar pv | TRUE | 64556 | N | . | Bright Hill Solar LLC(CSG) | Nautilus Solar Solutions | 61227 | NY | MAT | NPCC |  | 22 | 2 | NAICS-22 Non-Cogen | PV | SUN | SUN | NYIS | 442 | 50 | 2021
solar pv | TRUE | 64557 | N | . | River Valley LLC (NY) (csg) | Nautilus Solar Solutions | 61227 | NY | MAT | NPCC |  | 22 | 2 | NAICS-22 Non-Cogen | PV | SUN | SUN | NYIS | 80 | 9 | 2021
solar pv | TRUE | 64559 | N | . | Wallingford Solar | Wallingford Renewable Energy, LLC | 64187 | CT | NEW | NPCC |  | 22 | 2 | NAICS-22 Non-Cogen | PV | SUN | SUN | ISNE | 106013 | 11987 | 2021
solar pv | TRUE | 64560 | N | . | Tioga Solar South(CSG) | 237 State Route 96 Site 2, LLC | 64189 | NY | MAT | NPCC |  | 22 | 2 | NAICS-22 Non-Cogen | PV | SUN | SUN | NYIS | 2963 | 335 | 2021
solar pv | TRUE | 64561 | N | . | Tioga Solar North(CSG) | 237 State Route 96 Site 1, LLC | 64190 | NY | MAT | NPCC |  | 22 | 2 | NAICS-22 Non-Cogen | PV | SUN | SUN | NYIS | 1707 | 193 | 2021
solar pv | TRUE | 64562 | N | . | Washingtonville(CSG) | Washingtonville | 64193 | NY | MAT | NPCC |  | 22 | 2 | NAICS-22 Non-Cogen | PV | SUN | SUN | NYIS | 13797 | 1560 | 2021
solar pv | TRUE | 64563 | N | . | Novel Stein Solar LLC CSG | Novel Stein Solar LLC | 64188 | MN | WNC | MRO |  | 22 | 2 | NAICS-22 Non-Cogen | PV | SUN | SUN | MISO | 0 | 0 | 2021
solar pv | TRUE | 64565 | N | . | Apalachicola | Westbound Solar LLC | 62715 | GA | SAT | SERC |  | 22 | 2 | NAICS-22 Non-Cogen | PV | SUN | SUN | SOCO | 42063 | 4756 | 2021
solar pv | TRUE | 64569 | N | . | Arnold Cochran | Westbound Solar LLC | 62715 | GA | SAT | SERC |  | 22 | 2 | NAICS-22 Non-Cogen | PV | SUN | SUN | SOCO | 26468 | 2993 | 2021
solar pv | TRUE | 64570 | N | . | Columbia Substation | Westbound Solar LLC | 62715 | GA | SAT | SERC |  | 22 | 2 | NAICS-22 Non-Cogen | PV | SUN | SUN | SOCO | 35393 | 4002 | 2021
solar pv | TRUE | 64571 | N | . | Coody Cochran | Westbound Solar LLC | 62715 | GA | SAT | SERC |  | 22 | 2 | NAICS-22 Non-Cogen | PV | SUN | SUN | SOCO | 49828 | 5634 | 2021
solar pv | TRUE | 64572 | N | . | Dudley | AMP MA Dudley | 64197 | MA | NEW | NPCC |  | 22 | 2 | NAICS-22 Non-Cogen | PV | SUN | SUN | ISNE | 39196 | 4432 | 2021
solar pv | TRUE | 64573 | N | . | Joe Jenny | AMP MA Joe Jenny | 64198 | MA | NEW | NPCC |  | 22 | 2 | NAICS-22 Non-Cogen | PV | SUN | SUN | ISNE | 21908 | 2477 | 2021
solar pv | TRUE | 64574 | N | . | Westport Community Solar Garden | BWC Bass River LLC | 64200 | MA | NEW | NPCC |  | 22 | 2 | NAICS-22 Non-Cogen | PV | SUN | SUN | ISNE | 29912 | 3382 | 2021
solar pv | TRUE | 64575 | N | . | Mendon | BWC Box Pond LLC | 64201 | MA | NEW | NPCC |  | 22 | 2 | NAICS-22 Non-Cogen | PV | SUN | SUN | ISNE | 34039 | 3849 | 2021
solar pv | TRUE | 64577 | N | . | Minisink CSG | Minisink Solar LLC | 64191 | NY | MAT | NPCC |  | 22 | 2 | NAICS-22 Non-Cogen | PV | SUN | SUN | NYIS | 2370 | 268 | 2021
solar pv | TRUE | 64578 | N | . | Slate Hill(CSG) | Slate Hill Solar LLC | 64192 | NY | MAT | NPCC |  | 22 | 2 | NAICS-22 Non-Cogen | PV | SUN | SUN | NYIS | 15910 | 1799 | 2021
solar pv | TRUE | 64579 | N | . | Broadway 2 - UC Riverside | Goldman Sachs Renewable Power LLC | 61944 | CA | PACC | WECC |  | 22 | 2 | NAICS-22 Non-Cogen | PV | SUN | SUN | CISO | 44787 | 5064 | 2021
solar pv | TRUE | 64580 | N | . | Broadway 2 - Tucson Phase II | Goldman Sachs Renewable Power LLC | 61944 | AZ | MTN | WECC |  | 22 | 2 | NAICS-22 Non-Cogen | PV | SUN | SUN | TEPC | 61132 | 6912 | 2021
solar pv | TRUE | 64582 | N | . | Shawnee - GA | Westbound Solar LLC | 62715 | GA | SAT | SERC |  | 22 | 2 | NAICS-22 Non-Cogen | PV | SUN | SUN | SOCO | 36428 | 4119 | 2021
solar pv | TRUE | 64583 | N | . | Westberry Jesup | Westbound Solar LLC | 62715 | GA | SAT | SERC |  | 22 | 2 | NAICS-22 Non-Cogen | PV | SUN | SUN | SOCO | 48085 | 5437 | 2021
solar pv | TRUE | 64584 | N | . | Fountain Folkston | Westbound Solar LLC | 62715 | GA | SAT | SERC |  | 22 | 2 | NAICS-22 Non-Cogen | PV | SUN | SUN | SOCO | 35950 | 4065 | 2021
solar pv | TRUE | 64585 | N | . | Harris Shiloh | Westbound Solar LLC | 62715 | GA | SAT | SERC |  | 22 | 2 | NAICS-22 Non-Cogen | PV | SUN | SUN | SOCO | 30805 | 3483 | 2021
solar pv | TRUE | 64586 | N | . | Polk Cedartown | Westbound Solar LLC | 62715 | GA | SAT | SERC |  | 22 | 2 | NAICS-22 Non-Cogen | PV | SUN | SUN | SOCO | 38058 | 4303 | 2021
solar pv | TRUE | 64587 | N | . | Dover | BWC Buckmaster Pond LLC | 64202 | MA | NEW | NPCC |  | 22 | 2 | NAICS-22 Non-Cogen | PV | SUN | SUN | ISNE | 15061 | 1703 | 2021
solar pv | TRUE | 64588 | N | . | Adirondack A+B Community Solar Garden | BWC Connecticut River LLC | 64203 | MA | NEW | NPCC |  | 22 | 2 | NAICS-22 Non-Cogen | PV | SUN | SUN | ISNE | 75148 | 8497 | 2021
solar pv | TRUE | 64589 | N | . | Westport B Community Solar Garden | BWC Hamilton Brook LLC | 64204 | MA | NEW | NPCC |  | 22 | 2 | NAICS-22 Non-Cogen | PV | SUN | SUN | ISNE | 65047 | 7355 | 2021
solar pv | TRUE | 64590 | N | . | O'Brien Solar Fields | Madison Gas & Electric Co | 11479 | WI | ENC | MRO |  | 22 | 1 | Electric Utility | PV | SUN | SUN | MISO | 201005 | 22728 | 2021
other | FALSE | 64592 | N | . | 3 MW LLC | 3 MW LLC | 64211 | CO | MTN | WECC |  | 112 | 6 | Industrial NAICS Non-Cogen | IC | OG | OOG | WACM | 79006 | 6452 | 2021
solar pv | TRUE | 64593 | N | . | Bellisario Solar 1 | Lapeer-Cortland Solar, LLC | 64210 | NY | MAT | NPCC |  | 22 | 2 | NAICS-22 Non-Cogen | PV | SUN | SUN | NYIS | 39302 | 4444 | 2021
solar pv | TRUE | 64594 | N | . | Bellisario Solar 2 | Lapeer-Cortland Solar, LLC | 64210 | NY | MAT | NPCC |  | 22 | 2 | NAICS-22 Non-Cogen | PV | SUN | SUN | NYIS | 3696 | 418 | 2021
solar pv | TRUE | 64595 | N | . | Bellisario Solar 3 | Lapeer-Cortland Solar, LLC | 64210 | NY | MAT | NPCC |  | 22 | 2 | NAICS-22 Non-Cogen | PV | SUN | SUN | NYIS | 29627 | 3350 | 2021
solar pv | TRUE | 64600 | N | . | Prologis L.P | EnterSolar | 62067 | CA | PACC | WECC |  | 22 | 2 | NAICS-22 Non-Cogen | PV | SUN | SUN | CISO | 32776 | 3706 | 2021
other | TRUE | 64601 | N | . | County of San Diego COC Hybrid | Solar Star California LXXVIII, LLC | 62854 | CA | PACC | WECC |  | 22 | 2 | NAICS-22 Non-Cogen | BA | MWH | OTH | CISO | 0 | -47 | 2021
solar pv | TRUE | 64601 | N | . | County of San Diego COC Hybrid | Solar Star California LXXVIII, LLC | 62854 | CA | PACC | WECC |  | 22 | 2 | NAICS-22 Non-Cogen | PV | SUN | SUN | CISO | 25666 | 2902 | 2021
solar pv | TRUE | 64602 | N | . | Kirby Road Solar, LLC | Nautilus Solar Solutions | 61227 | MD | SAT | RFC |  | 22 | 2 | NAICS-22 Non-Cogen | PV | SUN | SUN | PJM | 13283 | 1502 | 2021
solar pv | TRUE | 64604 | N | . | MNCPPC Randall Farm | Standard Solar | 60531 | MD | SAT | SERC |  | 22 | 2 | NAICS-22 Non-Cogen | PV | SUN | SUN | PJM | 17721 | 2004 | 2021
solar pv | TRUE | 64605 | N | . | TPE Hopkins Solar Holdings1, LLC | Nautilus Solar Solutions | 61227 | RI | NEW | NPCC |  | 22 | 2 | NAICS-22 Non-Cogen | PV | SUN | SUN | ISNE | 91033 | 10293 | 2021
solar pv | TRUE | 64606 | N | . | Burns Solar One LLC | Nautilus Solar Solutions | 61227 | MD | SAT | RFC |  | 22 | 2 | NAICS-22 Non-Cogen | PV | SUN | SUN | PJM | 34270 | 3875 | 2021
hydro | TRUE | 64607 | N | . | MC6 Hydro Facility | MC6 Hydro Facility | 64221 | ID | MTN | WECC |  | 22 | 2 | NAICS-22 Non-Cogen | HY | WAT | HYC | IPCO | 51031 | 5770 | 2021
solar pv | TRUE | 64608 | N | . | Hostetter Solar One, LLC | Nautilus Solar Solutions | 61227 | MD | SAT | RFC |  | 22 | 2 | NAICS-22 Non-Cogen | PV | SUN | SUN | PJM | 34147 | 3861 | 2021
solar pv | TRUE | 64610 | N | . | Amazon MDW6 Solar Project | Solar Star Prime 5, LLC | 64220 | IL | ENC | RFC |  | 22 | 2 | NAICS-22 Non-Cogen | PV | SUN | SUN | PJM | 0 | 0 | 2021
other | TRUE | 64611 | N | . | SEPV Sierra | SEPV Sierra, LLC | 64229 | CA | PACC | WECC |  | 22 | 2 | NAICS-22 Non-Cogen | BA | MWH | OTH | CISO | 0 | 42 | 2021
solar pv | TRUE | 64611 | N | . | SEPV Sierra | SEPV Sierra, LLC | 64229 | CA | PACC | WECC |  | 22 | 2 | NAICS-22 Non-Cogen | PV | SUN | SUN | CISO | 5297 | 599 | 2021
other | TRUE | 64617 | N | . | Kearsarge William Way | Kearsarge William Way LLC | 64234 | MA | NEW | NPCC |  | 22 | 2 | NAICS-22 Non-Cogen | BA | MWH | OTH | ISNE | 0 | 0 | 2021
solar pv | TRUE | 64617 | N | . | Kearsarge William Way | Kearsarge William Way LLC | 64234 | MA | NEW | NPCC |  | 22 | 2 | NAICS-22 Non-Cogen | PV | SUN | SUN | ISNE | 849 | 96 | 2021
other | TRUE | 64618 | N | . | Kearsarge Haverhill | Kearsarge Haverhill LLC | 64235 | MA | NEW | NPCC |  | 22 | 2 | NAICS-22 Non-Cogen | BA | MWH | OTH | ISNE | 0 | -257 | 2021
solar pv | TRUE | 64618 | N | . | Kearsarge Haverhill | Kearsarge Haverhill LLC | 64235 | MA | NEW | NPCC |  | 22 | 2 | NAICS-22 Non-Cogen | PV | SUN | SUN | ISNE | 33589 | 3798 | 2021
other | TRUE | 64620 | N | . | Kearsarge Montague BD(CSG) | Kearsarge Montague BD LLC | 64237 | MA | NEW | NPCC |  | 22 | 2 | NAICS-22 Non-Cogen | BA | MWH | OTH | ISNE | 0 | 0 | 2021
solar pv | TRUE | 64620 | N | . | Kearsarge Montague BD(CSG) | Kearsarge Montague BD LLC | 64237 | MA | NEW | NPCC |  | 22 | 2 | NAICS-22 Non-Cogen | PV | SUN | SUN | ISNE | 1689 | 191 | 2021
biomass | TRUE | 64622 | N | . | Diamond H Dairy Power | Madera DP 2, LLC | 64240 | CA | PACC | WECC |  | 22 | 2 | NAICS-22 Non-Cogen | IC | OBG | ORW | CISO | 23715 | 2518 | 2021
onshore wind | TRUE | 64623 | N | . | Freeborn Wind Farm | Northern States Power Co - Minnesota | 13781 | MN | WNC | MRO |  | 22 | 1 | Electric Utility | WT | WND | WND | MISO | 3439537 | 388912 | 2021
other | TRUE | 64624 | N | . | Hudson - High Desert Hybrid | Goldman Sachs Renewable Power LLC | 61944 | CA | PACC | WECC |  | 22 | 2 | NAICS-22 Non-Cogen | BA | MWH | OTH | CISO | 0 | -196 | 2021
solar pv | TRUE | 64624 | N | . | Hudson - High Desert Hybrid | Goldman Sachs Renewable Power LLC | 61944 | CA | PACC | WECC |  | 22 | 2 | NAICS-22 Non-Cogen | PV | SUN | SUN | CISO | 903609 | 102172 | 2021
other | TRUE | 64627 | N | . | Blodgett Solar CSG | Blodgett Street Solar 1, LLC | 64241 | MA | NEW | NPCC |  | 22 | 2 | NAICS-22 Non-Cogen | BA | MWH | OTH | ISNE | 0 | 0 | 2021
solar pv | TRUE | 64627 | N | . | Blodgett Solar CSG | Blodgett Street Solar 1, LLC | 64241 | MA | NEW | NPCC |  | 22 | 2 | NAICS-22 Non-Cogen | PV | SUN | SUN | ISNE | 17 | 2 | 2021
solar pv | TRUE | 64629 | N | . | JM Huber at Quincy | Constellation Solar Illinois 2, LLC | 63511 | IL | ENC | SERC |  | 22 | 2 | NAICS-22 Non-Cogen | PV | SUN | SUN | MISO | 3184 | 360 | 2021
onshore wind | TRUE | 64638 | N | . | Borderlands Wind, LLC | Borderlands Wind, LLC | 64250 | NM | MTN | WECC |  | 22 | 2 | NAICS-22 Non-Cogen | WT | WND | WND | TEPC | 98787 | 11170 | 2021
solar pv | TRUE | 64642 | N | . | P52ES 1755 Henryton Rd Phase 1 LLC CSG | Nautilus Solar Solutions | 61227 | MD | SAT | RFC |  | 22 | 2 | NAICS-22 Non-Cogen | PV | SUN | SUN | PJM | 13593 | 1537 | 2021
solar pv | TRUE | 64643 | N | . | P52ES 1755 Henryton Rd Phase 2 LLC | Nautilus Solar Solutions | 61227 | MD | SAT | RFC |  | 22 | 2 | NAICS-22 Non-Cogen | PV | SUN | SUN | PJM | 15187 | 1717 | 2021
solar pv | TRUE | 64644 | N | . | P52ES Raphel Rd Community Solar LLC | Nautilus Solar Solutions | 61227 | MD | SAT | RFC |  | 22 | 2 | NAICS-22 Non-Cogen | PV | SUN | SUN | PJM | 23967 | 2710 | 2021
solar pv | TRUE | 64645 | N | . | Mason Solar One LLC | Nautilus Solar Solutions | 61227 | MD | SAT | RFC |  | 22 | 2 | NAICS-22 Non-Cogen | PV | SUN | SUN | PJM | 18501 | 2092 | 2021
solar pv | TRUE | 64646 | N | . | Pittman Solar One LLC | Nautilus Solar Solutions | 61227 | MD | SAT | RFC |  | 22 | 2 | NAICS-22 Non-Cogen | PV | SUN | SUN | PJM | 32998 | 3731 | 2021
solar pv | TRUE | 64647 | N | . | Bulldog Solar One, LLC | Nautilus Solar Solutions | 61227 | MD | SAT | RFC |  | 22 | 2 | NAICS-22 Non-Cogen | PV | SUN | SUN | PJM | 34845 | 3940 | 2021
solar pv | TRUE | 64657 | N | . | Magnolia Solar | Tampa Electric Co | 18454 | FL | SAT | SERC |  | 22 | 1 | Electric Utility | PV | SUN | SUN | TEC | 41089 | 4646 | 2021
onshore wind | TRUE | 64662 | N | . | Sac County Wind, LLC | Sac County Wind | 64261 | IA | WNC | MRO |  | 22 | 2 | NAICS-22 Non-Cogen | WT | WND | WND | MISO | 122976 | 13905 | 2021
natural gas peaker | FALSE | 64663 | Y | . | WLWPCF Cogeneration Facility | City of Salem Public Works | 64262 | OR | PACC | WECC |  | 22132 | 5 | Commercial NAICS Cogen | IC | NG | NG | PGE | 0 | 0 | 2021
biomass | FALSE | 64663 | Y | . | WLWPCF Cogeneration Facility | City of Salem Public Works | 64262 | OR | PACC | WECC |  | 22132 | 5 | Commercial NAICS Cogen | IC | OBG | ORW | PGE | 59971 | 6732 | 2021
other | TRUE | 64664 | N | . | Clark Road Solar 1, LLC | Clark Road Solar 1, LLC | 64258 | MA | NEW | NPCC |  | 22 | 2 | NAICS-22 Non-Cogen | BA | MWH | OTH | ISNE | 0 | 0 | 2021
solar pv | TRUE | 64664 | N | . | Clark Road Solar 1, LLC | Clark Road Solar 1, LLC | 64258 | MA | NEW | NPCC |  | 22 | 2 | NAICS-22 Non-Cogen | PV | SUN | SUN | ISNE | 53400 | 6038 | 2021
solar pv | TRUE | 64673 | N | . | Acton | Acton H Road Solar 1, LLC | 64255 | ME | NEW | NPCC |  | 22 | 2 | NAICS-22 Non-Cogen | PV | SUN | SUN | ISNE | 97 | 11 | 2021
solar pv | TRUE | 64674 | N | . | Van Buren | Van Buren Solar, LLC | 64256 | NC | SAT | SERC |  | 22 | 2 | NAICS-22 Non-Cogen | PV | SUN | SUN | CPLE | 33775 | 3819 | 2021
solar pv | TRUE | 64675 | N | . | Naples | Naples Casco Solar 1, LLC | 64257 | ME | NEW | NPCC |  | 22 | 2 | NAICS-22 Non-Cogen | PV | SUN | SUN | ISNE | 663 | 75 | 2021
solar pv | TRUE | 64676 | N | . | Lake Herman | Greenbacker Renewable Energy Corporation | 60025 | CA | PACC | WECC |  | 22 | 2 | NAICS-22 Non-Cogen | PV | SUN | SUN | CISO | 10551 | 1193 | 2021
solar pv | TRUE | 64677 | N | . | Ryland Road Solar | Greenbacker Renewable Energy Corporation | 60025 | NC | SAT | SERC |  | 22 | 2 | NAICS-22 Non-Cogen | PV | SUN | SUN | PJM | 20182 | 2282 | 2021
solar pv | TRUE | 64678 | N | . | Windsor Hwy 17 Solar | Greenbacker Renewable Energy Corporation | 60025 | NC | SAT | SERC |  | 22 | 2 | NAICS-22 Non-Cogen | PV | SUN | SUN | PJM | 10790 | 1220 | 2021
solar pv | TRUE | 64679 | N | . | Hamlin Solar 1, LLC | Nautilus Solar Solutions | 61227 | NY | MAT | NPCC |  | 22 | 2 | NAICS-22 Non-Cogen | PV | SUN | SUN | NYIS | 83921 | 9489 | 2021
solar pv | TRUE | 64680 | N | . | Clifton Park Solar 1, LLC | Nautilus Solar Solutions | 61227 | NY | MAT | NPCC |  | 22 | 2 | NAICS-22 Non-Cogen | PV | SUN | SUN | NYIS | 73088 | 8264 | 2021
solar pv | TRUE | 64681 | N | . | Clifton Park Solar 2, LLC | Nautilus Solar Solutions | 61227 | NY | MAT | NPCC |  | 22 | 2 | NAICS-22 Non-Cogen | PV | SUN | SUN | NYIS | 28884 | 3266 | 2021
solar pv | TRUE | 64682 | N | . | Adams | Adams Solar SC, LLC | 64254 | SC | SAT | SERC |  | 22 | 2 | NAICS-22 Non-Cogen | PV | SUN | SUN | DUK | 4192 | 474 | 2021
solar pv | FALSE | 64687 | N | . | Van der Hoek Solar Array/ Dairy | Maas Energy Works | 59213 | CA | PACC | WECC |  | 115 | 6 | Industrial NAICS Non-Cogen | PV | SUN | SUN | CISO | 2468 | 279 | 2021
solar pv | TRUE | 64690 | N | . | Todd Solar | Invenergy Services LLC | 49893 | MD | SAT | RFC |  | 22 | 2 | NAICS-22 Non-Cogen | PV | SUN | SUN | PJM | 225752 | 25526 | 2021
solar pv | TRUE | 64692 | N | . | Fredonia Solar LLC | Greenbacker Renewable Energy Corporation | 60025 | NY | MAT | NPCC |  | 22 | 2 | NAICS-22 Non-Cogen | PV | SUN | SUN | ISNE | 902 | 102 | 2021
solar pv | TRUE | 64693 | N | . | Dos Palos | Greenbacker Renewable Energy Corporation | 60025 | CA | PACC | WECC |  | 22 | 2 | NAICS-22 Non-Cogen | PV | SUN | SUN | CISO | 2131 | 241 | 2021
other | TRUE | 64696 | N | . | Dunstable Solar 1, LLC | AES Distributed Energy | 61012 | MA | NEW | NPCC |  | 22 | 2 | NAICS-22 Non-Cogen | BA | MWH | OTH | ISNE | 0 | -54 | 2021
solar pv | TRUE | 64696 | N | . | Dunstable Solar 1, LLC | AES Distributed Energy | 61012 | MA | NEW | NPCC |  | 22 | 2 | NAICS-22 Non-Cogen | PV | SUN | SUN | ISNE | 39674 | 4486 | 2021
solar pv | TRUE | 64697 | N | . | Swan Garden | Swan Garden LLC | 64274 | MN | WNC | MRO |  | 22 | 2 | NAICS-22 Non-Cogen | PV | SUN | SUN | MISO | 3237 | 366 | 2021
solar pv | TRUE | 64698 | N | . | Blue Prairie Solar, LLC | Greenbacker Renewable Energy Corporation | 60025 | WI | ENC | MRO |  | 22 | 2 | NAICS-22 Non-Cogen | PV | SUN | SUN | MISO | 5793 | 655 | 2021
solar pv | TRUE | 64700 | N | . | El Dorado Solar, LLC | Greenbacker Renewable Energy Corporation | 60025 | CA | PACC | WECC |  | 22 | 2 | NAICS-22 Non-Cogen | PV | SUN | SUN | CISO | 5740 | 649 | 2021
solar pv | TRUE | 64705 | N | . | Fairhaven MA 2 | Consolidated Edison Development Inc. | 56769 | MA | NEW | NPCC |  | 22 | 2 | NAICS-22 Non-Cogen | PV | SUN | SUN | ISNE | 8251 | 933 | 2021
solar pv | TRUE | 64708 | N | . | Connexus Solar Baldwin 1BDN | Connexus Energy | 689 | MN | WNC | MRO |  | 22 | 1 | Electric Utility | PV | SUN | SUN | PJM | 38312 | 4332 | 2021
onshore wind | TRUE | 64710 | N | . | White Mesa Wind | White Mesa Wind, LLC | 64288 | TX | WSC | TRE |  | 22 | 2 | NAICS-22 Non-Cogen | WT | WND | WND | ERCO | 3704441 | 418865 | 2021
other | TRUE | 64712 | N | . | Sanborn BESS 1 | Terra-Gen Operating Co-BESS | 64287 | CA | PACC | WECC |  | 22 | 2 | NAICS-22 Non-Cogen | BA | MWH | OTH | CISO | 0 | -3301 | 2021
other | TRUE | 64713 | N | . | Sanborn BESS 2 | Terra-Gen Operating Co-BESS | 64287 | CA | PACC | WECC |  | 22 | 2 | NAICS-22 Non-Cogen | BA | MWH | OTH | CISO | 0 | -4174 | 2021
solar pv | TRUE | 64714 | N | . | Rice Lake Solar Array | AEP Onsite Partners, LLC | 60571 | WI | ENC | MRO |  | 22 | 2 | NAICS-22 Non-Cogen | PV | SUN | SUN | MISO | 31245 | 3533 | 2021
solar pv | TRUE | 64715 | N | . | Dusenberry | AES Distributed Energy | 61012 | NY | MAT | NPCC |  | 22 | 2 | NAICS-22 Non-Cogen | PV | SUN | SUN | ISNE | 150 | 17 | 2021
solar pv | TRUE | 64716 | N | . | Knapp East (CSG) | AES Distributed Energy | 61012 | NY | MAT | NPCC |  | 22 | 2 | NAICS-22 Non-Cogen | PV | SUN | SUN | ISNE | 0 | 0 | 2021
other | TRUE | 64719 | N | . | Glenmere Lake | AES Distributed Energy | 61012 | NY | MAT | NPCC |  | 22 | 2 | NAICS-22 Non-Cogen | BA | MWH | OTH | ISNE | 0 | -10 | 2021
solar pv | TRUE | 64719 | N | . | Glenmere Lake | AES Distributed Energy | 61012 | NY | MAT | NPCC |  | 22 | 2 | NAICS-22 Non-Cogen | PV | SUN | SUN | ISNE | 9870 | 1116 | 2021
solar pv | TRUE | 64720 | N | . | Knapp West(CSG) | AES Distributed Energy | 61012 | NY | MAT | NPCC |  | 22 | 2 | NAICS-22 Non-Cogen | PV | SUN | SUN | ISNE | 0 | 0 | 2021
solar pv | TRUE | 64721 | N | . | Rowe (CSG) | AES Distributed Energy | 61012 | NY | MAT | NPCC |  | 22 | 2 | NAICS-22 Non-Cogen | PV | SUN | SUN | ISNE | 0 | 0 | 2021
solar pv | TRUE | 64723 | N | . | Alton Road Solar | Revity Energy LLC | 64292 | RI | NEW | NPCC |  | 22 | 2 | NAICS-22 Non-Cogen | PV | SUN | SUN | ISNE | 215138 | 24326 | 2021
solar pv | TRUE | 64725 | N | . | Williams Rd | AES Distributed Energy | 61012 | NY | MAT | NPCC |  | 22 | 2 | NAICS-22 Non-Cogen | PV | SUN | SUN | ISNE | 291 | 33 | 2021
other | TRUE | 64731 | N | . | Maple(CSG) | Maple Street Solar 1, LLC | 64296 | MA | NEW | NPCC |  | 22 | 2 | NAICS-22 Non-Cogen | BA | MWH | OTH | ISNE | 0 | 0 | 2021
solar pv | TRUE | 64731 | N | . | Maple(CSG) | Maple Street Solar 1, LLC | 64296 | MA | NEW | NPCC |  | 22 | 2 | NAICS-22 Non-Cogen | PV | SUN | SUN | ISNE | 884 | 100 | 2021
solar pv | TRUE | 64732 | N | . | Segunda II (CSG) | Segunda Solar II, LLC | 64297 | IL | ENC | RFC |  | 22 | 2 | NAICS-22 Non-Cogen | PV | SUN | SUN | PJM | 1079 | 122 | 2021
solar pv | TRUE | 64733 | N | . | Woodlawn II (CSG) | Woodlawn Solar II, LLC | 64298 | IL | ENC | RFC |  | 22 | 2 | NAICS-22 Non-Cogen | PV | SUN | SUN | PJM | 15760 | 1782 | 2021
solar pv | TRUE | 64734 | N | . | Dodds (CSG) | Dodds Solar, LLC | 64299 | IL | ENC | RFC |  | 22 | 2 | NAICS-22 Non-Cogen | PV | SUN | SUN | PJM | 7615 | 861 | 2021
solar pv | TRUE | 64735 | N | . | Olmstead II CSG | Olmstead Solar II, LLC | 64300 | IL | ENC | RFC |  | 22 | 2 | NAICS-22 Non-Cogen | PV | SUN | SUN | PJM | 18519 | 2094 | 2021
solar pv | TRUE | 64736 | N | . | Wolfcastle | Wolfcastle Solar, LLC | 64301 | IL | ENC | RFC |  | 22 | 2 | NAICS-22 Non-Cogen | PV | SUN | SUN | PJM | 1310 | 148 | 2021
solar pv | TRUE | 64741 | N | . | Morgan Solar 1 CSG | Morgan Solar 1 LLC | 64304 | IL | ENC | SERC |  | 22 | 2 | NAICS-22 Non-Cogen | PV | SUN | SUN | MISO | 11851 | 1340 | 2021
solar pv | TRUE | 64742 | N | . | Morgan Solar 1b CSG | Morgan Solar 1b LLC | 64305 | IL | ENC | SERC |  | 22 | 2 | NAICS-22 Non-Cogen | PV | SUN | SUN | MISO | 12205 | 1380 | 2021
solar pv | TRUE | 64746 | N | . | Goldman Sachs Carports Solar | DG Northeast 1, LLC | 63058 | NY | MAT | NPCC |  | 22 | 2 | NAICS-22 Non-Cogen | PV | SUN | SUN | NYIS | 6103 | 690 | 2021
other | TRUE | 64748 | N | . | Fuel Cell 18A Sneden Avenue | Annadale Community Clean Energy Projects LLC | 64309 | NY | MAT | NPCC |  | 22 | 2 | NAICS-22 Non-Cogen | FC | NG | NG | NYIS | 193918 | 30997 | 2021
other | TRUE | 64749 | N | . | Fuel Cell 18B Sneden Avenue | Annadale Community Clean Energy Projects LLC | 64309 | NY | MAT | NPCC |  | 22 | 2 | NAICS-22 Non-Cogen | FC | NG | NG | NYIS | 219719 | 35009 | 2021
onshore wind | TRUE | 64750 | N | . | Glass Sands Wind Facility | Southern Power Co | 17650 | OK | WSC | MRO |  | 22 | 2 | NAICS-22 Non-Cogen | WT | WND | WND | SWPP | 497891 | 56297 | 2021
solar pv | TRUE | 64751 | N | . | Amazon PSP1 | Greenbacker Renewable Energy Corporation | 60025 | CA | PACC | WECC |  | 22 | 2 | NAICS-22 Non-Cogen | PV | SUN | SUN | CISO | 13451 | 1521 | 2021
other | TRUE | 64753 | N | . | FDX010.0 FedEx Fuel Cell | 2016 ESA Project Company, LLC | 62150 | CT | NEW | NPCC |  | 22 | 2 | NAICS-22 Non-Cogen | FC | NG | NG | ISNE | 57442 | 7823 | 2021
other | TRUE | 64756 | N | . | EQX005.0 Toyama Fuel Cell | 2016 ESA Project Company, LLC | 62150 | CA | PACC | WECC |  | 22 | 2 | NAICS-22 Non-Cogen | FC | NG | NG | CISO | 56476 | 7804 | 2021
other | TRUE | 64766 | N | . | Redwood Coast Airport Microgrid | Redwood Coast Energy Authority | 60868 | CA | PACC | WECC |  | 22 | 1 | Electric Utility | BA | MWH | OTH | CISO | 0 | -18 | 2021
solar pv | TRUE | 64766 | N | . | Redwood Coast Airport Microgrid | Redwood Coast Energy Authority | 60868 | CA | PACC | WECC |  | 22 | 1 | Electric Utility | PV | SUN | SUN | CISO | 327 | 37 | 2021
natural gas peaker | FALSE | 64769 | N | . | WAL194 | Walmart Stores Texas, LLC | 64315 | TX | WSC | TRE |  | 441 | 4 | Commercial NAICS Non-Cogen | IC | NG | NG | ERCO | 2129 | 151 | 2021
petroleum | FALSE | 64770 | N | . | WAL202 | Walmart Stores Texas, LLC | 64315 | TX | WSC | TRE |  | 441 | 4 | Commercial NAICS Non-Cogen | IC | DFO | DFO | ERCO | 463 | 50 | 2021
natural gas peaker | FALSE | 64770 | N | . | WAL202 | Walmart Stores Texas, LLC | 64315 | TX | WSC | TRE |  | 441 | 4 | Commercial NAICS Non-Cogen | IC | NG | NG | ERCO | 0 | 0 | 2021
natural gas peaker | FALSE | 64771 | N | . | WAL266 | Walmart Stores Texas, LLC | 64315 | TX | WSC | TRE |  | 441 | 4 | Commercial NAICS Non-Cogen | IC | NG | NG | ERCO | 0 | 0 | 2021
natural gas peaker | FALSE | 64772 | N | . | WAL284 | Walmart Stores Texas, LLC | 64315 | TX | WSC | TRE |  | 441 | 4 | Commercial NAICS Non-Cogen | IC | NG | NG | ERCO | 151 | 11 | 2021
natural gas peaker | FALSE | 64773 | N | . | WAL407 | Walmart Stores Texas, LLC | 64315 | TX | WSC | TRE |  | 441 | 4 | Commercial NAICS Non-Cogen | IC | NG | NG | ERCO | 0 | 0 | 2021
natural gas peaker | FALSE | 64774 | N | . | WAL414 | Walmart Stores Texas, LLC | 64315 | TX | WSC | TRE |  | 441 | 4 | Commercial NAICS Non-Cogen | IC | NG | NG | ERCO | 1498 | 106 | 2021
natural gas peaker | FALSE | 64775 | N | . | WAL447 | Walmart Stores Texas, LLC | 64315 | TX | WSC | TRE |  | 441 | 4 | Commercial NAICS Non-Cogen | IC | NG | NG | ERCO | 112 | 8 | 2021
natural gas peaker | FALSE | 64776 | N | . | WAL452 | Walmart Stores Texas, LLC | 64315 | TX | WSC | TRE |  | 441 | 4 | Commercial NAICS Non-Cogen | IC | NG | NG | ERCO | 0 | 0 | 2021
natural gas peaker | FALSE | 64777 | N | . | WAL456 | Walmart Stores Texas, LLC | 64315 | TX | WSC | TRE |  | 441 | 4 | Commercial NAICS Non-Cogen | IC | NG | NG | ERCO | 0 | 0 | 2021
natural gas peaker | FALSE | 64778 | N | . | WAL461 | Walmart Stores Texas, LLC | 64315 | TX | WSC | TRE |  | 441 | 4 | Commercial NAICS Non-Cogen | IC | NG | NG | ERCO | 1 | 2 | 2021
solar pv | TRUE | 64779 | N | . | IGS Frankfort 2 CSG | IGS Solar LLC | 64316 | IL | ENC | SERC |  | 22 | 2 | NAICS-22 Non-Cogen | PV | SUN | SUN | PJM | 13602 | 1538 | 2021
solar pv | TRUE | 64781 | N | . | Kearsarge Westerly | Kearsarge Westerly LLC | 64327 | RI | NEW | NPCC |  | 22 | 2 | NAICS-22 Non-Cogen | PV | SUN | SUN | ISNE | 60953 | 6892 | 2021
solar pv | TRUE | 64782 | N | . | Kearsarge Fogland | Kearsarge Fogland LLC | 64328 | RI | NEW | NPCC |  | 22 | 2 | NAICS-22 Non-Cogen | PV | SUN | SUN | ISNE | 27442 | 3103 | 2021
solar pv | TRUE | 64783 | N | . | Kearsarge East Providence | Kearsarge East Providence LLC | 64330 | RI | NEW | NPCC |  | 22 | 2 | NAICS-22 Non-Cogen | PV | SUN | SUN | ISNE | 30697 | 3471 | 2021
solar pv | TRUE | 64784 | N | . | Long John CSG | Long John Solar, LLC | 64338 | IL | ENC | RFC |  | 22 | 2 | NAICS-22 Non-Cogen | PV | SUN | SUN | PJM | 18580 | 2101 | 2021
solar pv | TRUE | 64785 | N | . | Woodlawn CSG | Woodlawn Solar, LLC | 64337 | IL | ENC | RFC |  | 22 | 2 | NAICS-22 Non-Cogen | PV | SUN | SUN | PJM | 15759 | 1782 | 2021
solar pv | TRUE | 64786 | N | . | Hurricane Creek CSG | SPG IL Hurricane Creek Solar LLC | 64336 | IL | ENC | SERC |  | 22 | 2 | NAICS-22 Non-Cogen | PV | SUN | SUN | MISO | 13796 | 1560 | 2021
solar pv | TRUE | 64787 | N | . | Viking Solar CSG | Viking Solar, LLC | 64335 | IL | ENC | SERC |  | 22 | 2 | NAICS-22 Non-Cogen | PV | SUN | SUN | MISO | 15177 | 1716 | 2021
solar pv | TRUE | 64788 | N | . | Freehold(CSG) | Freehold Solar, LLC | 64334 | NY | MAT | NPCC |  | 22 | 2 | NAICS-22 Non-Cogen | PV | SUN | SUN | NYIS | 19094 | 2159 | 2021
solar pv | TRUE | 64789 | N | . | Moraine CSG | Moraine Solar, LLC | 64333 | IL | ENC | SERC |  | 22 | 2 | NAICS-22 Non-Cogen | PV | SUN | SUN | MISO | 1362 | 154 | 2021
solar pv | TRUE | 64790 | N | . | OER Checkerspot | Standard Solar | 60531 | MD | SAT | RFC |  | 22 | 2 | NAICS-22 Non-Cogen | PV | SUN | SUN | PJM | 593 | 67 | 2021
natural gas peaker | FALSE | 64791 | N | . | WAL462 | Walmart Stores Texas, LLC | 64315 | TX | WSC | TRE |  | 441 | 4 | Commercial NAICS Non-Cogen | IC | NG | NG | ERCO | 4011 | 270 | 2021
natural gas peaker | FALSE | 64793 | N | . | WAL522 | Walmart Stores Texas, LLC | 64315 | TX | WSC | TRE |  | 441 | 4 | Commercial NAICS Non-Cogen | IC | NG | NG | ERCO | 3806 | 271 | 2021
natural gas peaker | FALSE | 64794 | N | . | WAL529 | Walmart Stores Texas, LLC | 64315 | TX | WSC | TRE |  | 441 | 4 | Commercial NAICS Non-Cogen | IC | NG | NG | ERCO | 4261 | 287 | 2021
natural gas peaker | FALSE | 64795 | N | . | WAL536 | Walmart Stores Texas, LLC | 64315 | TX | WSC | TRE |  | 441 | 4 | Commercial NAICS Non-Cogen | IC | NG | NG | ERCO | 172 | 12 | 2021
natural gas peaker | FALSE | 64796 | N | . | WAL537 | Walmart Stores Texas, LLC | 64315 | TX | WSC | TRE |  | 441 | 4 | Commercial NAICS Non-Cogen | IC | NG | NG | ERCO | 0 | 0 | 2021
natural gas peaker | FALSE | 64797 | N | . | WAL546 | Walmart Stores Texas, LLC | 64315 | TX | WSC | TRE |  | 441 | 4 | Commercial NAICS Non-Cogen | IC | NG | NG | ERCO | 3500 | 249 | 2021
natural gas peaker | FALSE | 64799 | N | . | WAL602 | Walmart Stores Texas, LLC | 64315 | TX | WSC | TRE |  | 441 | 4 | Commercial NAICS Non-Cogen | IC | NG | NG | ERCO | 4221 | 300 | 2021
natural gas peaker | FALSE | 64800 | N | . | WAL744 | Walmart Stores Texas, LLC | 64315 | TX | WSC | TRE |  | 441 | 4 | Commercial NAICS Non-Cogen | IC | NG | NG | ERCO | 6268 | 446 | 2021
natural gas peaker | FALSE | 64801 | N | . | WAL752 | Walmart Stores Texas, LLC | 64315 | TX | WSC | TRE |  | 441 | 4 | Commercial NAICS Non-Cogen | IC | NG | NG | ERCO | 3297 | 235 | 2021
natural gas peaker | FALSE | 64802 | N | . | WAL768 | Walmart Stores Texas, LLC | 64315 | TX | WSC | TRE |  | 441 | 4 | Commercial NAICS Non-Cogen | IC | NG | NG | ERCO | 3352 | 239 | 2021
natural gas peaker | FALSE | 64803 | N | . | WAL772 | Walmart Stores Texas, LLC | 64315 | TX | WSC | TRE |  | 441 | 4 | Commercial NAICS Non-Cogen | IC | NG | NG | ERCO | 0 | 0 | 2021
natural gas peaker | FALSE | 64804 | N | . | WAL791 | Walmart Stores Texas, LLC | 64315 | TX | WSC | TRE |  | 441 | 4 | Commercial NAICS Non-Cogen | IC | NG | NG | ERCO | 0 | 0 | 2021
natural gas peaker | FALSE | 64805 | N | . | WAL849 | Walmart Stores Texas, LLC | 64315 | TX | WSC | TRE |  | 441 | 4 | Commercial NAICS Non-Cogen | IC | NG | NG | ERCO | 3943 | 281 | 2021
natural gas peaker | FALSE | 64806 | N | . | WAL872 | Walmart Stores Texas, LLC | 64315 | TX | WSC | TRE |  | 441 | 4 | Commercial NAICS Non-Cogen | IC | NG | NG | ERCO | 3430 | 244 | 2021
natural gas peaker | FALSE | 64807 | N | . | WAL896 | Walmart Stores Texas, LLC | 64315 | TX | WSC | TRE |  | 441 | 4 | Commercial NAICS Non-Cogen | IC | NG | NG | ERCO | 603 | 34 | 2021
natural gas peaker | FALSE | 64808 | N | . | WAL897 | Walmart Stores Texas, LLC | 64315 | TX | WSC | TRE |  | 441 | 4 | Commercial NAICS Non-Cogen | IC | NG | NG | ERCO | 1553 | 105 | 2021
natural gas peaker | FALSE | 64809 | N | . | WAL940 | Walmart Stores Texas, LLC | 64315 | TX | WSC | TRE |  | 441 | 4 | Commercial NAICS Non-Cogen | IC | NG | NG | ERCO | 4959 | 353 | 2021
natural gas peaker | FALSE | 64810 | N | . | WAL947 | Walmart Stores Texas, LLC | 64315 | TX | WSC | TRE |  | 441 | 4 | Commercial NAICS Non-Cogen | IC | NG | NG | ERCO | 4543 | 323 | 2021
natural gas peaker | FALSE | 64812 | N | . | WAL972 | Walmart Stores Texas, LLC | 64315 | TX | WSC | TRE |  | 441 | 4 | Commercial NAICS Non-Cogen | IC | NG | NG | ERCO | 2107 | 150 | 2021
natural gas peaker | FALSE | 64813 | N | . | WAL1040 | Walmart Stores Texas, LLC | 64315 | TX | WSC | TRE |  | 441 | 4 | Commercial NAICS Non-Cogen | IC | NG | NG | ERCO | 5379 | 383 | 2021
natural gas peaker | FALSE | 64814 | N | . | WAL1062 | Walmart Stores Texas, LLC | 64315 | TX | WSC | TRE |  | 441 | 4 | Commercial NAICS Non-Cogen | IC | NG | NG | ERCO | 2841 | 202 | 2021
natural gas peaker | FALSE | 64815 | N | . | WAL1103 | Walmart Stores Texas, LLC | 64315 | TX | WSC | TRE |  | 441 | 4 | Commercial NAICS Non-Cogen | IC | NG | NG | ERCO | 5441 | 387 | 2021
natural gas peaker | FALSE | 64816 | N | . | WAL1232 | Walmart Stores Texas, LLC | 64315 | TX | WSC | TRE |  | 441 | 4 | Commercial NAICS Non-Cogen | IC | NG | NG | ERCO | 4196 | 299 | 2021
solar pv | TRUE | 64817 | N | . | Energix Leatherwood, LLC | Energix Leatherwood, LLC | 64340 | VA | SAT | RFC |  | 22 | 2 | NAICS-22 Non-Cogen | PV | SUN | SUN | PJM | 111859 | 12648 | 2021
solar pv | TRUE | 64818 | N | . | Connexus Solar Stanford 1STF | Connexus Energy | 689 | MN | WNC | MRO |  | 22 | 1 | Electric Utility | PV | SUN | SUN | MISO | 71857 | 8125 | 2021
solar pv | TRUE | 64820 | N | . | Broadway Road Solar, LLC | Broadway Road Solar, LLC | 64343 | NC | SAT | SERC |  | 22 | 2 | NAICS-22 Non-Cogen | PV | SUN | SUN | CPLE | 0 | 0 | 2021
solar pv | TRUE | 64821 | N | . | FELPS 1 - Calaveras | DG Central 1, LLC | 64083 | TX | WSC | TRE |  | 22 | 2 | NAICS-22 Non-Cogen | PV | SUN | SUN | ERCO | 13762 | 1556 | 2021
solar pv | TRUE | 64822 | N | . | Wyse Fork Solar Farm, LLC | Wyse Fork Solar Farm, LLC | 64342 | NC | SAT | SERC |  | 22 | 2 | NAICS-22 Non-Cogen | PV | SUN | SUN | CPLE | 0 | 0 | 2021
solar pv | TRUE | 64823 | N | . | FELPS 2 - Calaveras | DG Central 1, LLC | 64083 | TX | WSC | TRE |  | 22 | 2 | NAICS-22 Non-Cogen | PV | SUN | SUN | ERCO | 14946 | 1690 | 2021
solar pv | TRUE | 64824 | N | . | FELPS 3 - Floresville South | DG Central 1, LLC | 64083 | TX | WSC | TRE |  | 22 | 2 | NAICS-22 Non-Cogen | PV | SUN | SUN | ERCO | 8588 | 971 | 2021
solar pv | TRUE | 64825 | N | . | FELPS 4 - Floresville South | DG Central 1, LLC | 64083 | TX | WSC | TRE |  | 22 | 2 | NAICS-22 Non-Cogen | PV | SUN | SUN | ERCO | 9410 | 1064 | 2021
solar pv | TRUE | 64826 | N | . | FELPS 5- Floresville South | DG Central 1, LLC | 64083 | TX | WSC | TRE |  | 22 | 2 | NAICS-22 Non-Cogen | PV | SUN | SUN | ERCO | 8685 | 982 | 2021
solar pv | TRUE | 64827 | N | . | FELPS 6- Floresville West | DG Central 1, LLC | 64083 | TX | WSC | TRE |  | 22 | 2 | NAICS-22 Non-Cogen | PV | SUN | SUN | ERCO | 7137 | 807 | 2021
solar pv | TRUE | 64828 | N | . | FELPS 7- Floresville West | DG Central 1, LLC | 64083 | TX | WSC | TRE |  | 22 | 2 | NAICS-22 Non-Cogen | PV | SUN | SUN | ERCO | 10082 | 1140 | 2021
natural gas peaker | FALSE | 64829 | N | . | WAL1272 | Walmart Stores Texas, LLC | 64315 | TX | WSC | TRE |  | 441 | 4 | Commercial NAICS Non-Cogen | IC | NG | NG | ERCO | 1773 | 126 | 2021
solar pv | TRUE | 64830 | N | . | Brightwood Solar, LLC | Brightwood Solar, LLC | 64341 | OR | PACC | WECC |  | 22 | 2 | NAICS-22 Non-Cogen | PV | SUN | SUN | PGE | 0 | 0 | 2021
solar pv | TRUE | 64831 | N | . | Oak Leaf Solar XVIII LLC | Greenbacker Renewable Energy Corporation | 60025 | CO | MTN | WECC |  | 22 | 2 | NAICS-22 Non-Cogen | PV | SUN | SUN | SWPP | 0 | 0 | 2021
solar pv | TRUE | 64836 | N | . | Catalina Express | USPS LA Solar FiT A & B | 60950 | CA | PACC | WECC |  | 22 | 2 | NAICS-22 Non-Cogen | PV | SUN | SUN | CISO | 16210 | 1833 | 2021
solar pv | TRUE | 64837 | N | . | Marina South | USPS LA Solar FiT A & B | 60950 | CA | PACC | WECC |  | 22 | 2 | NAICS-22 Non-Cogen | PV | SUN | SUN | CISO | 17210 | 1946 | 2021
solar pv | TRUE | 64843 | N | . | SR Washington I, LLC | SR Washington I, LLC | 64359 | TN | ESC | SERC |  | 22 | 2 | NAICS-22 Non-Cogen | PV | SUN | SUN | TVA | 0 | 0 | 2021
solar pv | TRUE | 64846 | N | . | Prairie | Prairie Street Operating, LLC | 64353 | CA | PACC | WECC |  | 22 | 2 | NAICS-22 Non-Cogen | PV | SUN | SUN | LDWP | 21295 | 2408 | 2021
natural gas peaker | FALSE | 64854 | Y | . | Tate & Lyle Lafayette South Plant | Tate & Lyle Lafayette South Plant | 64367 | IN | ENC | RFC |  | 311 | 7 | Industrial NAICS Cogen | GT | NG | NG | MISO | 1497562 | 131673 | 2021
solar pv | TRUE | 64860 | N | . | Billings Road | Greenbacker Renewable Energy Corporation | 60025 | VT | NEW | NPCC |  | 22 | 2 | NAICS-22 Non-Cogen | PV | SUN | SUN | ISNE | 513 | 58 | 2021
solar pv | TRUE | 64861 | N | . | Deer Creek 2 | Greenbacker Renewable Energy Corporation | 60025 | CA | PACC | WECC |  | 22 | 2 | NAICS-22 Non-Cogen | PV | SUN | SUN | CISO | 3122 | 353 | 2021
solar pv | TRUE | 64862 | N | . | Strobus | Greenbacker Renewable Energy Corporation | 60025 | WI | ENC | RFC |  | 22 | 2 | NAICS-22 Non-Cogen | PV | SUN | SUN | MISO | 708 | 80 | 2021
solar pv | TRUE | 64863 | N | . | ER Salvage Yard | Greenbacker Renewable Energy Corporation | 60025 | VT | NEW | NPCC |  | 22 | 2 | NAICS-22 Non-Cogen | PV | SUN | SUN | ISNE | 690 | 78 | 2021
solar pv | TRUE | 64866 | N | . | USS Wildcat Solar LLC | USS Wildcat Solar LLC | 64375 | MN | WNC | MRO |  | 22 | 2 | NAICS-22 Non-Cogen | PV | SUN | SUN | MISO | 557 | 63 | 2021
solar pv | TRUE | 64868 | N | . | Keeversville Solar CSG | Keeversville Solar Energy Center LLC | 64372 | IL | ENC | SERC |  | 22 | 2 | NAICS-22 Non-Cogen | PV | SUN | SUN | PJM | 11737 | 1327 | 2021
solar pv | TRUE | 64869 | N | . | Helen CSG 1 LLC | Helen CSG 1 LLC | 64373 | MN | WNC | MRO |  | 22 | 2 | NAICS-22 Non-Cogen | PV | SUN | SUN | MISO | 1424 | 161 | 2021
solar pv | TRUE | 64871 | N | . | USS Danube Solar LLC | USS Danube Solar LLC | 64376 | MN | WNC | MRO |  | 22 | 2 | NAICS-22 Non-Cogen | PV | SUN | SUN | MISO | 637 | 72 | 2021
natural gas peaker | TRUE | 64873 | N | . | Pittsburgh Airport Gas Plant | IMG Energy Solutions | 64378 | PA | MAT | RFC |  | 22 | 2 | NAICS-22 Non-Cogen | IC | NG | NG | PJM | 535780 | 56296 | 2021
solar pv | TRUE | 64874 | N | . | PG Solar 1 | IMG Energy Solutions | 64378 | PA | MAT | RFC |  | 22 | 2 | NAICS-22 Non-Cogen | PV | SUN | SUN | PJM | 16600 | 1877 | 2021
other | TRUE | 64875 | N | . | 276 Federal Rd(CSG) | 276FED WHAM8 Solar, LLC | 64381 | MA | NEW | NPCC |  | 22 | 2 | NAICS-22 Non-Cogen | BA | MWH | OTH | ISNE | 0 | 0 | 2021
solar pv | TRUE | 64875 | N | . | 276 Federal Rd(CSG) | 276FED WHAM8 Solar, LLC | 64381 | MA | NEW | NPCC |  | 22 | 2 | NAICS-22 Non-Cogen | PV | SUN | SUN | ISNE | 9 | 1 | 2021
other | TRUE | 64876 | N | . | 0 Hammond St CSG | 0HAM WHAM8 Solar, LLC | 64380 | MA | NEW | NPCC |  | 22 | 2 | NAICS-22 Non-Cogen | BA | MWH | OTH | ISNE | 0 | 0 | 2021
solar pv | TRUE | 64876 | N | . | 0 Hammond St CSG | 0HAM WHAM8 Solar, LLC | 64380 | MA | NEW | NPCC |  | 22 | 2 | NAICS-22 Non-Cogen | PV | SUN | SUN | ISNE | 0 | 0 | 2021
other | TRUE | 64877 | N | . | Edwards Sanborn E3 | Terra-Gen Operating Co-Hybrid | 64366 | CA | PACC | WECC |  | 22 | 2 | NAICS-22 Non-Cogen | BA | MWH | OTH | CISO | 0 | 0 | 2021
solar pv | TRUE | 64877 | N | . | Edwards Sanborn E3 | Terra-Gen Operating Co-Hybrid | 64366 | CA | PACC | WECC |  | 22 | 2 | NAICS-22 Non-Cogen | PV | SUN | SUN | CISO | 10365 | 1172 | 2021
solar pv | TRUE | 64879 | N | . | Edwards Sanborn E2 | Terra-Gen Operating Co-Hybrid | 64366 | CA | PACC | WECC |  | 22 | 2 | NAICS-22 Non-Cogen | PV | SUN | SUN | CISO | 40037 | 4527 | 2021
solar pv | TRUE | 64880 | N | . | Venture 1 - 1A CSG | UXI CSG Venture 1 8301 LLC | 64382 | CO | MTN | WECC |  | 22 | 2 | NAICS-22 Non-Cogen | PV | SUN | SUN | PSCO | 19200 | 2171 | 2021
solar pv | TRUE | 64881 | N | . | NMSU Solar and Storage | El Paso Electric Co | 5701 | NM | MTN |  |  | 22 | 1 | Electric Utility | PV | SUN | SUN | EPE | 0 | 0 | 2021
natural gas peaker | FALSE | 64883 | N | . | WAL1455 | Walmart Stores Texas, LLC | 64315 | TX | WSC |  |  | 441 | 4 | Commercial NAICS Non-Cogen | IC | NG | NG | ERCO | 110 | 8 | 2021
natural gas peaker | FALSE | 64885 | N | . | WAL2257 | Walmart Stores Texas, LLC | 64315 | TX | WSC |  |  | 441 | 4 | Commercial NAICS Non-Cogen | IC | NG | NG | ERCO | 0 | 0 | 2021
natural gas peaker | FALSE | 64886 | N | . | WAL2439 | Walmart Stores Texas, LLC | 64315 | TX | WSC |  |  | 441 | 4 | Commercial NAICS Non-Cogen | IC | NG | NG | ERCO | 38 | 3 | 2021
natural gas peaker | FALSE | 64887 | N | . | WAL2667 | Walmart Stores Texas, LLC | 64315 | TX | WSC |  |  | 441 | 4 | Commercial NAICS Non-Cogen | IC | NG | NG | ERCO | 0 | 0 | 2021
natural gas peaker | FALSE | 64888 | N | . | WAL2724 | Walmart Stores Texas, LLC | 64315 | TX | WSC |  |  | 441 | 4 | Commercial NAICS Non-Cogen | IC | NG | NG | ERCO | 3681 | 262 | 2021
natural gas peaker | FALSE | 64889 | N | . | WAL2883 | Walmart Stores Texas, LLC | 64315 | TX | WSC |  |  | 441 | 4 | Commercial NAICS Non-Cogen | IC | NG | NG | ERCO | 0 | 0 | 2021
natural gas peaker | FALSE | 64890 | N | . | WAL2980 | Walmart Stores Texas, LLC | 64315 | TX | WSC |  |  | 441 | 4 | Commercial NAICS Non-Cogen | IC | NG | NG | ERCO | 188 | 13 | 2021
natural gas peaker | FALSE | 64891 | N | . | WAL2993 | Walmart Stores Texas, LLC | 64315 | TX | WSC |  |  | 441 | 4 | Commercial NAICS Non-Cogen | IC | NG | NG | ERCO | 0 | 0 | 2021
solar pv | TRUE | 64892 | N | . | TPE Erath Solar, LLC | Navisun LLC | 62836 | TX | WSC |  |  | 22 | 2 | NAICS-22 Non-Cogen | PV | SUN | SUN | ERCO | 0 | 0 | 2021
natural gas peaker | FALSE | 64895 | N | . | WAL3226 | Walmart Stores Texas, LLC | 64315 | TX | WSC |  |  | 441 | 4 | Commercial NAICS Non-Cogen | IC | NG | NG | ERCO | 5782 | 412 | 2021
natural gas peaker | FALSE | 64896 | N | . | WAL3284 | Walmart Stores Texas, LLC | 64315 | TX | WSC |  |  | 441 | 4 | Commercial NAICS Non-Cogen | IC | NG | NG | ERCO | 2043 | 144 | 2021
natural gas peaker | FALSE | 64897 | N | . | WAL3285 | Walmart Stores Texas, LLC | 64315 | TX | WSC |  |  | 441 | 4 | Commercial NAICS Non-Cogen | IC | NG | NG | ERCO | 240 | 17 | 2021
natural gas peaker | FALSE | 64898 | N | . | WAL3297 | Walmart Stores Texas, LLC | 64315 | TX | WSC |  |  | 441 | 4 | Commercial NAICS Non-Cogen | IC | NG | NG | ERCO | 5384 | 383 | 2021
natural gas peaker | FALSE | 64899 | N | . | WAL3298 | Walmart Stores Texas, LLC | 64315 | TX | WSC |  |  | 441 | 4 | Commercial NAICS Non-Cogen | IC | NG | NG | ERCO | 3893 | 277 | 2021
natural gas peaker | FALSE | 64900 | N | . | WAL3302 | Walmart Stores Texas, LLC | 64315 | TX | WSC |  |  | 441 | 4 | Commercial NAICS Non-Cogen | IC | NG | NG | ERCO | 0 | 0 | 2021
natural gas peaker | FALSE | 64901 | N | . | WAL3320 | Walmart Stores Texas, LLC | 64315 | TX | WSC |  |  | 441 | 4 | Commercial NAICS Non-Cogen | IC | NG | NG | ERCO | 382 | 27 | 2021
natural gas peaker | FALSE | 64902 | N | . | WAL3390 | Walmart Stores Texas, LLC | 64315 | TX | WSC |  |  | 441 | 4 | Commercial NAICS Non-Cogen | IC | NG | NG | ERCO | 5332 | 379 | 2021
solar pv | TRUE | 64905 | N | . | Mt. Morris Solar CSG | DG Illinois Solar, LLC | 63505 | IL | ENC |  |  | 22 | 2 | NAICS-22 Non-Cogen | PV | SUN | SUN | PJM | 29354 | 3319 | 2021
solar pv | TRUE | 64906 | N | . | Hazel | Greenbacker Renewable Energy Corporation | 60025 | MN | WNC |  |  | 22 | 2 | NAICS-22 Non-Cogen | PV | SUN | SUN | MISO | 3547 | 401 | 2021
solar pv | TRUE | 64907 | N | . | Fountain | Greenbacker Renewable Energy Corporation | 60025 | MN | WNC |  |  | 22 | 2 | NAICS-22 Non-Cogen | PV | SUN | SUN | MISO | 2892 | 327 | 2021
solar pv | TRUE | 64918 | N | . | NorthropGrummanSolar(Rolling Meadows,IL) | DG Illinois Solar, LLC | 63505 | IL | ENC |  |  | 22 | 2 | NAICS-22 Non-Cogen | PV | SUN | SUN | PJM | 12453 | 1408 | 2021
solar pv | TRUE | 64919 | N | . | FedEx Chicago Solar Facility | DG Illinois Solar, LLC | 63505 | IL | ENC |  |  | 22 | 2 | NAICS-22 Non-Cogen | PV | SUN | SUN | PJM | 16892 | 1910 | 2021
natural gas peaker | FALSE | 64923 | N | . | WAL3425 | Walmart Stores Texas, LLC | 64315 | TX | WSC |  |  | 441 | 4 | Commercial NAICS Non-Cogen | IC | NG | NG | ERCO | 0 | 0 | 2021
natural gas peaker | FALSE | 64924 | N | . | WAL3432 | Walmart Stores Texas, LLC | 64315 | TX | WSC |  |  | 441 | 4 | Commercial NAICS Non-Cogen | IC | NG | NG | ERCO | 24 | 2 | 2021
natural gas peaker | FALSE | 64925 | N | . | WAL3500 | Walmart Stores Texas, LLC | 64315 | TX | WSC |  |  | 441 | 4 | Commercial NAICS Non-Cogen | IC | NG | NG | ERCO | 20 | 1 | 2021
natural gas peaker | FALSE | 64926 | N | . | WAL3510 | Walmart Stores Texas, LLC | 64315 | TX | WSC |  |  | 441 | 4 | Commercial NAICS Non-Cogen | IC | NG | NG | ERCO | 1800 | 121 | 2021
solar pv | TRUE | 64927 | N | . | Aktina Solar | Hecate Energy Ramsey , LLC | 64409 | TX | WSC |  |  | 22 | 2 | NAICS-22 Non-Cogen | PV | SUN | SUN | ERCO | 974140 | 110147 | 2021
solar pv | TRUE | 64930 | N | . | Stockton (MN) | Greenbacker Renewable Energy Corporation | 60025 | MN | WNC |  |  | 22 | 2 | NAICS-22 Non-Cogen | PV | SUN | SUN | MISO | 2352 | 266 | 2021
solar pv | TRUE | 64932 | N | . | Rushford Village | Greenbacker Renewable Energy Corporation | 60025 | MN | WNC |  |  | 22 | 2 | NAICS-22 Non-Cogen | PV | SUN | SUN | MISO | 1159 | 131 | 2021
natural gas peaker | FALSE | 64933 | N | . | WAL3518 | Walmart Stores Texas, LLC | 64315 | TX | WSC |  |  | 441 | 4 | Commercial NAICS Non-Cogen | IC | NG | NG | ERCO | 0 | 0 | 2021
natural gas peaker | FALSE | 64934 | N | . | WAL3572 | Walmart Stores Texas, LLC | 64315 | TX | WSC |  |  | 441 | 4 | Commercial NAICS Non-Cogen | IC | NG | NG | ERCO | 2335 | 157 | 2021
natural gas peaker | FALSE | 64935 | N | . | WAL3584 | Walmart Stores Texas, LLC | 64315 | TX | WSC |  |  | 441 | 4 | Commercial NAICS Non-Cogen | IC | NG | NG | ERCO | 0 | 0 | 2021
natural gas peaker | FALSE | 64936 | N | . | WAL3631 | Walmart Stores Texas, LLC | 64315 | TX | WSC |  |  | 441 | 4 | Commercial NAICS Non-Cogen | IC | NG | NG | ERCO | 4495 | 320 | 2021
natural gas peaker | FALSE | 64937 | N | . | WAL3773 | Walmart Stores Texas, LLC | 64315 | TX | WSC |  |  | 441 | 4 | Commercial NAICS Non-Cogen | IC | NG | NG | ERCO | 5022 | 357 | 2021
petroleum | FALSE | 64938 | N | . | WAL3777 | Walmart Stores Texas, LLC | 64315 | TX | WSC |  |  | 441 | 4 | Commercial NAICS Non-Cogen | IC | DFO | DFO | ERCO | 768 | 80 | 2021
natural gas peaker | FALSE | 64939 | N | . | WAL3827 | Walmart Stores Texas, LLC | 64315 | TX | WSC |  |  | 441 | 4 | Commercial NAICS Non-Cogen | IC | NG | NG | ERCO | 3614 | 257 | 2021
natural gas peaker | FALSE | 64940 | N | . | WAL3886 | Walmart Stores Texas, LLC | 64315 | TX | WSC |  |  | 441 | 4 | Commercial NAICS Non-Cogen | IC | NG | NG | ERCO | 500 | 35 | 2021
natural gas peaker | FALSE | 64942 | N | . | WAL4298 | Walmart Stores Texas, LLC | 64315 | TX | WSC |  |  | 441 | 4 | Commercial NAICS Non-Cogen | IC | NG | NG | ERCO | 193 | 14 | 2021
natural gas peaker | FALSE | 64943 | N | . | WAL4509 | Walmart Stores Texas, LLC | 64315 | TX | WSC |  |  | 441 | 4 | Commercial NAICS Non-Cogen | IC | NG | NG | ERCO | 2842 | 202 | 2021
natural gas peaker | FALSE | 64944 | N | . | WAL4512 | Walmart Stores Texas, LLC | 64315 | TX | WSC |  |  | 441 | 4 | Commercial NAICS Non-Cogen | IC | NG | NG | ERCO | 5875 | 418 | 2021
natural gas peaker | FALSE | 64945 | N | . | WAL4526 | Walmart Stores Texas, LLC | 64315 | TX | WSC |  |  | 441 | 4 | Commercial NAICS Non-Cogen | IC | NG | NG | ERCO | 0 | 0 | 2021
natural gas peaker | FALSE | 64946 | N | . | WAL4538 | Walmart Stores Texas, LLC | 64315 | TX | WSC |  |  | 441 | 4 | Commercial NAICS Non-Cogen | IC | NG | NG | ERCO | 2832 | 202 | 2021
natural gas peaker | FALSE | 64947 | N | . | WAL5045 | Walmart Stores Texas, LLC | 64315 | TX | WSC |  |  | 441 | 4 | Commercial NAICS Non-Cogen | IC | NG | NG | ERCO | 5437 | 387 | 2021
natural gas peaker | FALSE | 64949 | N | . | WAL5091 | Walmart Stores Texas, LLC | 64315 | TX | WSC |  |  | 441 | 4 | Commercial NAICS Non-Cogen | IC | NG | NG | ERCO | 4466 | 318 | 2021
natural gas peaker | FALSE | 64950 | N | . | WAL5116 | Walmart Stores Texas, LLC | 64315 | TX | WSC |  |  | 441 | 4 | Commercial NAICS Non-Cogen | IC | NG | NG | ERCO | 4431 | 315 | 2021
natural gas peaker | FALSE | 64951 | N | . | WAL5165 | Walmart Stores Texas, LLC | 64315 | TX | WSC |  |  | 441 | 4 | Commercial NAICS Non-Cogen | IC | NG | NG | ERCO | 310 | 22 | 2021
petroleum | FALSE | 64952 | N | . | WAL5211 | Walmart Stores Texas, LLC | 64315 | TX | WSC |  |  | 441 | 4 | Commercial NAICS Non-Cogen | IC | DFO | DFO | ERCO | 918 | 96 | 2021
natural gas peaker | FALSE | 64953 | N | . | WAL5287 | Walmart Stores Texas, LLC | 64315 | TX | WSC |  |  | 441 | 4 | Commercial NAICS Non-Cogen | IC | NG | NG | ERCO | 3901 | 278 | 2021
petroleum | FALSE | 64954 | N | . | WAL5311 | Walmart Stores Texas, LLC | 64315 | TX | WSC |  |  | 441 | 4 | Commercial NAICS Non-Cogen | IC | DFO | DFO | ERCO | 636 | 66 | 2021
natural gas peaker | FALSE | 64955 | N | . | WAL5312 | Walmart Stores Texas, LLC | 64315 | TX | WSC |  |  | 441 | 4 | Commercial NAICS Non-Cogen | IC | NG | NG | ERCO | 2720 | 155 | 2021
natural gas peaker | FALSE | 64956 | N | . | WAL5316 | Walmart Stores Texas, LLC | 64315 | TX | WSC |  |  | 441 | 4 | Commercial NAICS Non-Cogen | IC | NG | NG | ERCO | 4100 | 292 | 2021
natural gas peaker | FALSE | 64957 | N | . | WAL5388 | Walmart Stores Texas, LLC | 64315 | TX | WSC |  |  | 441 | 4 | Commercial NAICS Non-Cogen | IC | NG | NG | ERCO | 3953 | 267 | 2021
natural gas peaker | FALSE | 64958 | N | . | WAL5479 | Walmart Stores Texas, LLC | 64315 | TX | WSC |  |  | 441 | 4 | Commercial NAICS Non-Cogen | IC | NG | NG | ERCO | 0 | 0 | 2021
natural gas peaker | FALSE | 64959 | N | . | WAL5480 | Walmart Stores Texas, LLC | 64315 | TX | WSC |  |  | 441 | 4 | Commercial NAICS Non-Cogen | IC | NG | NG | ERCO | 133 | 9 | 2021
natural gas peaker | FALSE | 64960 | N | . | WAL5612 | Walmart Stores Texas, LLC | 64315 | TX | WSC |  |  | 441 | 4 | Commercial NAICS Non-Cogen | IC | NG | NG | ERCO | 16 | 1 | 2021
natural gas peaker | FALSE | 64961 | N | . | WAL5713 | Walmart Stores Texas, LLC | 64315 | TX | WSC |  |  | 441 | 4 | Commercial NAICS Non-Cogen | IC | NG | NG | ERCO | 0 | 0 | 2021
natural gas peaker | FALSE | 64962 | N | . | WAL5764 | Walmart Stores Texas, LLC | 64315 | TX | WSC |  |  | 441 | 4 | Commercial NAICS Non-Cogen | IC | NG | NG | ERCO | 2386 | 169 | 2021
natural gas peaker | FALSE | 64963 | N | . | WAL6929 | Walmart Stores Texas, LLC | 64315 | TX | WSC |  |  | 441 | 4 | Commercial NAICS Non-Cogen | IC | NG | NG | ERCO | 3591 | 256 | 2021
solar pv | TRUE | 64967 | N | . | SV Gardner 1 (Lutz) CSG | SV CSG Gardner 1 LLC | 64414 | IL | ENC |  |  | 22 | 2 | NAICS-22 Non-Cogen | PV | SUN | SUN | PJM | 3953 | 447 | 2021
solar pv | TRUE | 64969 | N | . | Barron Solar Array | AEP Onsite Partners, LLC | 60571 | WI | ENC |  |  | 22 | 2 | NAICS-22 Non-Cogen | PV | SUN | SUN | MISO | 25144 | 2843 | 2021
other | TRUE | 64970 | N | . | 59 Federal Rd(CSG) | 59FED WHAM8 Solar, LLC | 64417 | MA | NEW |  |  | 22 | 2 | NAICS-22 Non-Cogen | BA | MWH | OTH | ISNE | 0 | 0 | 2021
solar pv | TRUE | 64970 | N | . | 59 Federal Rd(CSG) | 59FED WHAM8 Solar, LLC | 64417 | MA | NEW |  |  | 22 | 2 | NAICS-22 Non-Cogen | PV | SUN | SUN | ISNE | 9 | 1 | 2021
solar pv | TRUE | 64972 | N | . | Prophet CSG | Prophet Solar, LLC | 64412 | IL | ENC |  |  | 22 | 2 | NAICS-22 Non-Cogen | PV | SUN | SUN | PJM | 14124 | 1597 | 2021
solar pv | TRUE | 64973 | N | . | Gala (CSG) | Gala Solar, LLC | 64411 | IL | ENC |  |  | 22 | 2 | NAICS-22 Non-Cogen | PV | SUN | SUN | PJM | 14018 | 1585 | 2021
solar pv | TRUE | 64975 | N | . | Park St | Greenbacker Renewable Energy Corporation | 60025 | VT | NEW |  |  | 22 | 2 | NAICS-22 Non-Cogen | PV | SUN | SUN | ISNE | 5784 | 654 | 2021
solar pv | TRUE | 64976 | N | . | Spooner Solar Array | AEP Onsite Partners, LLC | 60571 | WI | ENC |  |  | 22 | 2 | NAICS-22 Non-Cogen | PV | SUN | SUN | MISO | 15689 | 1774 | 2021
solar pv | TRUE | 64977 | N | . | Torrington Solar One, LLC | DG Connecticut III, LLC | 64426 | CT | NEW |  |  | 22 | 2 | NAICS-22 Non-Cogen | PV | SUN | SUN | ISNE | 21332 | 2412 | 2021
solar pv | TRUE | 64978 | N | . | Bristol Solar One, LLC | DG Connecticut III, LLC | 64426 | CT | NEW |  |  | 22 | 2 | NAICS-22 Non-Cogen | PV | SUN | SUN | ISNE | 24444 | 2764 | 2021
solar pv | TRUE | 64979 | N | . | Watertown Solar One, LLC | DG Connecticut III, LLC | 64426 | CT | NEW |  |  | 22 | 2 | NAICS-22 Non-Cogen | PV | SUN | SUN | ISNE | 11436 | 1293 | 2021
other | FALSE | 64980 | N | . | UMass Boston | UMass Boston | 64427 | MA | NEW |  |  | 611 | 4 | Commercial NAICS Non-Cogen | BA | MWH | OTH | ISNE | 0 | 234 | 2021
petroleum | FALSE | 64980 | N | . | UMass Boston | UMass Boston | 64427 | MA | NEW |  |  | 611 | 4 | Commercial NAICS Non-Cogen | IC | DFO | DFO | ISNE | 684 | 62 | 2021
solar pv | FALSE | 64980 | N | . | UMass Boston | UMass Boston | 64427 | MA | NEW |  |  | 611 | 4 | Commercial NAICS Non-Cogen | PV | SUN | SUN | ISNE | 9438 | 1067 | 2021
solar pv | TRUE | 64990 | N | . | Medin CSG | Madison Energy Holdings LLC | 62915 | MN | WNC |  |  | 22 | 2 | NAICS-22 Non-Cogen | PV | SUN | SUN | MISO | 239 | 27 | 2021
solar pv | TRUE | 64991 | N | . | Johnson CSG 1 | Madison Energy Holdings LLC | 62915 | MN | WNC |  |  | 22 | 2 | NAICS-22 Non-Cogen | PV | SUN | SUN | MISO | 433 | 49 | 2021
solar pv | TRUE | 64992 | N | . | Cornillie Solar CSG | Madison Energy Holdings LLC | 62915 | MN | WNC |  |  | 22 | 2 | NAICS-22 Non-Cogen | PV | SUN | SUN | MISO | 150 | 17 | 2021
solar pv | FALSE | 64994 | N | . | Sacramento Point West Medical Offices | KP Sacramento Point West Medical Offices Solar, LLC | 64746 | CA | PACC |  |  | 621 | 4 | Commercial NAICS Non-Cogen | PV | SUN | SUN | BANC | 21032 | 2378 | 2021
solar pv | TRUE | 65002 | N | . | SSI West Riverside Landfill LLC | Standard Solar | 60531 | CA | PACC |  |  | 22 | 2 | NAICS-22 Non-Cogen | PV | SUN | SUN | LDWP | 44803 | 5066 | 2021
solar pv | TRUE | 65005 | N | . | Albertsons at Melrose Park | ESIL-AL-Melrose, LLC | 64440 | IL | ENC |  |  | 22 | 2 | NAICS-22 Non-Cogen | PV | SUN | SUN | PJM | 1432 | 162 | 2021
solar pv | TRUE | 65013 | N | . | Marengo Solar | DG Illinois Solar, LLC | 63505 | IL | ENC |  |  | 22 | 2 | NAICS-22 Non-Cogen | PV | SUN | SUN | PJM | 30884 | 3492 | 2021
solar pv | TRUE | 65016 | N | . | Gardy's Mill Solar | Gardy's Mill Solar, LLC | 64448 | VA | SAT |  |  | 22 | 2 | NAICS-22 Non-Cogen | PV | SUN | SUN | PJM | 54020 | 6108 | 2021
solar pv | TRUE | 65022 | N | . | Briel Solar Farm | Briel Solar Farm, LLC | 64447 | VA | SAT |  |  | 22 | 2 | NAICS-22 Non-Cogen | PV | SUN | SUN | PJM | 135031 | 15268 | 2021
natural gas peaker | TRUE | 65026 | N | . | HEB00292 | Texas Microgrid, LLC | 64449 | TX | WSC |  |  | 22 | 2 | NAICS-22 Non-Cogen | IC | NG | NG | ERCO | 5275 | 372.4 | 2021
other | TRUE | 65029 | N | . | Bissell Solar and Battery Generator | Consumers Energy Co | 4254 | MI | ENC |  |  | 22 | 1 | Electric Utility | BA | MWH | OTH | MISO | 0 | -1 | 2021
solar pv | TRUE | 65029 | N | . | Bissell Solar and Battery Generator | Consumers Energy Co | 4254 | MI | ENC |  |  | 22 | 1 | Electric Utility | PV | SUN | SUN | MISO | 1264 | 143 | 2021
onshore wind | TRUE | 65048 | N | . | Hubbard Wind | Hubbard Wind LLC | 64468 | TX | WSC |  |  | 22 | 2 | NAICS-22 Non-Cogen | WT | WND | WND | ERCO | 1982357 | 224147 | 2021
other | TRUE | 65054 | N | . | 71 Charlotte Furnace Rd Hybrid(CSG) | 71CFR WHAM8 Solar, LLC | 64470 | MA | NEW |  |  | 22 | 2 | NAICS-22 Non-Cogen | BA | MWH | OTH | ISNE | 0 | 0 | 2021
solar pv | TRUE | 65054 | N | . | 71 Charlotte Furnace Rd Hybrid(CSG) | 71CFR WHAM8 Solar, LLC | 64470 | MA | NEW |  |  | 22 | 2 | NAICS-22 Non-Cogen | PV | SUN | SUN | ISNE | 0 | 0 | 2021
other | TRUE | 65055 | N | . | 77 Farm to Market Rd Hybrid(CSG) | 77F2M WHAM8 Solar, LLC | 64471 | MA | NEW |  |  | 22 | 2 | NAICS-22 Non-Cogen | BA | MWH | OTH | ISNE | 0 | 0 | 2021
solar pv | TRUE | 65055 | N | . | 77 Farm to Market Rd Hybrid(CSG) | 77F2M WHAM8 Solar, LLC | 64471 | MA | NEW |  |  | 22 | 2 | NAICS-22 Non-Cogen | PV | SUN | SUN | ISNE | 0 | 0 | 2021
other | TRUE | 65056 | N | . | 160 Tihonet Rd Hybrid(CSG) | 160TIH WHAM8 Solar, LLC | 64472 | MA | NEW |  |  | 22 | 2 | NAICS-22 Non-Cogen | BA | MWH | OTH | ISNE | 0 | 0 | 2021
solar pv | TRUE | 65056 | N | . | 160 Tihonet Rd Hybrid(CSG) | 160TIH WHAM8 Solar, LLC | 64472 | MA | NEW |  |  | 22 | 2 | NAICS-22 Non-Cogen | PV | SUN | SUN | ISNE | 601 | 68 | 2021
other | TRUE | 65057 | N | . | 299 Farm to Market Rd Hybrid(CSG) | 299F2M WHAM8 Solar, LLC | 64473 | MA | NEW |  |  | 22 | 2 | NAICS-22 Non-Cogen | BA | MWH | OTH | ISNE | 0 | 0 | 2021
solar pv | TRUE | 65057 | N | . | 299 Farm to Market Rd Hybrid(CSG) | 299F2M WHAM8 Solar, LLC | 64473 | MA | NEW |  |  | 22 | 2 | NAICS-22 Non-Cogen | PV | SUN | SUN | ISNE | 9 | 1 | 2021
onshore wind | TRUE | 65059 | N | . | Niyol Wind, LLC | Niyol Wind, LLC | 64461 | CO | MTN |  |  | 22 | 2 | NAICS-22 Non-Cogen | WT | WND | WND | WACM | 1846141 | 208745 | 2021
solar pv | TRUE | 65083 | N | . | Halifax Solar | NuGen Capital Management | 59254 | MA | NEW |  |  | 22 | 2 | NAICS-22 Non-Cogen | PV | SUN | SUN | ISNE | 34323 | 3881 | 2021
solar pv | TRUE | 65084 | N | . | Pitkin County Solar | Coolangatta Solar LLC | 64487 | CO | MTN |  |  | 22 | 2 | NAICS-22 Non-Cogen | PV | SUN | SUN | WACM | 8799 | 994.95 | 2021
solar pv | TRUE | 65085 | N | . | 580 River Solar | NuGen Capital Management | 59254 | MA | NEW |  |  | 22 | 2 | NAICS-22 Non-Cogen | PV | SUN | SUN | ISNE | 39858 | 4507 | 2021
solar pv | TRUE | 65087 | N | . | Shamrock Solar LLC | Greenbacker Renewable Energy Corporation | 60025 | WI | ENC |  |  | 22 | 2 | NAICS-22 Non-Cogen | PV | SUN | SUN | MISO | 0 | 0 | 2021
solar pv | TRUE | 65088 | N | . | Stromland Solar | Greenbacker Renewable Energy Corporation | 60025 | WI | ENC |  |  | 22 | 2 | NAICS-22 Non-Cogen | PV | SUN | SUN | MISO | 0 | 0 | 2021
solar pv | TRUE | 65089 | N | . | Foothill Sanitary Landfill - Solar Array | Ameresco San Joaquin Solar LLC | 64485 | CA | PACC |  |  | 22 | 2 | NAICS-22 Non-Cogen | PV | SUN | SUN | PACW | 83514 | 9443 | 2021
solar pv | TRUE | 65092 | N | . | 115 G Fisher | Greenbacker Renewable Energy Corporation | 60025 | MA | NEW |  |  | 22 | 2 | NAICS-22 Non-Cogen | PV | SUN | SUN | ISNE | 2556 | 289 | 2021
solar pv | TRUE | 65093 | N | . | 154 D Fisher | Greenbacker Renewable Energy Corporation | 60025 | MA | NEW |  |  | 22 | 2 | NAICS-22 Non-Cogen | PV | SUN | SUN | ISNE | 2636 | 298 | 2021
solar pv | TRUE | 65094 | N | . | Jackson Legler Solar 1 LLC | Greenbacker Renewable Energy Corporation | 60025 | NJ | MAT |  |  | 22 | 2 | NAICS-22 Non-Cogen | PV | SUN | SUN | PJM | 2096 | 237 | 2021
solar pv | TRUE | 65095 | N | . | Mt Arlington Solar 1 LLC | Greenbacker Renewable Energy Corporation | 60025 | NJ | MAT |  |  | 22 | 2 | NAICS-22 Non-Cogen | PV | SUN | SUN | PJM | 920 | 104 | 2021
solar pv | TRUE | 65110 | N | . | Ridgeback | Ridgeback Solar, LLC | 64502 | NC | SAT |  |  | 22 | 2 | NAICS-22 Non-Cogen | PV | SUN | SUN | CPLE | 27 | 3 | 2021
solar pv | TRUE | 65111 | N | . | Thunderhead | Thunderhead Solar, LLC | 64501 | NC | SAT |  |  | 22 | 2 | NAICS-22 Non-Cogen | PV | SUN | SUN | CPLE | 0 | 0 | 2021
other | TRUE | 65114 | N | . | 196 Tremont St(CSG) | 196TRE WHAM8 Solar, LLC | 64420 | MA | NEW |  |  | 22 | 2 | NAICS-22 Non-Cogen | BA | MWH | OTH | ISNE | 0 | 0 | 2021
solar pv | TRUE | 65114 | N | . | 196 Tremont St(CSG) | 196TRE WHAM8 Solar, LLC | 64420 | MA | NEW |  |  | 22 | 2 | NAICS-22 Non-Cogen | PV | SUN | SUN | ISNE | 0 | 0 | 2021
solar pv | TRUE | 65122 | N | . | NY8 - Branscomb Solar | Goldman Sachs Renewable Power LLC | 61944 | NY | MAT |  |  | 22 | 2 | NAICS-22 Non-Cogen | PV | SUN | SUN | NYIS | 1725 | 195 | 2021
solar pv | TRUE | 65127 | N | . | AES Belleville Solar LLC | AES Distributed Energy | 61012 | IL | ENC |  |  | 22 | 2 | NAICS-22 Non-Cogen | PV | SUN | SUN | MISO | 0 | 0 | 2021
solar pv | TRUE | 65130 | N | . | City of Bowie | Tesla Inc. | 60947 | MD | SAT |  |  | 22 | 2 | NAICS-22 Non-Cogen | PV | SUN | SUN | PJM | 18749 | 2120 | 2021
solar pv | TRUE | 65131 | N | . | Fremont - Kato Rd | Tesla Inc. | 60947 | CA | PACC |  |  | 22 | 2 | NAICS-22 Non-Cogen | PV | SUN | SUN | CISO | 13841 | 1565 | 2021
onshore wind | TRUE | 65143 | N | . | Big Turtle Wind Farm 2 | Heritage Garden Wind Farm I LLC | 57480 | MI | ENC |  |  | 22 | 2 | NAICS-22 Non-Cogen | WT | WND | WND | MISO | 969576 | 109631 | 2021
solar pv | TRUE | 65152 | N | . | Clinton Solar | Ecos Energy LLC | 58135 | CT | NEW |  |  | 22 | 2 | NAICS-22 Non-Cogen | PV | SUN | SUN | ISNE | 8605 | 973 | 2021
solar pv | TRUE | 65160 | N | . | Lily Garden | Lily Garden LLC | 64528 | MN | WNC |  |  | 22 | 2 | NAICS-22 Non-Cogen | PV | SUN | SUN | MISO | 0 | 0 | 2021
solar pv | TRUE | 65168 | N | . | Five H Farms Solar Array | Maas Energy Works | 59213 | CA | PACC |  |  | 22 | 2 | NAICS-22 Non-Cogen | PV | SUN | SUN | CISO | 5473 | 619 | 2021
solar pv | FALSE | 65169 | N | . | Van der Kooi Dairy Solary Array | Maas Energy Works | 59213 | CA | PACC |  |  | 115 | 6 | Industrial NAICS Non-Cogen | PV | SUN | SUN | CISO | 2211 | 250 | 2021
other | TRUE | 65174 | N | . | Cranberry Highway Solar LLC | Cranberry Highway Solar, LLC | 64534 | MA | NEW |  |  | 22 | 2 | NAICS-22 Non-Cogen | BA | MWH | OTH | ISNE | 0 | 479 | 2021
solar pv | TRUE | 65174 | N | . | Cranberry Highway Solar LLC | Cranberry Highway Solar, LLC | 64534 | MA | NEW |  |  | 22 | 2 | NAICS-22 Non-Cogen | PV | SUN | SUN | ISNE | 21182 | 2395 | 2021
solar pv | TRUE | 65175 | N | . | ENGIE 2019 ProjectCo-MA1, LLC | ENGIE 2019 ProjectCo MA-1, LLC | 64535 | MA | NEW |  |  | 22 | 2 | NAICS-22 Non-Cogen | PV | SUN | SUN | ISNE | 56159 | 6350 | 2021
solar pv | FALSE | 65177 | N | . | Donaghy-Stockton | Donaghy Sales Inc. | 64538 | CA | PACC |  |  | 493 | 4 | Commercial NAICS Non-Cogen | PV | SUN | SUN | CISO | 2955 | 334 | 2021
solar pv | TRUE | 65178 | N | . | Mtn. Solar 4 (CSG) | Standard Solar | 60531 | CO | MTN |  |  | 22 | 2 | NAICS-22 Non-Cogen | PV | SUN | SUN | PSCO | 1407 | 159 | 2021
solar pv | TRUE | 65183 | N | . | Norton LLC | Greenbacker Renewable Energy Corporation | 60025 | MA | NEW |  |  | 22 | 2 | NAICS-22 Non-Cogen | PV | SUN | SUN | ISNE | 1157 | 131 | 2021
solar pv | TRUE | 65184 | N | . | Holliston LLC | Greenbacker Renewable Energy Corporation | 60025 | MA | NEW |  |  | 22 | 2 | NAICS-22 Non-Cogen | PV | SUN | SUN | ISNE | 602 | 68 | 2021
solar pv | TRUE | 65185 | N | . | Broadway 3 - Tucson Phase I | Goldman Sachs Renewable Power LLC | 61944 | AZ | MTN |  |  | 22 | 2 | NAICS-22 Non-Cogen | PV | SUN | SUN | TEPC | 17354 | 1962 | 2021
solar pv | TRUE | 65186 | N | . | Broadway 3 - UC Merced 1 | Goldman Sachs Renewable Power LLC | 61944 | CA | PACC |  |  | 22 | 2 | NAICS-22 Non-Cogen | PV | SUN | SUN | CISO | 9048 | 1023 | 2021
solar pv | TRUE | 65187 | N | . | Broadway 3 - UCSB Lot 38 | Goldman Sachs Renewable Power LLC | 61944 | CA | PACC |  |  | 22 | 2 | NAICS-22 Non-Cogen | PV | SUN | SUN | CISO | 29071 | 3287 | 2021
solar pv | TRUE | 65188 | N | . | Broadway 4 - Target Shafter | Goldman Sachs Renewable Power LLC | 61944 | CA | PACC |  |  | 22 | 2 | NAICS-22 Non-Cogen | PV | SUN | SUN | CISO | 29088 | 3289 | 2021
other | TRUE | 65191 | N | . | University of San Diego | Bloom Energy 2009 PPA | 56778 | CA | PACC |  |  | 22 | 2 | NAICS-22 Non-Cogen | FC | NG | NG | CISO | 55489 | 7663 | 2021
other | TRUE | 65192 | N | . | AT&T San Diego | Bloom Energy | 57128 | CA | PACC |  |  | 22 | 2 | NAICS-22 Non-Cogen | FC | NG | NG | CISO | 40551 | 5500 | 2021
other | TRUE | 65193 | N | . | CalTech - Pasadena (PPA) | Bloom Energy 2009 PPA | 56778 | CA | PACC |  |  | 22 | 2 | NAICS-22 Non-Cogen | FC | NG | NG | CISO | 55906 | 7716 | 2021
other | TRUE | 65194 | N | . | AT&T Middletown | Bloom Energy 2009 PPA | 56778 | NJ | MAT |  |  | 22 | 2 | NAICS-22 Non-Cogen | FC | NG | NG | PJM | 107908 | 14636 | 2021
other | TRUE | 65196 | N | . | SCC - San Jose | Bloom Energy | 57128 | CA | PACC |  |  | 22 | 2 | NAICS-22 Non-Cogen | FC | NG | NG | CISO | 56948 | 7716 | 2021
other | TRUE | 65197 | N | . | Medtronic - New Haven 2 | Bloom Energy | 57128 | CT | NEW |  |  | 22 | 2 | NAICS-22 Non-Cogen | FC | NG | NG | ISNE | 114409 | 17597 | 2021
other | TRUE | 65198 | N | . | Medtronic - New Haven | Bloom Energy | 57128 | CT | NEW |  |  | 22 | 2 | NAICS-22 Non-Cogen | FC | NG | NG | ISNE | 115151 | 17195 | 2021
other | TRUE | 65199 | N | . | Keysight - Santa Rosa | Bloom Energy | 57128 | CA | PACC |  |  | 22 | 2 | NAICS-22 Non-Cogen | FC | NG | NG | CISO | 226024 | 31041 | 2021
other | TRUE | 65200 | N | . | DirecTV - Los Angeles | Bloom Energy | 57128 | CA | PACC |  |  | 22 | 2 | NAICS-22 Non-Cogen | FC | NG | NG | CISO | 50740 | 6852 | 2021
other | TRUE | 65201 | N | . | Certain Solar - Staten Island | Bloom Energy | 57128 | NY | MAT |  |  | 22 | 2 | NAICS-22 Non-Cogen | FC | NG | NG | NYIS | 426049 | 66005 | 2021
other | TRUE | 65202 | N | . | CalTech - Pasadena | Bloom Energy | 57128 | CA | PACC |  |  | 22 | 2 | NAICS-22 Non-Cogen | FC | NG | NG | CISO | 58738 | 8581 | 2021
other | TRUE | 65203 | N | . | Beckton Dickenson - San Jose | Bloom Energy | 57128 | CA | PACC |  |  | 22 | 2 | NAICS-22 Non-Cogen | FC | NG | NG | CISO | 51420 | 7136 | 2021
other | TRUE | 65204 | N | . | AT&T - Redwood City | Bloom Energy | 57128 | CA | PACC |  |  | 22 | 2 | NAICS-22 Non-Cogen | FC | NG | NG | CISO | 49664 | 6654 | 2021
other | TRUE | 65205 | N | . | AT&T - Gardena | Bloom Energy | 57128 | CA | PACC |  |  | 22 | 2 | NAICS-22 Non-Cogen | FC | NG | NG | CISO | 55246 | 7574 | 2021
other | TRUE | 65206 | N | . | AT&T - Hawthorne | Bloom Energy | 57128 | CA | PACC |  |  | 22 | 2 | NAICS-22 Non-Cogen | FC | NG | NG | CISO | 48014 | 6437 | 2021
other | TRUE | 65208 | N | . | AT&T - Hayward | Bloom Energy | 57128 | CA | PACC |  |  | 22 | 2 | NAICS-22 Non-Cogen | FC | NG | NG | CISO | 51849 | 7191 | 2021
other | TRUE | 65209 | N | . | Equinix - Billerica | Bloom Energy | 57128 | MA | NEW |  |  | 22 | 2 | NAICS-22 Non-Cogen | FC | NG | NG | ISNE | 12125 | 1941 | 2021
other | TRUE | 65210 | N | . | Enloe Medical - Chico | Bloom Energy | 57128 | CA | PACC |  |  | 22 | 2 | NAICS-22 Non-Cogen | FC | NG | NG | CISO | 47465 | 7522 | 2021
other | TRUE | 65211 | N | . | Comcast - Universal City | Bloom Energy | 57128 | CA | PACC |  |  | 22 | 2 | NAICS-22 Non-Cogen | FC | NG | NG | CISO | 13413 | 2106 | 2021
other | TRUE | 65212 | N | . | Altice - Hicksville | Bloom Energy | 57128 | NY | MAT |  |  | 22 | 2 | NAICS-22 Non-Cogen | FC | NG | NG | NYIS | 31259 | 4883 | 2021
other | TRUE | 65213 | N | . | Altice - Parsippany | Bloom Energy | 57128 | NJ | MAT |  |  | 22 | 2 | NAICS-22 Non-Cogen | FC | NG | NG | PJM | 48623 | 7566 | 2021
solar pv | TRUE | 65216 | N | . | Woburn | Greenbacker Renewable Energy Corporation | 60025 | MA | NEW |  |  | 22 | 2 | NAICS-22 Non-Cogen | PV | SUN | SUN | ISNE | 620 | 70 | 2021
other | TRUE | 65217 | N | . | South Goshen (Community Solar) | AES Distributed Energy | 61012 | NY | MAT |  |  | 22 | 2 | NAICS-22 Non-Cogen | BA | MWH | OTH | NYIS | 0 | -7 | 2021
solar pv | TRUE | 65217 | N | . | South Goshen (Community Solar) | AES Distributed Energy | 61012 | NY | MAT |  |  | 22 | 2 | NAICS-22 Non-Cogen | PV | SUN | SUN | NYIS | 2724 | 308 | 2021
solar pv | TRUE | 65227 | N | . | Ameresco Danville Solar, LLC | Greenbacker Renewable Energy Corporation | 60025 | IL | ENC |  |  | 22 | 2 | NAICS-22 Non-Cogen | PV | SUN | SUN | MISO | 0 | 0 | 2021
solar pv | TRUE | 65228 | N | . | Red Prairie Solar | TLS Capital, Inc | 64556 | OR | PACC |  |  | 22 | 2 | NAICS-22 Non-Cogen | PV | SUN | SUN | PGE | 4174 | 472 | 2021
solar pv | FALSE | 65229 | N | . | OK Produce Fresno Carport | OK Produce | 64558 | CA | PACC |  |  | 493 | 4 | Commercial NAICS Non-Cogen | PV | SUN | SUN | CISO | 32238 | 3645 | 2021
solar pv | TRUE | 65230 | N | . | Truman Solar | Truman Solar, LLC | 64546 | MO | WNC |  |  | 22 | 2 | NAICS-22 Non-Cogen | PV | SUN | SUN | MISO | 128690 | 14551 | 2021
solar pv | TRUE | 65232 | N | . | Chambers 3 - Lewis County | Goldman Sachs Renewable Power LLC | 61944 | NY | MAT |  |  | 22 | 2 | NAICS-22 Non-Cogen | PV | SUN | SUN | NYIS | 22825 | 2581 | 2021
solar pv | TRUE | 65233 | N | . | Chambers 3 - Erie County Alden | Goldman Sachs Renewable Power LLC | 61944 | NY | MAT |  |  | 22 | 2 | NAICS-22 Non-Cogen | PV | SUN | SUN | NYIS | 25595 | 2894 | 2021
solar pv | TRUE | 65235 | N | . | Venture 2 - 1B | UXI CSG Venture 2 8302 LLC | 64550 | CO | MTN |  |  | 22 | 2 | NAICS-22 Non-Cogen | PV | SUN | SUN | PSCO | 6298 | 712 | 2021
solar pv | TRUE | 65236 | N | . | Venture 3 - 1C | UXI CSG Venture 3 8303 LLC | 64551 | CO | MTN |  |  | 22 | 2 | NAICS-22 Non-Cogen | PV | SUN | SUN | PSCO | 4060 | 459 | 2021
solar pv | TRUE | 65237 | N | . | Venture 4 - 1D | UXI CSG Venture 4 8304 LLC | 64552 | CO | MTN |  |  | 22 | 2 | NAICS-22 Non-Cogen | PV | SUN | SUN | PSCO | 6058 | 685 | 2021
solar pv | TRUE | 65238 | N | . | Chambers 4 - Eastvale LGB3 | Goldman Sachs Renewable Power LLC | 61944 | CA | PACC |  |  | 22 | 2 | NAICS-22 Non-Cogen | PV | SUN | SUN | CISO | 25763 | 2913 | 2021
other | TRUE | 65242 | N | . | Charlemont A | Charlemont MA, LLC | 64560 | MA | NEW |  |  | 22 | 2 | NAICS-22 Non-Cogen | BA | MWH | OTH | ISNE | 0 | 0 | 2021
solar pv | TRUE | 65242 | N | . | Charlemont A | Charlemont MA, LLC | 64560 | MA | NEW |  |  | 22 | 2 | NAICS-22 Non-Cogen | PV | SUN | SUN | ISNE | 3255 | 368 | 2021
solar pv | TRUE | 65251 | N | . | Chambers 4 - Redland LGB4 | Goldman Sachs Renewable Power LLC | 61944 | CA | PACC |  |  | 22 | 2 | NAICS-22 Non-Cogen | PV | SUN | SUN | CISO | 21278 | 2406 | 2021
solar pv | TRUE | 65252 | N | . | Chambers 4 - Riverside LGB6 | Goldman Sachs Renewable Power LLC | 61944 | CA | PACC |  |  | 22 | 2 | NAICS-22 Non-Cogen | PV | SUN | SUN | CISO | 25763 | 2913 | 2021
solar pv | TRUE | 65253 | N | . | Chambers 4 - Rialto LGB8 | Goldman Sachs Renewable Power LLC | 61944 | CA | PACC |  |  | 22 | 2 | NAICS-22 Non-Cogen | PV | SUN | SUN | CISO | 24886 | 2814 | 2021
solar pv | TRUE | 65254 | N | . | Chambers 4 - Sacramento SMF1 | Goldman Sachs Renewable Power LLC | 61944 | CA | PACC |  |  | 22 | 2 | NAICS-22 Non-Cogen | PV | SUN | SUN | BANC | 25753 | 2912 | 2021
solar pv | TRUE | 65255 | N | . | Chambers 4 - Eastvale DCA2 | Goldman Sachs Renewable Power LLC | 61944 | CA | PACC |  |  | 22 | 2 | NAICS-22 Non-Cogen | PV | SUN | SUN | CISO | 16034 | 1813 | 2021
solar pv | TRUE | 65256 | N | . | Chambers 4 - San Bernardino SNA7 | Goldman Sachs Renewable Power LLC | 61944 | CA | PACC |  |  | 22 | 2 | NAICS-22 Non-Cogen | PV | SUN | SUN | CISO | 21693 | 2453 | 2021
solar pv | TRUE | 65257 | N | . | Lineage MS | Madison Energy Holdings LLC | 62915 | MS | ESC |  |  | 22 | 2 | NAICS-22 Non-Cogen | PV | SUN | SUN | MISO | 0 | 0 | 2021
solar pv | TRUE | 65258 | N | . | Wapakoneta-Pratt | Madison Energy Holdings LLC | 62915 | OH | ENC |  |  | 22 | 2 | NAICS-22 Non-Cogen | PV | SUN | SUN | PJM | 230 | 26 | 2021
natural gas peaker | TRUE | 65261 | N | . | HEB00020 | Texas Microgrid, LLC | 64449 | TX | WSC |  |  | 22 | 2 | NAICS-22 Non-Cogen | IC | NG | NG | ERCO | 4125 | 274 | 2021
natural gas peaker | TRUE | 65262 | N | . | HEB00028 | Texas Microgrid, LLC | 64449 | TX | WSC |  |  | 22 | 2 | NAICS-22 Non-Cogen | IC | NG | NG | ERCO | 5420 | 395 | 2021
natural gas peaker | TRUE | 65263 | N | . | HEB00038 | Texas Microgrid, LLC | 64449 | TX | WSC |  |  | 22 | 2 | NAICS-22 Non-Cogen | IC | NG | NG | ERCO | 5323 | 338 | 2021
natural gas peaker | TRUE | 65264 | N | . | HEB00054 | Texas Microgrid, LLC | 64449 | TX | WSC |  |  | 22 | 2 | NAICS-22 Non-Cogen | IC | NG | NG | ERCO | 3804 | 244 | 2021
natural gas peaker | TRUE | 65265 | N | . | HEB00057 | Texas Microgrid, LLC | 64449 | TX | WSC |  |  | 22 | 2 | NAICS-22 Non-Cogen | IC | NG | NG | ERCO | 5787 | 400 | 2021
natural gas peaker | TRUE | 65266 | N | . | HEB00070 | Texas Microgrid, LLC | 64449 | TX | WSC |  |  | 22 | 2 | NAICS-22 Non-Cogen | IC | NG | NG | ERCO | 4220 | 292 | 2021
natural gas peaker | TRUE | 65267 | N | . | HEB00099 | Texas Microgrid, LLC | 64449 | TX | WSC |  |  | 22 | 2 | NAICS-22 Non-Cogen | IC | NG | NG | ERCO | 5172 | 366 | 2021
natural gas peaker | TRUE | 65268 | N | . | HEB00109 | Texas Microgrid, LLC | 64449 | TX | WSC |  |  | 22 | 2 | NAICS-22 Non-Cogen | IC | NG | NG | ERCO | 4531 | 317 | 2021
natural gas peaker | TRUE | 65269 | N | . | HEB00110 | Texas Microgrid, LLC | 64449 | TX | WSC |  |  | 22 | 2 | NAICS-22 Non-Cogen | IC | NG | NG | ERCO | 3915 | 276 | 2021
natural gas peaker | TRUE | 65274 | N | . | HEB00182 | Texas Microgrid, LLC | 64449 | TX | WSC |  |  | 22 | 2 | NAICS-22 Non-Cogen | IC | NG | NG | ERCO | 3269 | 257 | 2021
solar pv | FALSE | 65277 | N | . | Wonderful Huller & Shellling | Wonderful Renewable Energy, LLC. | 63689 | CA | PACC |  |  | 111 | 6 | Industrial NAICS Non-Cogen | PV | SUN | SUN | CISO | 18729 | 2117.61 | 2021
solar pv | FALSE | 65278 | N | . | Wonderful Lost Hills | Wonderful Renewable Energy, LLC. | 63689 | CA | PACC |  |  | 111 | 6 | Industrial NAICS Non-Cogen | PV | SUN | SUN | CISO | 30954 | 3500 | 2021
solar pv | TRUE | 65279 | N | . | Fairhaven E | Fairhaven MA 1, LLC | 64561 | MA | NEW |  |  | 22 | 2 | NAICS-22 Non-Cogen | PV | SUN | SUN | ISNE | 4386 | 496 | 2021
solar pv | TRUE | 65280 | N | . | 601 Doremus CDG | Hartz Solar, LLC | 60268 | NJ | MAT |  |  | 22 | 2 | NAICS-22 Non-Cogen | PV | SUN | SUN | PJM | 4643 | 525 | 2021
solar pv | TRUE | 65281 | N | . | Bomber CSG | Hampstead Solar, LLC | 64572 | MD | SAT |  |  | 22 | 2 | NAICS-22 Non-Cogen | PV | SUN | SUN | PJM | 4130 | 467 | 2021
solar pv | TRUE | 65287 | N | . | Barrow Solar | Ecos Energy LLC | 58135 | CT | NEW |  |  | 22 | 2 | NAICS-22 Non-Cogen | PV | SUN | SUN | ISNE | 14238 | 1610 | 2021
solar pv | TRUE | 65289 | N | . | 5601 Westside CDG | Hartz Solar, LLC | 60268 | NJ | MAT |  |  | 22 | 2 | NAICS-22 Non-Cogen | PV | SUN | SUN | PJM | 3069 | 347 | 2021
hydro | TRUE | 65294 | N | . | Indian River Hydro | Eagle Creek Renewable Energy, LLC | 57280 | MA | NEW |  |  | 22 | 2 | NAICS-22 Non-Cogen | HY | WAT | HYC | ISNE | 30821 | 3485 | 2021
solar pv | TRUE | 65297 | N | . | DOCCS Midstate | DOCCS Midstate | 64602 | NY | MAT |  |  | 22 | 2 | NAICS-22 Non-Cogen | PV | SUN | SUN | NYIS | 681 | 77 | 2021
solar pv | TRUE | 65298 | N | . | DOCCS Eastern | DOCCS Eastern | 64603 | NY | MAT |  |  | 22 | 2 | NAICS-22 Non-Cogen | PV | SUN | SUN | NYIS | 4554 | 515 | 2021
solar pv | TRUE | 65299 | N | . | DOCCS Wende | DOCCS Wende | 64604 | NY | MAT |  |  | 22 | 2 | NAICS-22 Non-Cogen | PV | SUN | SUN | NYIS | 0 | 0 | 2021
solar pv | TRUE | 65300 | N | . | DOCCS Greenhaven | DOCCS Greenhaven | 64605 | NY | MAT |  |  | 22 | 2 | NAICS-22 Non-Cogen | PV | SUN | SUN | NYIS | 3997 | 452 | 2021
onshore wind | TRUE | 65316 | N | . | Sapphire Sky Wind Energy LLC | Invenergy Services LLC | 49893 | IL | ENC |  |  | 22 | 2 | NAICS-22 Non-Cogen | WT | WND | WND | MISO | 0 | 0 | 2021
solar pv | TRUE | 65321 | N | . | Rochambeau Solar | Rochambeau Solar | 64712 | VA | SAT |  |  | 22 | 1 | Electric Utility | PV | SUN | SUN | PJM | 460 | 52 | 2021
solar pv | TRUE | 65323 | N | . | Bedford Solar | Bedford Solar | 64710 | VA | SAT |  |  | 22 | 1 | Electric Utility | PV | SUN | SUN | PJM | 71247 | 8056 | 2021
solar pv | TRUE | 65324 | N | . | Hollins Ferry CSG | ICFTS MD Solar, LLC | 64641 | MD | SAT |  |  | 22 | 2 | NAICS-22 Non-Cogen | PV | SUN | SUN | PJM | 814 | 92 | 2021
solar pv | TRUE | 65329 | N | . | Mount Laurel Solar | NJR Clean Energy Ventures Corporation | 56990 | NJ | MAT |  |  | 22 | 2 | NAICS-22 Non-Cogen | PV | SUN | SUN | PJM | 32857 | 3715 | 2021
solar pv | TRUE | 65331 | N | . | 20333 Normandie PV, LLC | 20333 Normandie PV, LLC | 64639 | CA | PACC |  |  | 22 | 2 | NAICS-22 Non-Cogen | PV | SUN | SUN | LDWP | 52463 | 5932 | 2021
solar pv | FALSE | 65351 | N | . | General Dynamics | Today's Power, Inc. | 61204 | AR | WSC |  |  | 336 | 6 | Industrial NAICS Non-Cogen | PV | SUN | SUN | MISO | 29061 | 3286 | 2021
solar pv | TRUE | 65352 | N | . | MacKinnon Solar | Ecos Energy LLC | 58135 | VT | NEW |  |  | 22 | 2 | NAICS-22 Non-Cogen | PV | SUN | SUN | ISNE | 8366 | 946 | 2021
solar pv | TRUE | 65353 | N | . | McHenry Solar | Ecos Energy LLC | 58135 | CT | NEW |  |  | 22 | 2 | NAICS-22 Non-Cogen | PV | SUN | SUN | ISNE | 2546 | 288 | 2021
solar pv | TRUE | 65357 | N | . | OER Monarch CSG | Standard Solar | 60531 | MD | SAT |  |  | 22 | 2 | NAICS-22 Non-Cogen | PV | SUN | SUN | PJM | 16768 | 1896 | 2021
solar pv | TRUE | 65359 | N | . | Shepherds Mill CSG | Standard Solar | 60531 | MD | SAT |  |  | 22 | 2 | NAICS-22 Non-Cogen | PV | SUN | SUN | PJM | 4581 | 518 | 2021
other | TRUE | 65360 | N | . | AT&T - San Diego Trade Street | Bloom Energy | 57128 | CA | PACC |  |  | 22 | 2 | NAICS-22 Non-Cogen | FC | NG | NG | CISO | 43882 | 5809 | 2021
solar pv | FALSE | 65364 | N | . | Danell Bros Inc | Renewable Solar, Inc | 64698 | CA | PACC |  |  | 115 | 6 | Industrial NAICS Non-Cogen | PV | SUN | SUN | CISO | 9242 | 1045 | 2021
natural gas steam turbine | FALSE | 65367 | Y | . | POET Bioprocessing- Mitchell | POET Bioprocessing- Mitchell | 64697 | SD | WNC |  |  | 325193 | 7 | Industrial NAICS Cogen | ST | NG | NG | SWPP | 52920 | 4653 | 2021
other | FALSE | 65367 | Y | . | POET Bioprocessing- Mitchell | POET Bioprocessing- Mitchell | 64697 | SD | WNC |  |  | 325193 | 7 | Industrial NAICS Cogen | ST | OTH | OTH | SWPP | 0 | 0 | 2021
solar pv | TRUE | 65368 | N | . | Linden Hawk Rise Solar CSG | Linden Hawk Rise Solar LLC | 64686 | NJ | MAT |  |  | 22 | 2 | NAICS-22 Non-Cogen | PV | SUN | SUN | PJM | 0 | 0 | 2021
solar pv | TRUE | 65370 | N | . | BWC Maces Pond LLC | BWC Maces Pond LLC | 64687 | ME | NEW |  |  | 22 | 2 | NAICS-22 Non-Cogen | PV | SUN | SUN | ISNE | 0 | 0 | 2021
solar pv | TRUE | 65376 | N | . | SR Snipesville II | SR Snipesville II, LLC | 64703 | GA | SAT |  |  | 22 | 2 | NAICS-22 Non-Cogen | PV | SUN | SUN | SOCO | 108029 | 12215 | 2021
solar pv | TRUE | 65379 | N | . | OYA State Route 122 | OYA State Route 122, LLC | 64699 | NY | MAT |  |  | 22 | 2 | NAICS-22 Non-Cogen | PV | SUN | SUN | NYIS | 177 | 20 | 2021
solar pv | TRUE | 65382 | N | . | Lincoln WWTF Hybrid | Lincoln Solar Star, LLC | 64724 | CA | PACC |  |  | 22 | 2 | NAICS-22 Non-Cogen | PV | SUN | SUN | CISO | 22685 | 2565 | 2021
solar pv | TRUE | 65383 | N | . | Bodega Avenue Solar LLC | Bodega Avenue Solar LLC | 64725 | CA | PACC |  |  | 22 | 2 | NAICS-22 Non-Cogen | PV | SUN | SUN | CISO | 40329 | 4560 | 2021
solar pv | FALSE | 65384 | N | . | Rancho Cordova Medical Offices | KP Rancho Cordova Medical Offices Solar, LLC | 64747 | CA | PACC |  |  | 621 | 4 | Commercial NAICS Non-Cogen | PV | SUN | SUN | BANC | 15283 | 1728 | 2021
solar pv | TRUE | 65389 | N | . | Midway Green Solar | Midway Green Solar, LLC | 64729 | SC | SAT |  |  | 22 | 2 | NAICS-22 Non-Cogen | PV | SUN | SUN | DUK | 194143 | 21952 | 2021
solar pv | FALSE | 65404 | N | . | Antioch Central Utility Plant | Antioch Medical Center (site#6) Solar LLC | 64750 | CA | PACC |  |  | 622 | 4 | Commercial NAICS Non-Cogen | PV | SUN | SUN | CISO | 19724 | 2230 | 2021
other | TRUE | 65409 | N | . | Gilead Foster City Solar Project | Gilead Sciences Inc. Foster City | 64755 | CA | PACC |  |  | 22 | 2 | NAICS-22 Non-Cogen | BA | MWH | OTH | CISO | 0 | 0 | 2021
solar pv | TRUE | 65409 | N | . | Gilead Foster City Solar Project | Gilead Sciences Inc. Foster City | 64755 | CA | PACC |  |  | 22 | 2 | NAICS-22 Non-Cogen | PV | SUN | SUN | CISO | 12444 | 1407 | 2021
solar pv | TRUE | 65411 | N | . | Airport 009239 SCS Lexington, LLC | Sol Systems | 61677 | NE | WNC |  |  | 22 | 2 | NAICS-22 Non-Cogen | PV | SUN | SUN | SWPP | 11629 | 1315 | 2021
solar pv | TRUE | 65412 | N | . | Northern Cardinal Solar SCS IL 1, LLC | Sol Systems | 61677 | IL | ENC |  |  | 22 | 2 | NAICS-22 Non-Cogen | PV | SUN | SUN | MISO | 156010 | 17640 | 2021
solar pv | TRUE | 65413 | N | . | SCS West Fairchild 011958 Danville, LLC | Sol Systems | 61677 | IL | ENC |  |  | 22 | 2 | NAICS-22 Non-Cogen | PV | SUN | SUN | MISO | 11443 | 1294 | 2021
solar pv | TRUE | 65414 | N | . | SCS Plainfield 011755 Naperville, LLC | Sol Systems | 61677 | IL | ENC |  |  | 22 | 2 | NAICS-22 Non-Cogen | PV | SUN | SUN | PJM | 13010 | 1471 | 2021
solar pv | TRUE | 65415 | N | . | SCS Galena 012589 Peoria, LLC | Sol Systems | 61677 | IL | ENC |  |  | 22 | 2 | NAICS-22 Non-Cogen | PV | SUN | SUN | MISO | 557 | 63 | 2021
solar pv | TRUE | 65416 | N | . | Monroe 009452 SCS Cozad, LLC | Sol Systems | 61677 | NE | WNC |  |  | 22 | 2 | NAICS-22 Non-Cogen | PV | SUN | SUN | SWPP | 12877 | 1456 | 2021
solar pv | TRUE | 65417 | N | . | SCS COUNTY 012631 Champaign, LLC | Sol Systems | 61677 | IL | ENC |  |  | 22 | 2 | NAICS-22 Non-Cogen | PV | SUN | SUN | MISO | 7685 | 869 | 2021
solar pv | TRUE | 65418 | N | . | SCS Randolph 012175 Somerset, LLC | Sol Systems | 61677 | NJ | MAT |  |  | 22 | 2 | NAICS-22 Non-Cogen | PV | SUN | SUN | PJM | 10046 | 1136 | 2021
solar pv | TRUE | 65460 | N | . | Hartland Solar | Madison Energy Holdings LLC | 62915 | ME | NEW |  |  | 22 | 2 | NAICS-22 Non-Cogen | PV | SUN | SUN | ISNE | 0 | 0 | 2021
solar pv | TRUE | 65461 | N | . | Unity Solar | Madison Energy Holdings LLC | 62915 | ME | NEW |  |  | 22 | 2 | NAICS-22 Non-Cogen | PV | SUN | SUN | ISNE | 0 | 0 | 2021
solar pv | TRUE | 65464 | N | . | Laredo Detention Facility - Solar 2, 3 | County of Kern | 64731 | CA | PACC |  |  | 22 | 1 | Electric Utility | PV | SUN | SUN | CISO | 38029 | 4300 | 2021
solar pv | TRUE | 65465 | N | . | Cinnaminson Landfill Solar | Public Service Elec & Gas Co | 15477 | NJ | MAT |  |  | 22 | 1 | Electric Utility | PV | SUN | SUN | PJM | 151735 | 17157 | 2021
solar pv | TRUE | 65466 | N | . | Kinsley II Landfill Solar System | Public Service Elec & Gas Co | 15477 | NJ | MAT |  |  | 22 | 1 | Electric Utility | PV | SUN | SUN | PJM | 50234 | 5680 | 2021
solar pv | TRUE | 65467 | N | . | Pennsauken Brownfield Solar | Public Service Elec & Gas Co | 15477 | NJ | MAT |  |  | 22 | 1 | Electric Utility | PV | SUN | SUN | PJM | 148048 | 16740 | 2021
other | TRUE | 65468 | N | . | Highland Park Borough Solar | Public Service Elec & Gas Co | 15477 | NJ | MAT |  |  | 22 | 1 | Electric Utility | BA | MWH | OTH | PJM | 0 | 0 | 2021
solar pv | TRUE | 65468 | N | . | Highland Park Borough Solar | Public Service Elec & Gas Co | 15477 | NJ | MAT |  |  | 22 | 1 | Electric Utility | PV | SUN | SUN | PJM | 5766 | 652 | 2021
solar pv | TRUE | 65473 | N | . | GD Johnson Scituate I, LLC | GD Johnson Scituate I, LLC | 64790 | RI | NEW |  |  | 22 | 2 | NAICS-22 Non-Cogen | PV | SUN | SUN | ISNE | 9 | 1 | 2021
solar pv | TRUE | 65474 | N | . | GDIM 1, LLC | GDIM 1, LLC | 64791 | RI | NEW |  |  | 22 | 2 | NAICS-22 Non-Cogen | PV | SUN | SUN | ISNE | 9 | 1 | 2021
solar pv | TRUE | 65475 | N | . | GDIM 2, LLC | GDIM 2, LLC | 64792 | RI | NEW |  |  | 22 | 2 | NAICS-22 Non-Cogen | PV | SUN | SUN | ISNE | 9 | 1 | 2021
solar pv | TRUE | 65476 | N | . | GDIM 3, LLC | GDIM 3, LLC | 64793 | RI | NEW |  |  | 22 | 2 | NAICS-22 Non-Cogen | PV | SUN | SUN | ISNE | 9 | 1 | 2021
solar pv | TRUE | 65477 | N | . | GDIM 4, LLC | GDIM 4, LLC | 64794 | RI | NEW |  |  | 22 | 2 | NAICS-22 Non-Cogen | PV | SUN | SUN | ISNE | 9 | 1 | 2021
onshore wind | TRUE | 65478 | N | . | Green Providence Wind I, LLC | Green Providence WInd I, LLC | 64795 | RI | NEW |  |  | 22 | 2 | NAICS-22 Non-Cogen | WT | WND | WND | ISNE | 9 | 1 | 2021
onshore wind | TRUE | 65479 | N | . | Green Providence Wind II, LLC | Green Providence Wind II, LLC | 64796 | RI | NEW |  |  | 22 | 2 | NAICS-22 Non-Cogen | WT | WND | WND | ISNE | 9 | 1 | 2021
solar pv | TRUE | 65481 | N | . | Wilkinson DeFore | Safari Energy, LLC | 63640 | GA | SAT |  |  | 22 | 2 | NAICS-22 Non-Cogen | PV | SUN | SUN | SOCO | 54266 | 6136 | 2021
onshore wind | FALSE | 65484 | N | . | Western Plains Wind | Western Plains Wind, LLC | 64806 | KS | WNC |  |  | 325193 | 6 | Industrial NAICS Non-Cogen | WT | WND | WND | SWPP | 22172 | 2507 | 2021
solar pv | TRUE | 65520 | N | . | Vasquez V CSG | Vasquez V | 64786 | CO | MTN |  |  | 22 | 2 | NAICS-22 Non-Cogen | PV | SUN | SUN | PSCO | 3785 | 428 | 2021
solar pv | TRUE | 65547 | N | . | Wedge | Strata Manager, LLC | 64778 | NC | SAT |  |  | 22 | 2 | NAICS-22 Non-Cogen | PV | SUN | SUN | CPLE | 74794 | 8457 | 2021
other | TRUE | 65568 | N | . | Google Moffett Park Solar Project | Google, Inc. | 64846 | CA | PACC |  |  | 22 | 2 | NAICS-22 Non-Cogen | BA | MWH | OTH | CISO | 0 | 0 | 2021
solar pv | TRUE | 65568 | N | . | Google Moffett Park Solar Project | Google, Inc. | 64846 | CA | PACC |  |  | 22 | 2 | NAICS-22 Non-Cogen | PV | SUN | SUN | CISO | 25692 | 2905 | 2021
other | TRUE | 65569 | N | . | Gilead Sciences La Verne Rooftop Solar | Gilead Sciences, Inc. - La Verne | 64845 | CA | PACC |  |  | 22 | 2 | NAICS-22 Non-Cogen | BA | MWH | OTH | CISO | 0 | 0 | 2021
solar pv | TRUE | 65569 | N | . | Gilead Sciences La Verne Rooftop Solar | Gilead Sciences, Inc. - La Verne | 64845 | CA | PACC |  |  | 22 | 2 | NAICS-22 Non-Cogen | PV | SUN | SUN | CISO | 14955 | 1691 | 2021
solar pv | TRUE | 65583 | N | . | Richlands Solar, LLC | Richlands Solar, LLC | 64891 | NC | SAT |  |  | 22 | 2 | NAICS-22 Non-Cogen | PV | SUN | SUN | CPLE | 34474 | 3898 | 2021
solar pv | TRUE | 65584 | N | . | Cruise Solar, LLC | Cruise Solar, LLC | 64890 | NC | SAT |  |  | 22 | 2 | NAICS-22 Non-Cogen | PV | SUN | SUN | CPLE | 34103 | 3856 | 2021
solar pv | TRUE | 65609 | N | . | Gilcrest Sun CSG | Gilcrest Sun | 64899 | CO | MTN |  |  | 22 | 2 | NAICS-22 Non-Cogen | PV | SUN | SUN | PSCO | 0 | 0 | 2021
solar pv | TRUE | 65612 | N | . | Snowden River CSG | Snowden River Parkway, LLC | 64903 | MD | SAT |  |  | 22 | 2 | NAICS-22 Non-Cogen | PV | SUN | SUN | PJM | 11646 | 1317 | 2021
solar pv | TRUE | 65613 | N | . | JB-Tobin 2 | AES Clean Energy | 64904 | NY | MAT |  |  | 22 | 2 | NAICS-22 Non-Cogen | PV | SUN | SUN | NYIS | 0 | 0 | 2021
solar pv | TRUE | 65617 | N | . | BBARWA | Distributed Solar Development, LLC | 64872 | CA | PACC |  |  | 22 | 2 | NAICS-22 Non-Cogen | PV | SUN | SUN | CISO | 256 | 29 | 2021
solar pv | TRUE | 65622 | N | . | Absegami | Conductive Power | 63466 | NJ | MAT |  |  | 22 | 2 | NAICS-22 Non-Cogen | PV | SUN | SUN | PJM | 14814 | 1675 | 2021
solar pv | TRUE | 65623 | N | . | Cedar Creek | Conductive Power | 63466 | NJ | MAT |  |  | 22 | 2 | NAICS-22 Non-Cogen | PV | SUN | SUN | PJM | 10427 | 1179 | 2021
solar pv | TRUE | 65643 | N | . | Castleton | Conductive Power | 63466 | NY | MAT |  |  | 22 | 2 | NAICS-22 Non-Cogen | PV | SUN | SUN | NYIS | 25267 | 2857 | 2021
other | TRUE | 65650 | N | . | Brockelman Road Solar 2 | Brockelman Road Solar 2, LLC | 64889 | MA | NEW |  |  | 22 | 2 | NAICS-22 Non-Cogen | BA | MWH | OTH | ISNE | 0 | 0 | 2021
solar pv | TRUE | 65650 | N | . | Brockelman Road Solar 2 | Brockelman Road Solar 2, LLC | 64889 | MA | NEW |  |  | 22 | 2 | NAICS-22 Non-Cogen | PV | SUN | SUN | ISNE | 15221 | 1721 | 2021
solar pv | FALSE | 65652 | N | . | Niagara Bottling - Rialto | SkyHigh 2 Solar | 63432 | CA | PACC |  |  | 312 | 6 | Industrial NAICS Non-Cogen | PV | SUN | SUN | CISO | 0 | 0 | 2021
solar pv | TRUE | 65653 | N | . | TES Rowtier | SkyHigh 2 Solar | 63432 | MA | NEW |  |  | 22 | 2 | NAICS-22 Non-Cogen | PV | SUN | SUN | ISNE | 35774 | 4045 | 2021
solar pv | TRUE | 65658 | N | . | DRPA Lindenwold Station Solar Project | SunPower Capital Services, LLC | 64933 | NJ | MAT |  |  | 22 | 2 | NAICS-22 Non-Cogen | PV | SUN | SUN | PJM | 2105 | 238 | 2021
solar pv | TRUE | 65659 | N | . | ENGIE 2020 ProjectCo-WI1 LLC | ENGIE 2020 ProjectCo-WI1 LLC | 64930 | WI | ENC |  |  | 22 | 2 | NAICS-22 Non-Cogen | PV | SUN | SUN | MISO | 0 | 0 | 2021
solar pv | TRUE | 65667 | N | . | East Windsor Solar One | DG Connecticut III, LLC | 64426 | CT | NEW |  |  | 22 | 2 | NAICS-22 Non-Cogen | PV | SUN | SUN | ISNE | 0 | 0 | 2021
solar pv | TRUE | 65668 | N | . | Southington Solar One | DG Connecticut III, LLC | 64426 | CT | NEW |  |  | 22 | 2 | NAICS-22 Non-Cogen | PV | SUN | SUN | ISNE | 0 | 0 | 2021
solar pv | TRUE | 65691 | N | . | KSU Trumbull | Madison Energy Holdings LLC | 62915 | OH | ENC |  |  | 22 | 2 | NAICS-22 Non-Cogen | PV | SUN | SUN | PJM | 6448 | 729 | 2021
solar pv | TRUE | 65716 | N | . | Long Plain Solar | Long Plain Solar, LLC | 64980 | MA | NEW |  |  | 22 | 2 | NAICS-22 Non-Cogen | PV | SUN | SUN | ISNE | 30495 | 3448 | 2021
solar pv | TRUE | 65717 | N | . | Settlers Solar | Settlers Solar, LLC | 64981 | MA | NEW |  |  | 22 | 2 | NAICS-22 Non-Cogen | PV | SUN | SUN | ISNE | 57574 | 6510 | 2021
solar pv | TRUE | 65719 | N | . | Griffin Road Solar 2 | Griffin Road Solar 2, LLC | 64982 | MA | NEW |  |  | 22 | 2 | NAICS-22 Non-Cogen | PV | SUN | SUN | ISNE | 19838 | 2243 | 2021
solar pv | TRUE | 65720 | N | . | Woodland Avenue Solar 1 | Woodland Avenue Solar 1, LLC | 64984 | MA | NEW |  |  | 22 | 2 | NAICS-22 Non-Cogen | PV | SUN | SUN | ISNE | 72097 | 8152 | 2021
solar pv | TRUE | 65721 | N | . | RT405 Westerlo Solar 2 | RT405 Westerlo Solar 2, LLC | 64985 | NY | MAT |  |  | 22 | 2 | NAICS-22 Non-Cogen | PV | SUN | SUN | ISNE | 66558 | 7526 | 2021
solar pv | TRUE | 65722 | N | . | Webster Solar | Webster Solar, LLC | 64882 | MA | NEW |  |  | 22 | 2 | NAICS-22 Non-Cogen | PV | SUN | SUN | ISNE | 10992 | 1243 | 2021
solar pv | TRUE | 65723 | N | . | LR Wheatfield Solar 1 | LR Wheatfield Solar 1, LLC | 64986 | NY | MAT |  |  | 22 | 2 | NAICS-22 Non-Cogen | PV | SUN | SUN | ISNE | 74299 | 8401 | 2021
solar pv | TRUE | 65724 | N | . | Pendleton Solar 1 | Pendleton Solar 1, LLC | 64987 | NY | MAT |  |  | 22 | 2 | NAICS-22 Non-Cogen | PV | SUN | SUN | ISNE | 52081 | 5889 | 2021
solar pv | TRUE | 65731 | N | . | Rockford CS 1 | Rockford CS 1, LLC | 64990 | IL | ENC |  |  | 22 | 2 | NAICS-22 Non-Cogen | PV | SUN | SUN | MISO | 22463 | 2540 | 2021
solar pv | TRUE | 65732 | N | . | Rockford CS 2 | Rockford CS 2, LLC | 64988 | IL | ENC |  |  | 22 | 2 | NAICS-22 Non-Cogen | PV | SUN | SUN | MISO | 22834 | 2582 | 2021
solar pv | TRUE | 65740 | N | . | Canal Energy S23, LLC | Canal Energy S23, LLC | 64948 | CA | PACC |  |  | 22 | 2 | NAICS-22 Non-Cogen | PV | SUN | SUN | CISO | 0 | 0 | 2021
petroleum | TRUE | 65767 | N | . | Gustavus | Alaska Power and Telephone Co | 219 | AK | PACN |  |  | 22 | 1 | Electric Utility | IC | DFO | DFO | NA | 5201 | 469 | 2021
natural gas peaker | TRUE | 65768 | N | . | Centech Gas Generator | Town of Shrewsbury - (MA) | 17127 | MA | NEW |  |  | 22 | 1 | Electric Utility | IC | NG | NG | ISNE | 2289 | 169 | 2021
other | TRUE | 99999 | N | . | State-Fuel Level Increment | State-Fuel Level Increment | 99999 | TX | WSC |  |  | 99999 | 2 | NAICS-22 Non-Cogen | BA | MWH | OTH | State-Fuel Level Increment | 0 | 0 | 2021
other | TRUE | 99999 | N | . | State-Fuel Level Increment | State-Fuel Level Increment | 99999 | OK | WSC |  |  | 99999 | 2 | NAICS-22 Non-Cogen | BA | MWH | OTH | State-Fuel Level Increment | 0 | 0 | 2021
other | FALSE | 99999 | N | . | State-Fuel Level Increment | State-Fuel Level Increment | 99999 | NY | MAT |  |  | 99999 | 4 | Commercial NAICS Non-Cogen | BA | MWH | OTH | State-Fuel Level Increment | 0 | 0 | 2021
other | TRUE | 99999 | N | . | State-Fuel Level Increment | State-Fuel Level Increment | 99999 | NY | MAT |  |  | 99999 | 2 | NAICS-22 Non-Cogen | BA | MWH | OTH | State-Fuel Level Increment | 0 | 0 | 2021
other | TRUE | 99999 | N | . | State-Fuel Level Increment | State-Fuel Level Increment | 99999 | NY | MAT |  |  | 99999 | 1 | Electric Utility | BA | MWH | OTH | State-Fuel Level Increment | 0 | 0 | 2021
other | TRUE | 99999 | N | . | State-Fuel Level Increment | State-Fuel Level Increment | 99999 | NV | MTN |  |  | 99999 | 1 | Electric Utility | BA | MWH | OTH | State-Fuel Level Increment | 0 | 0 | 2021
other | TRUE | 99999 | N | . | State-Fuel Level Increment | State-Fuel Level Increment | 99999 | ME | NEW |  |  | 99999 | 2 | NAICS-22 Non-Cogen | BA | MWH | OTH | State-Fuel Level Increment | 0 | 0 | 2021
other | TRUE | 99999 | N | . | State-Fuel Level Increment | State-Fuel Level Increment | 99999 | IN | ENC |  |  | 99999 | 1 | Electric Utility | BA | MWH | OTH | State-Fuel Level Increment | 0 | 0 | 2021
other | TRUE | 99999 | N | . | State-Fuel Level Increment | State-Fuel Level Increment | 99999 | IA | WNC |  |  | 99999 | 1 | Electric Utility | BA | MWH | OTH | State-Fuel Level Increment | 0 | 0 | 2021
other | TRUE | 99999 | N | . | State-Fuel Level Increment | State-Fuel Level Increment | 99999 | CO | MTN |  |  | 99999 | 1 | Electric Utility | BA | MWH | OTH | State-Fuel Level Increment | 0 | 0 | 2021
other | FALSE | 99999 | N | . | State-Fuel Level Increment | State-Fuel Level Increment | 99999 | CA | PACC |  |  | 99999 | 4 | Commercial NAICS Non-Cogen | BA | MWH | OTH | State-Fuel Level Increment | 0 | 0 | 2021
other | TRUE | 99999 | N | . | State-Fuel Level Increment | State-Fuel Level Increment | 99999 | CA | PACC |  |  | 99999 | 2 | NAICS-22 Non-Cogen | BA | MWH | OTH | State-Fuel Level Increment | 0 | 0 | 2021
other | TRUE | 99999 | N | . | State-Fuel Level Increment | State-Fuel Level Increment | 99999 | FL | SAT |  |  | 99999 | 1 | Electric Utility | BA | MWH | OTH | State-Fuel Level Increment | 0 | 0 | 2021
other | TRUE | 99999 | N | . | State-Fuel Level Increment | State-Fuel Level Increment | 99999 | NE | WNC |  |  | 99999 | 2 | NAICS-22 Non-Cogen | BA | MWH | OTH | State-Fuel Level Increment | 0 | 0 | 2021
petroleum | TRUE | 99999 | Y | . | State-Fuel Level Increment | State-Fuel Level Increment | 99999 | SC | SAT |  |  | 99999 | 1 | Electric Utility | CA | DFO | DFO | State-Fuel Level Increment | 0 | 0 | 2021
petroleum | TRUE | 99999 | Y | . | State-Fuel Level Increment | State-Fuel Level Increment | 99999 | NY | MAT |  |  | 99999 | 3 | NAICS-22 Cogen | CA | DFO | DFO | State-Fuel Level Increment | 0 | 0 | 2021
petroleum | TRUE | 99999 | N | . | State-Fuel Level Increment | State-Fuel Level Increment | 99999 | VA | SAT |  |  | 99999 | 1 | Electric Utility | CA | DFO | DFO | State-Fuel Level Increment | 0 | 0 | 2021
petroleum | TRUE | 99999 | N | . | State-Fuel Level Increment | State-Fuel Level Increment | 99999 | SC | SAT |  |  | 99999 | 1 | Electric Utility | CA | DFO | DFO | State-Fuel Level Increment | 0 | 0 | 2021
petroleum | TRUE | 99999 | N | . | State-Fuel Level Increment | State-Fuel Level Increment | 99999 | MI | ENC |  |  | 99999 | 2 | NAICS-22 Non-Cogen | CA | DFO | DFO | State-Fuel Level Increment | 0 | 0 | 2021
petroleum | TRUE | 99999 | N | . | State-Fuel Level Increment | State-Fuel Level Increment | 99999 | FL | SAT |  |  | 99999 | 1 | Electric Utility | CA | DFO | DFO | State-Fuel Level Increment | 0 | 0 | 2021
petroleum | TRUE | 99999 | N | . | State-Fuel Level Increment | State-Fuel Level Increment | 99999 | LA | WSC |  |  | 99999 | 1 | Electric Utility | CA | DFO | DFO | State-Fuel Level Increment | 389 | 43.23 | 2021
biomass | TRUE | 99999 | N | . | State-Fuel Level Increment | State-Fuel Level Increment | 99999 | MI | ENC |  |  | 99999 | 2 | NAICS-22 Non-Cogen | CA | LFG | MLG | State-Fuel Level Increment | 24609 | 2659.188 | 2021
natural gas combined cycle | TRUE | 99999 | Y | . | State-Fuel Level Increment | State-Fuel Level Increment | 99999 | TX | WSC |  |  | 99999 | 3 | NAICS-22 Cogen | CA | NG | NG | State-Fuel Level Increment | 0 | 0 | 2021
natural gas combined cycle | FALSE | 99999 | Y | . | State-Fuel Level Increment | State-Fuel Level Increment | 99999 | MN | WNC |  |  | 99999 | 7 | Industrial NAICS Cogen | CA | NG | NG | State-Fuel Level Increment | 0 | 0 | 2021
natural gas combined cycle | FALSE | 99999 | Y | . | State-Fuel Level Increment | State-Fuel Level Increment | 99999 | NY | MAT |  |  | 99999 | 5 | Commercial NAICS Cogen | CA | NG | NG | State-Fuel Level Increment | 0 | 0 | 2021
natural gas combined cycle | TRUE | 99999 | N | . | State-Fuel Level Increment | State-Fuel Level Increment | 99999 | VA | SAT |  |  | 99999 | 1 | Electric Utility | CA | NG | NG | State-Fuel Level Increment | 0 | 0 | 2021
natural gas combined cycle | FALSE | 99999 | Y | . | State-Fuel Level Increment | State-Fuel Level Increment | 99999 | CA | PACC |  |  | 99999 | 7 | Industrial NAICS Cogen | CA | NG | NG | State-Fuel Level Increment | 0 | 0 | 2021
natural gas combined cycle | TRUE | 99999 | N | . | State-Fuel Level Increment | State-Fuel Level Increment | 99999 | TX | WSC |  |  | 99999 | 2 | NAICS-22 Non-Cogen | CA | NG | NG | State-Fuel Level Increment | 0 | 0 | 2021
natural gas combined cycle | TRUE | 99999 | Y | . | State-Fuel Level Increment | State-Fuel Level Increment | 99999 | SC | SAT |  |  | 99999 | 1 | Electric Utility | CA | NG | NG | State-Fuel Level Increment | 0 | 0 | 2021
natural gas combined cycle | TRUE | 99999 | N | . | State-Fuel Level Increment | State-Fuel Level Increment | 99999 | SC | SAT |  |  | 99999 | 1 | Electric Utility | CA | NG | NG | State-Fuel Level Increment | 0 | 0 | 2021
natural gas combined cycle | TRUE | 99999 | N | . | State-Fuel Level Increment | State-Fuel Level Increment | 99999 | OH | ENC |  |  | 99999 | 2 | NAICS-22 Non-Cogen | CA | NG | NG | State-Fuel Level Increment | 1675418 | 123147.72 | 2021
natural gas combined cycle | TRUE | 99999 | N | . | State-Fuel Level Increment | State-Fuel Level Increment | 99999 | LA | WSC |  |  | 99999 | 1 | Electric Utility | CA | NG | NG | State-Fuel Level Increment | 245965 | 269657.26 | 2021
natural gas combined cycle | TRUE | 99999 | N | . | State-Fuel Level Increment | State-Fuel Level Increment | 99999 | FL | SAT |  |  | 99999 | 1 | Electric Utility | CA | NG | NG | State-Fuel Level Increment | 122315 | 99270.503 | 2021
natural gas combined cycle | TRUE | 99999 | Y | . | State-Fuel Level Increment | State-Fuel Level Increment | 99999 | NY | MAT |  |  | 99999 | 3 | NAICS-22 Cogen | CA | NG | NG | State-Fuel Level Increment | 0 | 0 | 2021
other | FALSE | 99999 | Y | . | State-Fuel Level Increment | State-Fuel Level Increment | 99999 | CA | PACC |  |  | 99999 | 7 | Industrial NAICS Cogen | CA | OG | OOG | State-Fuel Level Increment | 4348 | 370.807 | 2021
natural gas combined cycle | FALSE | 99999 | Y | . | State-Fuel Level Increment | State-Fuel Level Increment | 99999 | AZ | MTN |  |  | 99999 | 5 | Commercial NAICS Cogen | CS | NG | NG | State-Fuel Level Increment | 40366 | 9136.258 | 2021
petroleum | TRUE | 99999 | Y | . | State-Fuel Level Increment | State-Fuel Level Increment | 99999 | NY | MAT |  |  | 99999 | 3 | NAICS-22 Cogen | CT | DFO | DFO | State-Fuel Level Increment | 98 | 16.18 | 2021
petroleum | TRUE | 99999 | N | . | State-Fuel Level Increment | State-Fuel Level Increment | 99999 | VA | SAT |  |  | 99999 | 1 | Electric Utility | CT | DFO | DFO | State-Fuel Level Increment | 201 | 25.946 | 2021
petroleum | TRUE | 99999 | N | . | State-Fuel Level Increment | State-Fuel Level Increment | 99999 | SC | SAT |  |  | 99999 | 1 | Electric Utility | CT | DFO | DFO | State-Fuel Level Increment | 630 | 52.273 | 2021
petroleum | TRUE | 99999 | N | . | State-Fuel Level Increment | State-Fuel Level Increment | 99999 | MI | ENC |  |  | 99999 | 2 | NAICS-22 Non-Cogen | CT | DFO | DFO | State-Fuel Level Increment | 0 | 0 | 2021
petroleum | TRUE | 99999 | N | . | State-Fuel Level Increment | State-Fuel Level Increment | 99999 | LA | WSC |  |  | 99999 | 1 | Electric Utility | CT | DFO | DFO | State-Fuel Level Increment | 313 | 35.911 | 2021
petroleum | TRUE | 99999 | N | . | State-Fuel Level Increment | State-Fuel Level Increment | 99999 | FL | SAT |  |  | 99999 | 1 | Electric Utility | CT | DFO | DFO | State-Fuel Level Increment | 0 | 0 | 2021
petroleum | TRUE | 99999 | Y | . | State-Fuel Level Increment | State-Fuel Level Increment | 99999 | SC | SAT |  |  | 99999 | 1 | Electric Utility | CT | DFO | DFO | State-Fuel Level Increment | 94 | 16.379 | 2021
petroleum | TRUE | 99999 | N | . | State-Fuel Level Increment | State-Fuel Level Increment | 99999 | MI | ENC |  |  | 99999 | 2 | NAICS-22 Non-Cogen | CT | KER | WOO | State-Fuel Level Increment | 0 | 0 | 2021
biomass | TRUE | 99999 | N | . | State-Fuel Level Increment | State-Fuel Level Increment | 99999 | MI | ENC |  |  | 99999 | 2 | NAICS-22 Non-Cogen | CT | LFG | MLG | State-Fuel Level Increment | 137256 | 9396.694 | 2021
natural gas combined cycle | TRUE | 99999 | Y | . | State-Fuel Level Increment | State-Fuel Level Increment | 99999 | SC | SAT |  |  | 99999 | 1 | Electric Utility | CT | NG | NG | State-Fuel Level Increment | 725227 | 125766.96 | 2021
natural gas combined cycle | TRUE | 99999 | Y | . | State-Fuel Level Increment | State-Fuel Level Increment | 99999 | NY | MAT |  |  | 99999 | 3 | NAICS-22 Cogen | CT | NG | NG | State-Fuel Level Increment | 772294 | 127342.53 | 2021
natural gas combined cycle | FALSE | 99999 | Y | . | State-Fuel Level Increment | State-Fuel Level Increment | 99999 | MN | WNC |  |  | 99999 | 7 | Industrial NAICS Cogen | CT | NG | NG | State-Fuel Level Increment | 0 | 0 | 2021
natural gas combined cycle | TRUE | 99999 | Y | . | State-Fuel Level Increment | State-Fuel Level Increment | 99999 | TX | WSC |  |  | 99999 | 3 | NAICS-22 Cogen | CT | NG | NG | State-Fuel Level Increment | 1342346 | 186992.11 | 2021
natural gas combined cycle | TRUE | 99999 | N | . | State-Fuel Level Increment | State-Fuel Level Increment | 99999 | VA | SAT |  |  | 99999 | 1 | Electric Utility | CT | NG | NG | State-Fuel Level Increment | 911867 | 117627.86 | 2021
natural gas combined cycle | TRUE | 99999 | N | . | State-Fuel Level Increment | State-Fuel Level Increment | 99999 | TX | WSC |  |  | 99999 | 2 | NAICS-22 Non-Cogen | CT | NG | NG | State-Fuel Level Increment | 557777 | 74509.09 | 2021
natural gas combined cycle | TRUE | 99999 | N | . | State-Fuel Level Increment | State-Fuel Level Increment | 99999 | SC | SAT |  |  | 99999 | 1 | Electric Utility | CT | NG | NG | State-Fuel Level Increment | 1040332 | 85631.041 | 2021
natural gas combined cycle | TRUE | 99999 | N | . | State-Fuel Level Increment | State-Fuel Level Increment | 99999 | OH | ENC |  |  | 99999 | 2 | NAICS-22 Non-Cogen | CT | NG | NG | State-Fuel Level Increment | 565819 | 199809.72 | 2021
natural gas combined cycle | TRUE | 99999 | N | . | State-Fuel Level Increment | State-Fuel Level Increment | 99999 | LA | WSC |  |  | 99999 | 1 | Electric Utility | CT | NG | NG | State-Fuel Level Increment | 4773741 | 408117.58 | 2021
natural gas combined cycle | TRUE | 99999 | N | . | State-Fuel Level Increment | State-Fuel Level Increment | 99999 | FL | SAT |  |  | 99999 | 1 | Electric Utility | CT | NG | NG | State-Fuel Level Increment | 1708761 | 150814.41 | 2021
natural gas combined cycle | FALSE | 99999 | Y | . | State-Fuel Level Increment | State-Fuel Level Increment | 99999 | CA | PACC |  |  | 99999 | 7 | Industrial NAICS Cogen | CT | NG | NG | State-Fuel Level Increment | 2145007 | 182941.68 | 2021
natural gas combined cycle | FALSE | 99999 | Y | . | State-Fuel Level Increment | State-Fuel Level Increment | 99999 | NY | MAT |  |  | 99999 | 5 | Commercial NAICS Cogen | CT | NG | NG | State-Fuel Level Increment | 0 | 0 | 2021
other | FALSE | 99999 | Y | . | State-Fuel Level Increment | State-Fuel Level Increment | 99999 | CA | PACC |  |  | 99999 | 7 | Industrial NAICS Cogen | CT | OG | OOG | State-Fuel Level Increment | 0 | 0 | 2021
other | FALSE | 99999 | Y | . | State-Fuel Level Increment | State-Fuel Level Increment | 99999 | CT | NEW |  |  | 99999 | 7 | Industrial NAICS Cogen | FC | NG | NG | State-Fuel Level Increment | 0 | 0 | 2021
other | TRUE | 99999 | N | . | State-Fuel Level Increment | State-Fuel Level Increment | 99999 | CA | PACC |  |  | 99999 | 2 | NAICS-22 Non-Cogen | FC | NG | NG | State-Fuel Level Increment | 0 | 0 | 2021
petroleum | FALSE | 99999 | Y | . | State-Fuel Level Increment | State-Fuel Level Increment | 99999 | MI | ENC |  |  | 99999 | 5 | Commercial NAICS Cogen | GT | DFO | DFO | State-Fuel Level Increment | 0 | 0 | 2021
petroleum | TRUE | 99999 | Y | . | State-Fuel Level Increment | State-Fuel Level Increment | 99999 | MD | SAT |  |  | 99999 | 3 | NAICS-22 Cogen | GT | DFO | DFO | State-Fuel Level Increment | 3422 | 854.763 | 2021
petroleum | TRUE | 99999 | Y | . | State-Fuel Level Increment | State-Fuel Level Increment | 99999 | AZ | MTN |  |  | 99999 | 1 | Electric Utility | GT | DFO | DFO | State-Fuel Level Increment | 0 | 0 | 2021
petroleum | TRUE | 99999 | N | . | State-Fuel Level Increment | State-Fuel Level Increment | 99999 | SC | SAT |  |  | 99999 | 1 | Electric Utility | GT | DFO | DFO | State-Fuel Level Increment | 775 | 56.763 | 2021
petroleum | TRUE | 99999 | N | . | State-Fuel Level Increment | State-Fuel Level Increment | 99999 | OH | ENC |  |  | 99999 | 1 | Electric Utility | GT | DFO | DFO | State-Fuel Level Increment | 1012 | 71.356 | 2021
petroleum | TRUE | 99999 | N | . | State-Fuel Level Increment | State-Fuel Level Increment | 99999 | NC | SAT |  |  | 99999 | 1 | Electric Utility | GT | DFO | DFO | State-Fuel Level Increment | 714 | 39.64 | 2021
petroleum | TRUE | 99999 | N | . | State-Fuel Level Increment | State-Fuel Level Increment | 99999 | MD | SAT |  |  | 99999 | 2 | NAICS-22 Non-Cogen | GT | DFO | DFO | State-Fuel Level Increment | 0 | 0 | 2021
petroleum | TRUE | 99999 | N | . | State-Fuel Level Increment | State-Fuel Level Increment | 99999 | FL | SAT |  |  | 99999 | 1 | Electric Utility | GT | DFO | DFO | State-Fuel Level Increment | 0 | 0 | 2021
petroleum | TRUE | 99999 | N | . | State-Fuel Level Increment | State-Fuel Level Increment | 99999 | NM | MTN |  |  | 99999 | 1 | Electric Utility | GT | DFO | DFO | State-Fuel Level Increment | 14659 | 1120.401 | 2021
natural gas peaker | FALSE | 99999 | Y | . | State-Fuel Level Increment | State-Fuel Level Increment | 99999 | MI | ENC |  |  | 99999 | 5 | Commercial NAICS Cogen | GT | NG | NG | State-Fuel Level Increment | 14928 | 3344.563 | 2021
natural gas peaker | TRUE | 99999 | Y | . | State-Fuel Level Increment | State-Fuel Level Increment | 99999 | MD | SAT |  |  | 99999 | 3 | NAICS-22 Cogen | GT | NG | NG | State-Fuel Level Increment | 270385 | 67564.441 | 2021
natural gas peaker | FALSE | 99999 | Y | . | State-Fuel Level Increment | State-Fuel Level Increment | 99999 | KS | WNC |  |  | 99999 | 7 | Industrial NAICS Cogen | GT | NG | NG | State-Fuel Level Increment | 0 | 0 | 2021
natural gas peaker | FALSE | 99999 | Y | . | State-Fuel Level Increment | State-Fuel Level Increment | 99999 | IL | ENC |  |  | 99999 | 7 | Industrial NAICS Cogen | GT | NG | NG | State-Fuel Level Increment | 120154 | 15529.898 | 2021
natural gas peaker | FALSE | 99999 | Y | . | State-Fuel Level Increment | State-Fuel Level Increment | 99999 | DC | SAT |  |  | 99999 | 5 | Commercial NAICS Cogen | GT | NG | NG | State-Fuel Level Increment | 308948 | 26620.977 | 2021
natural gas peaker | FALSE | 99999 | Y | . | State-Fuel Level Increment | State-Fuel Level Increment | 99999 | CA | PACC |  |  | 99999 | 5 | Commercial NAICS Cogen | GT | NG | NG | State-Fuel Level Increment | 3065 | 396.165 | 2021
natural gas peaker | TRUE | 99999 | N | . | State-Fuel Level Increment | State-Fuel Level Increment | 99999 | SC | SAT |  |  | 99999 | 1 | Electric Utility | GT | NG | NG | State-Fuel Level Increment | 0 | 0 | 2021
natural gas peaker | TRUE | 99999 | N | . | State-Fuel Level Increment | State-Fuel Level Increment | 99999 | OH | ENC |  |  | 99999 | 1 | Electric Utility | GT | NG | NG | State-Fuel Level Increment | 53813 | 3547.899 | 2021
natural gas peaker | TRUE | 99999 | N | . | State-Fuel Level Increment | State-Fuel Level Increment | 99999 | NM | MTN |  |  | 99999 | 1 | Electric Utility | GT | NG | NG | State-Fuel Level Increment | 1382718 | 114183.75 | 2021
natural gas peaker | TRUE | 99999 | N | . | State-Fuel Level Increment | State-Fuel Level Increment | 99999 | NC | SAT |  |  | 99999 | 1 | Electric Utility | GT | NG | NG | State-Fuel Level Increment | 321591 | 34740.363 | 2021
natural gas peaker | FALSE | 99999 | Y | . | State-Fuel Level Increment | State-Fuel Level Increment | 99999 | VA | SAT |  |  | 99999 | 7 | Industrial NAICS Cogen | GT | NG | NG | State-Fuel Level Increment | 27518 | 6481.099 | 2021
natural gas peaker | TRUE | 99999 | N | . | State-Fuel Level Increment | State-Fuel Level Increment | 99999 | FL | SAT |  |  | 99999 | 1 | Electric Utility | GT | NG | NG | State-Fuel Level Increment | 3684 | 439.675 | 2021
natural gas peaker | TRUE | 99999 | N | . | State-Fuel Level Increment | State-Fuel Level Increment | 99999 | CO | MTN |  |  | 99999 | 1 | Electric Utility | GT | NG | NG | State-Fuel Level Increment | 0 | 0 | 2021
natural gas peaker | FALSE | 99999 | N | . | State-Fuel Level Increment | State-Fuel Level Increment | 99999 | AL | ESC |  |  | 99999 | 6 | Industrial NAICS Non-Cogen | GT | NG | NG | State-Fuel Level Increment | 25524 | 1469.607 | 2021
natural gas peaker | TRUE | 99999 | Y | . | State-Fuel Level Increment | State-Fuel Level Increment | 99999 | AZ | MTN |  |  | 99999 | 1 | Electric Utility | GT | NG | NG | State-Fuel Level Increment | 1996 | 171.99 | 2021
other | TRUE | 99999 | N | . | State-Fuel Level Increment | State-Fuel Level Increment | 99999 | OH | ENC |  |  | 99999 | 1 | Electric Utility | GT | PG | WOO | State-Fuel Level Increment | 0 | 0 | 2021
hydro | TRUE | 99999 | N | . | State-Fuel Level Increment | State-Fuel Level Increment | 99999 | TX | WSC |  |  | 99999 | 1 | Electric Utility | HY | WAT | HYC | State-Fuel Level Increment | 266838 | 30171.696 | 2021
hydro | TRUE | 99999 | N | . | State-Fuel Level Increment | State-Fuel Level Increment | 99999 | NY | MAT |  |  | 99999 | 2 | NAICS-22 Non-Cogen | HY | WAT | HYC | State-Fuel Level Increment | 33294 | 3764.542 | 2021
hydro | TRUE | 99999 | N | . | State-Fuel Level Increment | State-Fuel Level Increment | 99999 | CA | PACC |  |  | 99999 | 2 | NAICS-22 Non-Cogen | HY | WAT | HYC | State-Fuel Level Increment | 16883 | 1909.138 | 2021
hydro | TRUE | 99999 | N | . | State-Fuel Level Increment | State-Fuel Level Increment | 99999 | IA | WNC |  |  | 99999 | 1 | Electric Utility | HY | WAT | HYC | State-Fuel Level Increment | 73062 | 8261.215 | 2021
petroleum | TRUE | 99999 | Y | . | State-Fuel Level Increment | State-Fuel Level Increment | 99999 | WI | ENC |  |  | 99999 | 1 | Electric Utility | IC | DFO | DFO | State-Fuel Level Increment | 0 | 0 | 2021
petroleum | FALSE | 99999 | Y | . | State-Fuel Level Increment | State-Fuel Level Increment | 99999 | TX | WSC |  |  | 99999 | 5 | Commercial NAICS Cogen | IC | DFO | DFO | State-Fuel Level Increment | 0 | 0 | 2021
petroleum | FALSE | 99999 | Y | . | State-Fuel Level Increment | State-Fuel Level Increment | 99999 | NY | MAT |  |  | 99999 | 5 | Commercial NAICS Cogen | IC | DFO | DFO | State-Fuel Level Increment | 238 | 43.775 | 2021
petroleum | FALSE | 99999 | Y | . | State-Fuel Level Increment | State-Fuel Level Increment | 99999 | NH | NEW |  |  | 99999 | 5 | Commercial NAICS Cogen | IC | DFO | DFO | State-Fuel Level Increment | 104 | 23.971 | 2021
petroleum | FALSE | 99999 | Y | . | State-Fuel Level Increment | State-Fuel Level Increment | 99999 | MI | ENC |  |  | 99999 | 5 | Commercial NAICS Cogen | IC | DFO | DFO | State-Fuel Level Increment | 34 | 7.459 | 2021
petroleum | FALSE | 99999 | N | . | State-Fuel Level Increment | State-Fuel Level Increment | 99999 | WI | ENC |  |  | 99999 | 6 | Industrial NAICS Non-Cogen | IC | DFO | DFO | State-Fuel Level Increment | 0 | 0 | 2021
petroleum | TRUE | 99999 | N | . | State-Fuel Level Increment | State-Fuel Level Increment | 99999 | KS | WNC |  |  | 99999 | 1 | Electric Utility | IC | DFO | DFO | State-Fuel Level Increment | 0 | 0 | 2021
petroleum | TRUE | 99999 | N | . | State-Fuel Level Increment | State-Fuel Level Increment | 99999 | TX | WSC |  |  | 99999 | 2 | NAICS-22 Non-Cogen | IC | DFO | DFO | State-Fuel Level Increment | 0 | 0 | 2021
petroleum | FALSE | 99999 | N | . | State-Fuel Level Increment | State-Fuel Level Increment | 99999 | PA | MAT |  |  | 99999 | 4 | Commercial NAICS Non-Cogen | IC | DFO | DFO | State-Fuel Level Increment | 0 | 0 | 2021
petroleum | FALSE | 99999 | N | . | State-Fuel Level Increment | State-Fuel Level Increment | 99999 | NY | MAT |  |  | 99999 | 4 | Commercial NAICS Non-Cogen | IC | DFO | DFO | State-Fuel Level Increment | 72 | 9.035 | 2021
petroleum | FALSE | 99999 | N | . | State-Fuel Level Increment | State-Fuel Level Increment | 99999 | NJ | MAT |  |  | 99999 | 4 | Commercial NAICS Non-Cogen | IC | DFO | DFO | State-Fuel Level Increment | 0 | 0 | 2021
petroleum | TRUE | 99999 | N | . | State-Fuel Level Increment | State-Fuel Level Increment | 99999 | ND | WNC |  |  | 99999 | 1 | Electric Utility | IC | DFO | DFO | State-Fuel Level Increment | 144 | 11.467 | 2021
petroleum | TRUE | 99999 | N | . | State-Fuel Level Increment | State-Fuel Level Increment | 99999 | MO | WNC |  |  | 99999 | 1 | Electric Utility | IC | DFO | DFO | State-Fuel Level Increment | 0 | 0 | 2021
petroleum | TRUE | 99999 | N | . | State-Fuel Level Increment | State-Fuel Level Increment | 99999 | IN | ENC |  |  | 99999 | 1 | Electric Utility | IC | DFO | DFO | State-Fuel Level Increment | 564 | 61.243 | 2021
petroleum | FALSE | 99999 | N | . | State-Fuel Level Increment | State-Fuel Level Increment | 99999 | GA | SAT |  |  | 99999 | 4 | Commercial NAICS Non-Cogen | IC | DFO | DFO | State-Fuel Level Increment | 1056 | 86.895 | 2021
petroleum | FALSE | 99999 | N | . | State-Fuel Level Increment | State-Fuel Level Increment | 99999 | CA | PACC |  |  | 99999 | 6 | Industrial NAICS Non-Cogen | IC | DFO | DFO | State-Fuel Level Increment | 0 | 0 | 2021
biomass | TRUE | 99999 | N | . | State-Fuel Level Increment | State-Fuel Level Increment | 99999 | MI | ENC |  |  | 99999 | 2 | NAICS-22 Non-Cogen | IC | LFG | MLG | State-Fuel Level Increment | 538210 | 43680.844 | 2021
biomass | TRUE | 99999 | Y | . | State-Fuel Level Increment | State-Fuel Level Increment | 99999 | CA | PACC |  |  | 99999 | 3 | NAICS-22 Cogen | IC | LFG | MLG | State-Fuel Level Increment | 89236 | 20543.294 | 2021
biomass | TRUE | 99999 | N | . | State-Fuel Level Increment | State-Fuel Level Increment | 99999 | TN | ESC |  |  | 99999 | 2 | NAICS-22 Non-Cogen | IC | LFG | MLG | State-Fuel Level Increment | 0 | 0 | 2021
biomass | TRUE | 99999 | N | . | State-Fuel Level Increment | State-Fuel Level Increment | 99999 | NJ | MAT |  |  | 99999 | 2 | NAICS-22 Non-Cogen | IC | LFG | MLG | State-Fuel Level Increment | 90668 | 8679.325 | 2021
biomass | FALSE | 99999 | N | . | State-Fuel Level Increment | State-Fuel Level Increment | 99999 | MD | SAT |  |  | 99999 | 4 | Commercial NAICS Non-Cogen | IC | LFG | MLG | State-Fuel Level Increment | 0 | 0 | 2021
natural gas peaker | FALSE | 99999 | N | . | State-Fuel Level Increment | State-Fuel Level Increment | 99999 | NY | MAT |  |  | 99999 | 4 | Commercial NAICS Non-Cogen | IC | NG | NG | State-Fuel Level Increment | 0 | 0 | 2021
natural gas peaker | FALSE | 99999 | Y | . | State-Fuel Level Increment | State-Fuel Level Increment | 99999 | TX | WSC |  |  | 99999 | 5 | Commercial NAICS Cogen | IC | NG | NG | State-Fuel Level Increment | 0 | 0 | 2021
natural gas peaker | TRUE | 99999 | Y | . | State-Fuel Level Increment | State-Fuel Level Increment | 99999 | NY | MAT |  |  | 99999 | 3 | NAICS-22 Cogen | IC | NG | NG | State-Fuel Level Increment | 77042 | 10178.881 | 2021
natural gas peaker | FALSE | 99999 | Y | . | State-Fuel Level Increment | State-Fuel Level Increment | 99999 | CA | PACC |  |  | 99999 | 7 | Industrial NAICS Cogen | IC | NG | NG | State-Fuel Level Increment | 22164 | 2763.572 | 2021
natural gas peaker | FALSE | 99999 | Y | . | State-Fuel Level Increment | State-Fuel Level Increment | 99999 | CA | PACC |  |  | 99999 | 5 | Commercial NAICS Cogen | IC | NG | NG | State-Fuel Level Increment | 0 | 0 | 2021
natural gas peaker | TRUE | 99999 | Y | . | State-Fuel Level Increment | State-Fuel Level Increment | 99999 | AZ | MTN |  |  | 99999 | 1 | Electric Utility | IC | NG | NG | State-Fuel Level Increment | 339201 | 31427.449 | 2021
natural gas peaker | TRUE | 99999 | N | . | State-Fuel Level Increment | State-Fuel Level Increment | 99999 | UT | MTN |  |  | 99999 | 1 | Electric Utility | IC | NG | NG | State-Fuel Level Increment | 44986 | 5272.385 | 2021
natural gas peaker | TRUE | 99999 | N | . | State-Fuel Level Increment | State-Fuel Level Increment | 99999 | MO | WNC |  |  | 99999 | 1 | Electric Utility | IC | NG | NG | State-Fuel Level Increment | 0 | 0 | 2021
natural gas peaker | TRUE | 99999 | N | . | State-Fuel Level Increment | State-Fuel Level Increment | 99999 | LA | WSC |  |  | 99999 | 1 | Electric Utility | IC | NG | NG | State-Fuel Level Increment | 0 | 0 | 2021
natural gas peaker | TRUE | 99999 | N | . | State-Fuel Level Increment | State-Fuel Level Increment | 99999 | KS | WNC |  |  | 99999 | 1 | Electric Utility | IC | NG | NG | State-Fuel Level Increment | 0 | 0 | 2021
petroleum | FALSE | 99999 | Y | . | State-Fuel Level Increment | State-Fuel Level Increment | 99999 | NY | MAT |  |  | 99999 | 5 | Commercial NAICS Cogen | IC | RFO | RFO | State-Fuel Level Increment | 0 | 0 | 2021
other | FALSE | 99999 | N | . | State-Fuel Level Increment | State-Fuel Level Increment | 99999 | IN | ENC |  |  | 99999 | 6 | Industrial NAICS Non-Cogen | OT | BFG | OOG | State-Fuel Level Increment | 0 | 0 | 2021
solar pv | TRUE | 99999 | N | . | State-Fuel Level Increment | State-Fuel Level Increment | 99999 | CO | MTN |  |  | 99999 | 2 | NAICS-22 Non-Cogen | PV | SUN | SUN | State-Fuel Level Increment | 32300 | 3652.442 | 2021
solar pv | TRUE | 99999 | N | . | State-Fuel Level Increment | State-Fuel Level Increment | 99999 | IL | ENC |  |  | 99999 | 2 | NAICS-22 Non-Cogen | PV | SUN | SUN | State-Fuel Level Increment | 119950 | 13563.548 | 2021
solar pv | TRUE | 99999 | N | . | State-Fuel Level Increment | State-Fuel Level Increment | 99999 | MN | WNC |  |  | 99999 | 2 | NAICS-22 Non-Cogen | PV | SUN | SUN | State-Fuel Level Increment | 112290 | 12696.882 | 2021
solar pv | TRUE | 99999 | N | . | State-Fuel Level Increment | State-Fuel Level Increment | 99999 | RI | NEW |  |  | 99999 | 2 | NAICS-22 Non-Cogen | PV | SUN | SUN | State-Fuel Level Increment | 22460 | 2539.376 | 2021
solar pv | TRUE | 99999 | N | . | State-Fuel Level Increment | State-Fuel Level Increment | 99999 | VA | SAT |  |  | 99999 | 2 | NAICS-22 Non-Cogen | PV | SUN | SUN | State-Fuel Level Increment | 141692 | 16021.203 | 2021
solar pv | TRUE | 99999 | N | . | State-Fuel Level Increment | State-Fuel Level Increment | 99999 | TX | WSC |  |  | 99999 | 2 | NAICS-22 Non-Cogen | PV | SUN | SUN | State-Fuel Level Increment | 283757 | 32084.746 | 2021
solar pv | FALSE | 99999 | N | . | State-Fuel Level Increment | State-Fuel Level Increment | 99999 | OH | ENC |  |  | 99999 | 4 | Commercial NAICS Non-Cogen | PV | SUN | SUN | State-Fuel Level Increment | 37429 | 4232.297 | 2021
solar pv | TRUE | 99999 | N | . | State-Fuel Level Increment | State-Fuel Level Increment | 99999 | OH | ENC |  |  | 99999 | 2 | NAICS-22 Non-Cogen | PV | SUN | SUN | State-Fuel Level Increment | 66385 | 7506.16 | 2021
solar pv | TRUE | 99999 | N | . | State-Fuel Level Increment | State-Fuel Level Increment | 99999 | NY | MAT |  |  | 99999 | 2 | NAICS-22 Non-Cogen | PV | SUN | SUN | State-Fuel Level Increment | 855400 | 96723.029 | 2021
solar pv | TRUE | 99999 | N | . | State-Fuel Level Increment | State-Fuel Level Increment | 99999 | NM | MTN |  |  | 99999 | 2 | NAICS-22 Non-Cogen | PV | SUN | SUN | State-Fuel Level Increment | 32762 | 3704.412 | 2021
solar pv | TRUE | 99999 | N | . | State-Fuel Level Increment | State-Fuel Level Increment | 99999 | NJ | MAT |  |  | 99999 | 2 | NAICS-22 Non-Cogen | PV | SUN | SUN | State-Fuel Level Increment | 29309 | 3313.922 | 2021
solar pv | TRUE | 99999 | N | . | State-Fuel Level Increment | State-Fuel Level Increment | 99999 | NC | SAT |  |  | 99999 | 2 | NAICS-22 Non-Cogen | PV | SUN | SUN | State-Fuel Level Increment | 1399874 | 158287.85 | 2021
solar pv | TRUE | 99999 | N | . | State-Fuel Level Increment | State-Fuel Level Increment | 99999 | MI | ENC |  |  | 99999 | 2 | NAICS-22 Non-Cogen | PV | SUN | SUN | State-Fuel Level Increment | 20585 | 2327.761 | 2021
solar pv | TRUE | 99999 | N | . | State-Fuel Level Increment | State-Fuel Level Increment | 99999 | MA | NEW |  |  | 99999 | 2 | NAICS-22 Non-Cogen | PV | SUN | SUN | State-Fuel Level Increment | 423895 | 47930.89 | 2021
solar pv | TRUE | 99999 | N | . | State-Fuel Level Increment | State-Fuel Level Increment | 99999 | KY | ESC |  |  | 99999 | 1 | Electric Utility | PV | SUN | SUN | State-Fuel Level Increment | 31815 | 3597.45 | 2021
solar pv | TRUE | 99999 | N | . | State-Fuel Level Increment | State-Fuel Level Increment | 99999 | HI | PACN |  |  | 99999 | 2 | NAICS-22 Non-Cogen | PV | SUN | SUN | State-Fuel Level Increment | 10970 | 1240.33 | 2021
solar pv | TRUE | 99999 | N | . | State-Fuel Level Increment | State-Fuel Level Increment | 99999 | GA | SAT |  |  | 99999 | 2 | NAICS-22 Non-Cogen | PV | SUN | SUN | State-Fuel Level Increment | 5886 | 665.512 | 2021
solar pv | TRUE | 99999 | N | . | State-Fuel Level Increment | State-Fuel Level Increment | 99999 | FL | SAT |  |  | 99999 | 1 | Electric Utility | PV | SUN | SUN | State-Fuel Level Increment | 128994 | 14585.432 | 2021
solar pv | TRUE | 99999 | N | . | State-Fuel Level Increment | State-Fuel Level Increment | 99999 | CO | MTN |  |  | 99999 | 1 | Electric Utility | PV | SUN | SUN | State-Fuel Level Increment | 19855 | 2245.045 | 2021
solar pv | FALSE | 99999 | N | . | State-Fuel Level Increment | State-Fuel Level Increment | 99999 | CA | PACC |  |  | 99999 | 6 | Industrial NAICS Non-Cogen | PV | SUN | SUN | State-Fuel Level Increment | 37047 | 4189.023 | 2021
solar pv | FALSE | 99999 | N | . | State-Fuel Level Increment | State-Fuel Level Increment | 99999 | CA | PACC |  |  | 99999 | 4 | Commercial NAICS Non-Cogen | PV | SUN | SUN | State-Fuel Level Increment | 13444 | 1519.978 | 2021
solar pv | TRUE | 99999 | N | . | State-Fuel Level Increment | State-Fuel Level Increment | 99999 | CA | PACC |  |  | 99999 | 2 | NAICS-22 Non-Cogen | PV | SUN | SUN | State-Fuel Level Increment | 50451 | 5704.492 | 2021
hard coal | TRUE | 99999 | N | . | State-Fuel Level Increment | State-Fuel Level Increment | 99999 | VA | SAT |  |  | 99999 | 1 | Electric Utility | ST | BIT | COL | State-Fuel Level Increment | 671071 | 232983.89 | 2021
hard coal | TRUE | 99999 | Y | . | State-Fuel Level Increment | State-Fuel Level Increment | 99999 | WI | ENC |  |  | 99999 | 1 | Electric Utility | ST | BIT | COL | State-Fuel Level Increment | 0 | 0 | 2021
hard coal | FALSE | 99999 | Y | . | State-Fuel Level Increment | State-Fuel Level Increment | 99999 | SC | SAT |  |  | 99999 | 7 | Industrial NAICS Cogen | ST | BIT | COL | State-Fuel Level Increment | 0 | 0 | 2021
hard coal | TRUE | 99999 | Y | . | State-Fuel Level Increment | State-Fuel Level Increment | 99999 | AZ | MTN |  |  | 99999 | 1 | Electric Utility | ST | BIT | COL | State-Fuel Level Increment | 0 | 0 | 2021
hard coal | TRUE | 99999 | N | . | State-Fuel Level Increment | State-Fuel Level Increment | 99999 | MD | SAT |  |  | 99999 | 2 | NAICS-22 Non-Cogen | ST | BIT | COL | State-Fuel Level Increment | 0 | 0 | 2021
biomass | FALSE | 99999 | Y | . | State-Fuel Level Increment | State-Fuel Level Increment | 99999 | SC | SAT |  |  | 99999 | 7 | Industrial NAICS Cogen | ST | BLQ | WWW | State-Fuel Level Increment | 284042 | 51963.024 | 2021
biomass | FALSE | 99999 | Y | . | State-Fuel Level Increment | State-Fuel Level Increment | 99999 | LA | WSC |  |  | 99999 | 7 | Industrial NAICS Cogen | ST | BLQ | WWW | State-Fuel Level Increment | 1242494 | 265770.03 | 2021
petroleum | TRUE | 99999 | N | . | State-Fuel Level Increment | State-Fuel Level Increment | 99999 | VA | SAT |  |  | 99999 | 1 | Electric Utility | ST | DFO | DFO | State-Fuel Level Increment | 22266 | 1772.446 | 2021
petroleum | FALSE | 99999 | Y | . | State-Fuel Level Increment | State-Fuel Level Increment | 99999 | TX | WSC |  |  | 99999 | 5 | Commercial NAICS Cogen | ST | DFO | DFO | State-Fuel Level Increment | 0 | 0 | 2021
petroleum | FALSE | 99999 | Y | . | State-Fuel Level Increment | State-Fuel Level Increment | 99999 | SC | SAT |  |  | 99999 | 7 | Industrial NAICS Cogen | ST | DFO | DFO | State-Fuel Level Increment | 0 | 0 | 2021
petroleum | TRUE | 99999 | Y | . | State-Fuel Level Increment | State-Fuel Level Increment | 99999 | MD | SAT |  |  | 99999 | 3 | NAICS-22 Cogen | ST | DFO | DFO | State-Fuel Level Increment | 0 | 0 | 2021
petroleum | FALSE | 99999 | Y | . | State-Fuel Level Increment | State-Fuel Level Increment | 99999 | CT | NEW |  |  | 99999 | 7 | Industrial NAICS Cogen | ST | DFO | DFO | State-Fuel Level Increment | 0 | 0 | 2021
petroleum | TRUE | 99999 | N | . | State-Fuel Level Increment | State-Fuel Level Increment | 99999 | MO | WNC |  |  | 99999 | 1 | Electric Utility | ST | DFO | DFO | State-Fuel Level Increment | 0 | 0 | 2021
petroleum | TRUE | 99999 | N | . | State-Fuel Level Increment | State-Fuel Level Increment | 99999 | MI | ENC |  |  | 99999 | 1 | Electric Utility | ST | DFO | DFO | State-Fuel Level Increment | 0 | 0 | 2021
petroleum | FALSE | 99999 | N | . | State-Fuel Level Increment | State-Fuel Level Increment | 99999 | ME | NEW |  |  | 99999 | 4 | Commercial NAICS Non-Cogen | ST | DFO | DFO | State-Fuel Level Increment | 6336 | 348.62 | 2021
petroleum | TRUE | 99999 | N | . | State-Fuel Level Increment | State-Fuel Level Increment | 99999 | LA | WSC |  |  | 99999 | 1 | Electric Utility | ST | DFO | DFO | State-Fuel Level Increment | 0 | 0 | 2021
petroleum | TRUE | 99999 | N | . | State-Fuel Level Increment | State-Fuel Level Increment | 99999 | IA | WNC |  |  | 99999 | 2 | NAICS-22 Non-Cogen | ST | DFO | DFO | State-Fuel Level Increment | 0 | 0 | 2021
petroleum | TRUE | 99999 | N | . | State-Fuel Level Increment | State-Fuel Level Increment | 99999 | CO | MTN |  |  | 99999 | 1 | Electric Utility | ST | DFO | DFO | State-Fuel Level Increment | 0 | 0 | 2021
petroleum | TRUE | 99999 | N | . | State-Fuel Level Increment | State-Fuel Level Increment | 99999 | AZ | MTN |  |  | 99999 | 1 | Electric Utility | ST | DFO | DFO | State-Fuel Level Increment | 0 | 0 | 2021
biomass | TRUE | 99999 | Y | . | State-Fuel Level Increment | State-Fuel Level Increment | 99999 | AZ | MTN |  |  | 99999 | 1 | Electric Utility | ST | LFG | MLG | State-Fuel Level Increment | 0 | 0 | 2021
municipal solid waste | FALSE | 99999 | N | . | State-Fuel Level Increment | State-Fuel Level Increment | 99999 | ME | NEW |  |  | 99999 | 4 | Commercial NAICS Non-Cogen | ST | MSB | MLG | State-Fuel Level Increment | 0 | 3222.361 | 2021
municipal solid waste | FALSE | 99999 | N | . | State-Fuel Level Increment | State-Fuel Level Increment | 99999 | ME | NEW |  |  | 99999 | 4 | Commercial NAICS Non-Cogen | ST | MSN | OTH | State-Fuel Level Increment | 0 | 3633.026 | 2021
natural gas steam turbine | TRUE | 99999 | N | . | State-Fuel Level Increment | State-Fuel Level Increment | 99999 | LA | WSC |  |  | 99999 | 1 | Electric Utility | ST | NG | NG | State-Fuel Level Increment | 3515752 | 350760.71 | 2021
natural gas steam turbine | TRUE | 99999 | N | . | State-Fuel Level Increment | State-Fuel Level Increment | 99999 | TX | WSC |  |  | 99999 | 2 | NAICS-22 Non-Cogen | ST | NG | NG | State-Fuel Level Increment | 0 | 0 | 2021
natural gas steam turbine | FALSE | 99999 | Y | . | State-Fuel Level Increment | State-Fuel Level Increment | 99999 | NY | MAT |  |  | 99999 | 5 | Commercial NAICS Cogen | ST | NG | NG | State-Fuel Level Increment | 0 | 0 | 2021
natural gas steam turbine | FALSE | 99999 | Y | . | State-Fuel Level Increment | State-Fuel Level Increment | 99999 | UT | MTN |  |  | 99999 | 5 | Commercial NAICS Cogen | ST | NG | NG | State-Fuel Level Increment | 0 | 0 | 2021
natural gas steam turbine | TRUE | 99999 | Y | . | State-Fuel Level Increment | State-Fuel Level Increment | 99999 | WI | ENC |  |  | 99999 | 1 | Electric Utility | ST | NG | NG | State-Fuel Level Increment | 301448 | 33936.75 | 2021
natural gas steam turbine | FALSE | 99999 | Y | . | State-Fuel Level Increment | State-Fuel Level Increment | 99999 | TX | WSC |  |  | 99999 | 5 | Commercial NAICS Cogen | ST | NG | NG | State-Fuel Level Increment | 0 | 0 | 2021
natural gas steam turbine | FALSE | 99999 | Y | . | State-Fuel Level Increment | State-Fuel Level Increment | 99999 | SC | SAT |  |  | 99999 | 7 | Industrial NAICS Cogen | ST | NG | NG | State-Fuel Level Increment | 62545 | 11442.099 | 2021
natural gas steam turbine | FALSE | 99999 | Y | . | State-Fuel Level Increment | State-Fuel Level Increment | 99999 | RI | NEW |  |  | 99999 | 5 | Commercial NAICS Cogen | ST | NG | NG | State-Fuel Level Increment | 28387 | 5245.437 | 2021
natural gas steam turbine | FALSE | 99999 | Y | . | State-Fuel Level Increment | State-Fuel Level Increment | 99999 | MI | ENC |  |  | 99999 | 7 | Industrial NAICS Cogen | ST | NG | NG | State-Fuel Level Increment | 60276 | 11823.918 | 2021
natural gas steam turbine | TRUE | 99999 | Y | . | State-Fuel Level Increment | State-Fuel Level Increment | 99999 | MD | SAT |  |  | 99999 | 3 | NAICS-22 Cogen | ST | NG | NG | State-Fuel Level Increment | 0 | 0 | 2021
natural gas steam turbine | FALSE | 99999 | Y | . | State-Fuel Level Increment | State-Fuel Level Increment | 99999 | LA | WSC |  |  | 99999 | 7 | Industrial NAICS Cogen | ST | NG | NG | State-Fuel Level Increment | 361251 | 77271.827 | 2021
natural gas steam turbine | FALSE | 99999 | Y | . | State-Fuel Level Increment | State-Fuel Level Increment | 99999 | CT | NEW |  |  | 99999 | 7 | Industrial NAICS Cogen | ST | NG | NG | State-Fuel Level Increment | 0 | 0 | 2021
natural gas steam turbine | FALSE | 99999 | Y | . | State-Fuel Level Increment | State-Fuel Level Increment | 99999 | CA | PACC |  |  | 99999 | 7 | Industrial NAICS Cogen | ST | NG | NG | State-Fuel Level Increment | 0 | 0 | 2021
natural gas steam turbine | TRUE | 99999 | Y | . | State-Fuel Level Increment | State-Fuel Level Increment | 99999 | CA | PACC |  |  | 99999 | 1 | Electric Utility | ST | NG | NG | State-Fuel Level Increment | 0 | 0 | 2021
natural gas steam turbine | TRUE | 99999 | Y | . | State-Fuel Level Increment | State-Fuel Level Increment | 99999 | AZ | MTN |  |  | 99999 | 1 | Electric Utility | ST | NG | NG | State-Fuel Level Increment | 649900 | 62911.497 | 2021
natural gas steam turbine | TRUE | 99999 | N | . | State-Fuel Level Increment | State-Fuel Level Increment | 99999 | SC | SAT |  |  | 99999 | 1 | Electric Utility | ST | NG | NG | State-Fuel Level Increment | 19371 | 1204.282 | 2021
natural gas steam turbine | TRUE | 99999 | N | . | State-Fuel Level Increment | State-Fuel Level Increment | 99999 | MS | ESC |  |  | 99999 | 1 | Electric Utility | ST | NG | NG | State-Fuel Level Increment | 0 | 0 | 2021
natural gas steam turbine | TRUE | 99999 | N | . | State-Fuel Level Increment | State-Fuel Level Increment | 99999 | MI | ENC |  |  | 99999 | 2 | NAICS-22 Non-Cogen | ST | NG | NG | State-Fuel Level Increment | 7977 | 725.573 | 2021
natural gas steam turbine | FALSE | 99999 | N | . | State-Fuel Level Increment | State-Fuel Level Increment | 99999 | IN | ENC |  |  | 99999 | 6 | Industrial NAICS Non-Cogen | ST | NG | NG | State-Fuel Level Increment | 0 | 0 | 2021
natural gas steam turbine | TRUE | 99999 | N | . | State-Fuel Level Increment | State-Fuel Level Increment | 99999 | CO | MTN |  |  | 99999 | 1 | Electric Utility | ST | NG | NG | State-Fuel Level Increment | 0 | 0 | 2021
biomass | TRUE | 99999 | N | . | State-Fuel Level Increment | State-Fuel Level Increment | 99999 | TX | WSC |  |  | 99999 | 1 | Electric Utility | ST | OBS | ORW | State-Fuel Level Increment | 0 | 0 | 2021
petroleum | TRUE | 99999 | N | . | State-Fuel Level Increment | State-Fuel Level Increment | 99999 | PA | MAT |  |  | 99999 | 2 | NAICS-22 Non-Cogen | ST | PC | PC | State-Fuel Level Increment | 0 | 0 | 2021
other | FALSE | 99999 | N | . | State-Fuel Level Increment | State-Fuel Level Increment | 99999 | IN | ENC |  |  | 99999 | 6 | Industrial NAICS Non-Cogen | ST | PUR | OTH | State-Fuel Level Increment | 0 | 0 | 2021
petroleum | FALSE | 99999 | Y | . | State-Fuel Level Increment | State-Fuel Level Increment | 99999 | SC | SAT |  |  | 99999 | 7 | Industrial NAICS Cogen | ST | RFO | RFO | State-Fuel Level Increment | 0 | 0 | 2021
petroleum | FALSE | 99999 | Y | . | State-Fuel Level Increment | State-Fuel Level Increment | 99999 | RI | NEW |  |  | 99999 | 5 | Commercial NAICS Cogen | ST | RFO | RFO | State-Fuel Level Increment | 1642 | 303.415 | 2021
petroleum | FALSE | 99999 | Y | . | State-Fuel Level Increment | State-Fuel Level Increment | 99999 | MI | ENC |  |  | 99999 | 7 | Industrial NAICS Cogen | ST | RFO | RFO | State-Fuel Level Increment | 0 | 0 | 2021
petroleum | TRUE | 99999 | Y | . | State-Fuel Level Increment | State-Fuel Level Increment | 99999 | AZ | MTN |  |  | 99999 | 1 | Electric Utility | ST | RFO | RFO | State-Fuel Level Increment | 0 | 0 | 2021
hard coal | FALSE | 99999 | Y | . | State-Fuel Level Increment | State-Fuel Level Increment | 99999 | MN | WNC |  |  | 99999 | 7 | Industrial NAICS Cogen | ST | SUB | COL | State-Fuel Level Increment | 148718 | 25367.481 | 2021
hard coal | TRUE | 99999 | Y | . | State-Fuel Level Increment | State-Fuel Level Increment | 99999 | AZ | MTN |  |  | 99999 | 1 | Electric Utility | ST | SUB | COL | State-Fuel Level Increment | 0 | 0 | 2021
other | FALSE | 99999 | Y | . | State-Fuel Level Increment | State-Fuel Level Increment | 99999 | SC | SAT |  |  | 99999 | 7 | Industrial NAICS Cogen | ST | TDF | OTH | State-Fuel Level Increment | 0 | 0 | 2021
other | TRUE | 99999 | N | . | State-Fuel Level Increment | State-Fuel Level Increment | 99999 | PA | MAT |  |  | 99999 | 2 | NAICS-22 Non-Cogen | ST | TDF | OTH | State-Fuel Level Increment | 20825 | 2090.32 | 2021
other | TRUE | 99999 | N | . | State-Fuel Level Increment | State-Fuel Level Increment | 99999 | MI | ENC |  |  | 99999 | 2 | NAICS-22 Non-Cogen | ST | TDF | OTH | State-Fuel Level Increment | 267452 | 24289.206 | 2021
hard coal | TRUE | 99999 | N | . | State-Fuel Level Increment | State-Fuel Level Increment | 99999 | PA | MAT |  |  | 99999 | 2 | NAICS-22 Non-Cogen | ST | WC | WOC | State-Fuel Level Increment | 529521 | 49360.864 | 2021
biomass | TRUE | 99999 | N | . | State-Fuel Level Increment | State-Fuel Level Increment | 99999 | PA | MAT |  |  | 99999 | 2 | NAICS-22 Non-Cogen | ST | WDS | WWW | State-Fuel Level Increment | 558 | 223.08 | 2021
biomass | FALSE | 99999 | Y | . | State-Fuel Level Increment | State-Fuel Level Increment | 99999 | SC | SAT |  |  | 99999 | 7 | Industrial NAICS Cogen | ST | WDS | WWW | State-Fuel Level Increment | 0 | 0 | 2021
biomass | FALSE | 99999 | Y | . | State-Fuel Level Increment | State-Fuel Level Increment | 99999 | LA | WSC |  |  | 99999 | 7 | Industrial NAICS Cogen | ST | WDS | WWW | State-Fuel Level Increment | 822162 | 175860.56 | 2021
biomass | TRUE | 99999 | Y | . | State-Fuel Level Increment | State-Fuel Level Increment | 99999 | ID | MTN |  |  | 99999 | 3 | NAICS-22 Cogen | ST | WDS | WWW | State-Fuel Level Increment | 10268 | 2072.592 | 2021
biomass | TRUE | 99999 | N | . | State-Fuel Level Increment | State-Fuel Level Increment | 99999 | TX | WSC |  |  | 99999 | 1 | Electric Utility | ST | WDS | WWW | State-Fuel Level Increment | 171151 | 11918.13 | 2021
biomass | TRUE | 99999 | N | . | State-Fuel Level Increment | State-Fuel Level Increment | 99999 | MI | ENC |  |  | 99999 | 2 | NAICS-22 Non-Cogen | ST | WDS | WWW | State-Fuel Level Increment | 1287188 | 115785.36 | 2021
biomass | FALSE | 99999 | N | . | State-Fuel Level Increment | State-Fuel Level Increment | 99999 | ME | NEW |  |  | 99999 | 4 | Commercial NAICS Non-Cogen | ST | WDS | WWW | State-Fuel Level Increment | 0 | 0 | 2021
petroleum | FALSE | 99999 | Y | . | State-Fuel Level Increment | State-Fuel Level Increment | 99999 | SC | SAT |  |  | 99999 | 7 | Industrial NAICS Cogen | ST | WO | WOO | State-Fuel Level Increment | 1973 | 361.011 | 2021
petroleum | TRUE | 99999 | N | . | State-Fuel Level Increment | State-Fuel Level Increment | 99999 | PA | MAT |  |  | 99999 | 2 | NAICS-22 Non-Cogen | ST | WO | WOO | State-Fuel Level Increment | 1692 | 151.922 | 2021
onshore wind | TRUE | 99999 | N | . | State-Fuel Level Increment | State-Fuel Level Increment | 99999 | KS | WNC |  |  | 99999 | 2 | NAICS-22 Non-Cogen | WT | WND | WND | State-Fuel Level Increment | 509800 | 57643.626 | 2021
onshore wind | TRUE | 99999 | N | . | State-Fuel Level Increment | State-Fuel Level Increment | 99999 | IN | ENC |  |  | 99999 | 2 | NAICS-22 Non-Cogen | WT | WND | WND | State-Fuel Level Increment | 336674 | 38068.027 | 2021

## 923 2022
U.S. Department of Energy, The Energy Information Administration (EIA)
EIA-923 Monthly Generation and Fuel Consumption Time Series File, 2022 Final Data
Sources: EIA-923 and EIA-860 Reports
|  | TRUE | TRUE | TRUE | TRUE | TRUE | TRUE | TRUE | TRUE | TRUE | TRUE | TRUE | TRUE | TRUE | TRUE | TRUE | TRUE | TRUE | TRUE | TRUE | TRUE
Model Energy Source | Include? | Plant Id | Combined Heat And Power Plant | Nuclear Unit Id | Plant Name | Operator Name | Operator Id | Plant State | Census Region | NERC Region | Reserved | NAICS Code | EIA Sector Number | Sector Name | Reported Prime Mover | Reported Fuel Type Code | AER Fuel Type Code | Balancing Authority Code | Elec Fuel Consumption MMBtu | Net Generation (Megawatthours) | YEAR
petroleum | TRUE | 1 | N | . | Sand Point | TDX Sand Point Generating, LLC | 63560 | AK | PACN |  |  | 22 | 1 | Electric Utility | IC | DFO | DFO |  | 31026 | 2903 | 2022
onshore wind | TRUE | 1 | N | . | Sand Point | TDX Sand Point Generating, LLC | 63560 | AK | PACN |  |  | 22 | 1 | Electric Utility | WT | WND | WND |  | 2412 | 707 | 2022
hydro | TRUE | 2 | N | . | Bankhead Dam | Alabama Power Co | 195 | AL | ESC | SERC |  | 22 | 1 | Electric Utility | HY | WAT | HYC | SOCO | 596772 | 174904 | 2022
natural gas combined cycle | TRUE | 3 | N | . | Barry | Alabama Power Co | 195 | AL | ESC | SERC |  | 22 | 1 | Electric Utility | CA | NG | NG | SOCO | 805220 | 2817683 | 2022
natural gas combined cycle | TRUE | 3 | N | . | Barry | Alabama Power Co | 195 | AL | ESC | SERC |  | 22 | 1 | Electric Utility | CT | NG | NG | SOCO | 56641702 | 5336143 | 2022
hard coal | TRUE | 3 | N | . | Barry | Alabama Power Co | 195 | AL | ESC | SERC |  | 22 | 1 | Electric Utility | ST | BIT | COL | SOCO | 33612334 | 3314500.9 | 2022
natural gas steam turbine | TRUE | 3 | N | . | Barry | Alabama Power Co | 195 | AL | ESC | SERC |  | 22 | 1 | Electric Utility | ST | NG | NG | SOCO | 4423555 | 426092.14 | 2022
hard coal | TRUE | 3 | N | . | Barry | Alabama Power Co | 195 | AL | ESC | SERC |  | 22 | 1 | Electric Utility | ST | SUB | COL | SOCO | 0 | 0 | 2022
hydro | TRUE | 4 | N | . | Walter Bouldin Dam | Alabama Power Co | 195 | AL | ESC | SERC |  | 22 | 1 | Electric Utility | HY | WAT | HYC | SOCO | 1739195 | 509729 | 2022
natural gas steam turbine | TRUE | 7 | Y | . | Gadsden | Alabama Power Co | 195 | AL | ESC | SERC |  | 22 | 1 | Electric Utility | ST | NG | NG | SOCO | 15995 | -3822 | 2022
petroleum | TRUE | 9 | N | . | Copper | El Paso Electric Co | 5701 | TX | WSC | WECC |  | 22 | 1 | Electric Utility | GT | DFO | DFO | EPE | 0 | 0 | 2022
natural gas peaker | TRUE | 9 | N | . | Copper | El Paso Electric Co | 5701 | TX | WSC | WECC |  | 22 | 1 | Electric Utility | GT | NG | NG | EPE | 918953 | 47291 | 2022
petroleum | TRUE | 10 | N | . | Greene County | Alabama Power Co | 195 | AL | ESC | SERC |  | 22 | 1 | Electric Utility | GT | DFO | DFO | SOCO | 207731 | 15458.013 | 2022
natural gas peaker | TRUE | 10 | N | . | Greene County | Alabama Power Co | 195 | AL | ESC | SERC |  | 22 | 1 | Electric Utility | GT | NG | NG | SOCO | 1017338 | 74349.987 | 2022
natural gas steam turbine | TRUE | 10 | N | . | Greene County | Alabama Power Co | 195 | AL | ESC | SERC |  | 22 | 1 | Electric Utility | ST | NG | NG | SOCO | 12539353 | 1148412 | 2022
hydro | TRUE | 11 | N | . | H Neely Henry Dam | Alabama Power Co | 195 | AL | ESC | SERC |  | 22 | 1 | Electric Utility | HY | WAT | HYC | SOCO | 814971 | 238854 | 2022
hydro | TRUE | 12 | N | . | Holt Dam | Alabama Power Co | 195 | AL | ESC | SERC |  | 22 | 1 | Electric Utility | HY | WAT | HYC | SOCO | 597310 | 175061 | 2022
hydro | TRUE | 13 | N | . | Jordan Dam | Alabama Power Co | 195 | AL | ESC | SERC |  | 22 | 1 | Electric Utility | HY | WAT | HYC | SOCO | 1505628 | 441274 | 2022
hydro | TRUE | 14 | N | . | Logan Martin Dam | Alabama Power Co | 195 | AL | ESC | SERC |  | 22 | 1 | Electric Utility | HY | WAT | HYC | SOCO | 1408877 | 412918 | 2022
hydro | TRUE | 15 | N | . | Lay Dam | Alabama Power Co | 195 | AL | ESC | SERC |  | 22 | 1 | Electric Utility | HY | WAT | HYC | SOCO | 2051736 | 601330 | 2022
hydro | TRUE | 16 | N | . | Martin Dam | Alabama Power Co | 195 | AL | ESC | SERC |  | 22 | 1 | Electric Utility | HY | WAT | HYC | SOCO | 1223584 | 358612 | 2022
hydro | TRUE | 17 | N | . | Mitchell Dam | Alabama Power Co | 195 | AL | ESC | SERC |  | 22 | 1 | Electric Utility | HY | WAT | HYC | SOCO | 1857735 | 544471 | 2022
hydro | TRUE | 18 | N | . | Lewis Smith Dam | Alabama Power Co | 195 | AL | ESC | SERC |  | 22 | 1 | Electric Utility | HY | WAT | HYC | SOCO | 1112187 | 325963 | 2022
hydro | TRUE | 19 | N | . | Thurlow Dam | Alabama Power Co | 195 | AL | ESC | SERC |  | 22 | 1 | Electric Utility | HY | WAT | HYC | SOCO | 802998 | 235345 | 2022
hydro | TRUE | 20 | N | . | Weiss Dam | Alabama Power Co | 195 | AL | ESC | SERC |  | 22 | 1 | Electric Utility | HY | WAT | HYC | SOCO | 804767 | 235864 | 2022
hydro | TRUE | 21 | N | . | Yates Dam | Alabama Power Co | 195 | AL | ESC | SERC |  | 22 | 1 | Electric Utility | HY | WAT | HYC | SOCO | 484612 | 142032 | 2022
petroleum | TRUE | 26 | N | . | E C Gaston | Alabama Power Co | 195 | AL | ESC | SERC |  | 22 | 1 | Electric Utility | GT | DFO | DFO | SOCO | 5460 | 277 | 2022
hard coal | TRUE | 26 | N | . | E C Gaston | Alabama Power Co | 195 | AL | ESC | SERC |  | 22 | 1 | Electric Utility | ST | BIT | COL | SOCO | 19089559 | 1756576.6 | 2022
natural gas steam turbine | TRUE | 26 | N | . | E C Gaston | Alabama Power Co | 195 | AL | ESC | SERC |  | 22 | 1 | Electric Utility | ST | NG | NG | SOCO | 25592371 | 2288069.4 | 2022
petroleum | TRUE | 30 | N | . | Madelia | City of Madelia - (MN) | 29305 | MN | WNC | MRO |  | 22 | 1 | Electric Utility | IC | DFO | DFO | MISO | 712 | -173 | 2022
natural gas peaker | TRUE | 30 | N | . | Madelia | City of Madelia - (MN) | 29305 | MN | WNC | MRO |  | 22 | 1 | Electric Utility | IC | NG | NG | MISO | 0 | 0 | 2022
hydro | TRUE | 34 | N | . | Rollins | Nevada Irrigation District | 13402 | CA | PACC | WECC |  | 22 | 2 | NAICS-22 Non-Cogen | HY | WAT | HYC | CISO | 182743 | 53559 | 2022
hydro | TRUE | 38 | N | . | Millers Ferry | USCE-Mobile District | 27813 | AL | ESC | SERC |  | 22 | 1 | Electric Utility | HY | WAT | HYC | SOCO | 1075147 | 315108 | 2022
nuclear | TRUE | 46 | N | 2 | Browns Ferry | Tennessee Valley Authority | 18642 | AL | ESC | SERC |  | 22 | 1 | Electric Utility | ST | NUC | NUC | TVA | 0 | 10981475 | 2022
nuclear | TRUE | 46 | N | 3 | Browns Ferry | Tennessee Valley Authority | 18642 | AL | ESC | SERC |  | 22 | 1 | Electric Utility | ST | NUC | NUC | TVA | 0 | 8947913 | 2022
nuclear | TRUE | 46 | N | 1 | Browns Ferry | Tennessee Valley Authority | 18642 | AL | ESC | SERC |  | 22 | 1 | Electric Utility | ST | NUC | NUC | TVA | 0 | 9396073 | 2022
petroleum | TRUE | 47 | N | . | Colbert | Tennessee Valley Authority | 18642 | AL | ESC | SERC |  | 22 | 1 | Electric Utility | GT | DFO | DFO | TVA | 0 | 0 | 2022
natural gas peaker | TRUE | 47 | N | . | Colbert | Tennessee Valley Authority | 18642 | AL | ESC | SERC |  | 22 | 1 | Electric Utility | GT | NG | NG | TVA | 493276 | 15325 | 2022
hydro | TRUE | 48 | N | . | Guntersville | Tennessee Valley Authority | 18642 | AL | ESC | SERC |  | 22 | 1 | Electric Utility | HY | WAT | HYC | TVA | 1913192 | 560724 | 2022
hydro | TRUE | 49 | N | . | Wheeler Dam | Tennessee Valley Authority | 18642 | AL | ESC | SERC |  | 22 | 1 | Electric Utility | HY | WAT | HYC | TVA | 4687057 | 1373698 | 2022
lignite | TRUE | 51 | N | . | Dolet Hills | Cleco Power LLC | 3265 | LA | WSC | SERC |  | 22 | 1 | Electric Utility | ST | LIG | COL | MISO | 0 | 0 | 2022
natural gas steam turbine | TRUE | 51 | N | . | Dolet Hills | Cleco Power LLC | 3265 | LA | WSC | SERC |  | 22 | 1 | Electric Utility | ST | NG | NG | MISO | 0 | 0 | 2022
other | TRUE | 51 | N | . | Dolet Hills | Cleco Power LLC | 3265 | LA | WSC | SERC |  | 22 | 1 | Electric Utility | ST | PG | WOO | MISO | 0 | 0 | 2022
hydro | TRUE | 53 | N | . | Gantt | PowerSouth Energy Cooperative | 189 | AL | ESC | SERC |  | 22 | 1 | Electric Utility | HY | WAT | HYC | SOCO | 15545 | 4556 | 2022
petroleum | TRUE | 54 | N | . | J K Smith | East Kentucky Power Coop, Inc | 5580 | KY | ESC | SERC |  | 22 | 1 | Electric Utility | GT | DFO | DFO | PJM | 160138 | 12967.996 | 2022
natural gas peaker | TRUE | 54 | N | . | J K Smith | East Kentucky Power Coop, Inc | 5580 | KY | ESC | SERC |  | 22 | 1 | Electric Utility | GT | NG | NG | PJM | 9025616 | 697575 | 2022
hydro | TRUE | 55 | N | . | Point A | PowerSouth Energy Cooperative | 189 | AL | ESC | SERC |  | 22 | 1 | Electric Utility | HY | WAT | HYC | SOCO | 56925 | 16684 | 2022
petroleum | TRUE | 59 | N | . | Platte | City of Grand Island - (NE) | 40606 | NE | WNC | MRO |  | 22 | 1 | Electric Utility | ST | DFO | DFO | SWPP | 9839 | 877.985 | 2022
hard coal | TRUE | 59 | N | . | Platte | City of Grand Island - (NE) | 40606 | NE | WNC | MRO |  | 22 | 1 | Electric Utility | ST | SUB | COL | SWPP | 4939856 | 440131.02 | 2022
petroleum | TRUE | 60 | N | . | Whelan Energy Center | City of Hastings - (NE) | 8245 | NE | WNC | MRO |  | 22 | 1 | Electric Utility | ST | DFO | DFO | SWPP | 24718 | 2052.128 | 2022
hard coal | TRUE | 60 | N | . | Whelan Energy Center | City of Hastings - (NE) | 8245 | NE | WNC | MRO |  | 22 | 1 | Electric Utility | ST | RC | COL | SWPP | 0 | 0 | 2022
hard coal | TRUE | 60 | N | . | Whelan Energy Center | City of Hastings - (NE) | 8245 | NE | WNC | MRO |  | 22 | 1 | Electric Utility | ST | SUB | COL | SWPP | 19602997 | 1565820.9 | 2022
hydro | TRUE | 62 | N | . | Annex Creek | Alaska Electric Light & Power Co. | 213 | AK | PACN |  |  | 22 | 1 | Electric Utility | HY | WAT | HYC |  | 83646 | 24515 | 2022
hydro | TRUE | 63 | N | . | Gold Creek | Alaska Electric Light & Power Co. | 213 | AK | PACN |  |  | 22 | 1 | Electric Utility | HY | WAT | HYC |  | 23983 | 7029 | 2022
petroleum | TRUE | 63 | N | . | Gold Creek | Alaska Electric Light & Power Co. | 213 | AK | PACN |  |  | 22 | 1 | Electric Utility | IC | DFO | DFO |  | 74 | 6 | 2022
petroleum | TRUE | 64 | N | . | Lemon Creek | Alaska Electric Light & Power Co. | 213 | AK | PACN |  |  | 22 | 1 | Electric Utility | GT | DFO | DFO |  | 3921 | -139 | 2022
petroleum | TRUE | 64 | N | . | Lemon Creek | Alaska Electric Light & Power Co. | 213 | AK | PACN |  |  | 22 | 1 | Electric Utility | IC | DFO | DFO |  | 1364 | -604 | 2022
hydro | TRUE | 65 | N | . | Salmon Creek 1 | Alaska Electric Light & Power Co. | 213 | AK | PACN |  |  | 22 | 1 | Electric Utility | HY | WAT | HYC |  | 102467 | 30031 | 2022
hydro | TRUE | 66 | N | . | Skagway | Alaska Power and Telephone Co | 219 | AK | PACN |  |  | 22 | 1 | Electric Utility | HY | WAT | HYC |  | 8448 | 2476 | 2022
petroleum | TRUE | 66 | N | . | Skagway | Alaska Power and Telephone Co | 219 | AK | PACN |  |  | 22 | 1 | Electric Utility | IC | DFO | DFO |  | 13024 | 1253 | 2022
petroleum | TRUE | 69 | N | . | Haines | Alaska Power and Telephone Co | 219 | AK | PACN |  |  | 22 | 1 | Electric Utility | IC | DFO | DFO |  | 14680 | 1212 | 2022
hydro | FALSE | 70 | N | . | Swan Lake | Southeast Alaska Power Agency | 60123 | AK | PACN |  |  | 22131 | 4 | Commercial NAICS Non-Cogen | HY | WAT | HYC | NA | 258606 | 75793 | 2022
hydro | TRUE | 71 | N | . | Terror Lake Microgrid | Kodiak Electric Assn Inc | 10433 | AK | PACN |  |  | 22 | 1 | Electric Utility | HY | WAT | HYC |  | 461121 | 135147 | 2022
hydro | TRUE | 72 | N | . | Venice Hydro | Metropolitan Water District of S CA | 12397 | CA | PACC | WECC |  | 22 | 1 | Electric Utility | HY | WAT | HYC | CISO | 0 | 0 | 2022
petroleum | TRUE | 75 | N | . | Hank Nikkels Plant 1 | Chugach Electric Assn Inc | 3522 | AK | PACN |  |  | 22 | 1 | Electric Utility | GT | DFO | DFO |  | 20440 | 1543.272 | 2022
natural gas peaker | TRUE | 75 | N | . | Hank Nikkels Plant 1 | Chugach Electric Assn Inc | 3522 | AK | PACN |  |  | 22 | 1 | Electric Utility | GT | NG | NG |  | 215658 | 16282.728 | 2022
petroleum | TRUE | 75 | N | . | Hank Nikkels Plant 1 | Chugach Electric Assn Inc | 3522 | AK | PACN |  |  | 22 | 1 | Electric Utility | IC | DFO | DFO |  | 122 | 0 | 2022
hydro | TRUE | 77 | N | . | Eklutna Hydro Project | Chugach Electric Assn Inc | 3522 | AK | PACN |  |  | 22 | 1 | Electric Utility | HY | WAT | HYC |  | 569579 | 166934 | 2022
hydro | TRUE | 78 | N | . | Snettisham | Alaska Electric Light & Power Co. | 213 | AK | PACN |  |  | 22 | 1 | Electric Utility | HY | WAT | HYC |  | 982067 | 287827 | 2022
biomass | TRUE | 79 | Y | . | Aurora Energy LLC Chena | Aurora Energy LLC | 986 | AK | PACN |  |  | 22 | 3 | NAICS-22 Cogen | ST | AB | ORW |  | 0 | 0 | 2022
petroleum | TRUE | 79 | Y | . | Aurora Energy LLC Chena | Aurora Energy LLC | 986 | AK | PACN |  |  | 22 | 3 | NAICS-22 Cogen | ST | DFO | DFO |  | 0 | 0 | 2022
hard coal | TRUE | 79 | Y | . | Aurora Energy LLC Chena | Aurora Energy LLC | 986 | AK | PACN |  |  | 22 | 3 | NAICS-22 Cogen | ST | SUB | COL |  | 1896866 | 149377 | 2022
biomass | TRUE | 79 | Y | . | Aurora Energy LLC Chena | Aurora Energy LLC | 986 | AK | PACN |  |  | 22 | 3 | NAICS-22 Cogen | ST | WDS | WWW |  | 0 | 0 | 2022
hydro | TRUE | 84 | N | . | Ketchikan | Ketchikan Public Utilities | 10210 | AK | PACN |  |  | 22 | 1 | Electric Utility | HY | WAT | HYC |  | 68523 | 20083 | 2022
petroleum | TRUE | 85 | N | . | S W Bailey | Ketchikan Public Utilities | 10210 | AK | PACN |  |  | 22 | 1 | Electric Utility | IC | DFO | DFO |  | 9161 | -669 | 2022
hydro | TRUE | 88 | N | . | Ashokan | New York Power Authority | 15296 | NY | MAT | NPCC |  | 22 | 1 | Electric Utility | HY | WAT | HYC | NYIS | 36994 | 10842 | 2022
petroleum | TRUE | 90 | N | . | Snake River | Nome Joint Utility Systems | 13642 | AK | PACN |  |  | 22 | 1 | Electric Utility | IC | DFO | DFO |  | 263586 | 30698 | 2022
onshore wind | TRUE | 90 | N | . | Snake River | Nome Joint Utility Systems | 13642 | AK | PACN |  |  | 22 | 1 | Electric Utility | WT | WND | WND |  | 6684 | 1959 | 2022
hydro | TRUE | 91 | N | . | Petersburg | Petersburg Borough - (AK) | 14856 | AK | PACN |  |  | 22 | 1 | Electric Utility | HY | WAT | HYC |  | 46284 | 13565 | 2022
petroleum | TRUE | 91 | N | . | Petersburg | Petersburg Borough - (AK) | 14856 | AK | PACN |  |  | 22 | 1 | Electric Utility | IC | DFO | DFO |  | 8260 | 798 | 2022
petroleum | TRUE | 92 | N | . | Seward (AK) | City of Seward - (AK) | 16955 | AK | PACN |  |  | 22 | 1 | Electric Utility | IC | DFO | DFO |  | 2639 | 130 | 2022
hydro | TRUE | 93 | N | . | Blue Lake Hydro | City & Borough of Sitka - (AK) | 17271 | AK | PACN |  |  | 22 | 1 | Electric Utility | HY | WAT | HYC |  | 249567 | 73144 | 2022
petroleum | TRUE | 95 | N | . | Wrangell | City of Wrangell - (AK) | 21015 | AK | PACN |  |  | 22 | 1 | Electric Utility | IC | DFO | DFO |  | 5339 | 497 | 2022
natural gas peaker | TRUE | 96 | N | . | Beluga | Chugach Electric Assn Inc | 3522 | AK | PACN |  |  | 22 | 1 | Electric Utility | GT | NG | NG |  | 130142 | -4239 | 2022
petroleum | TRUE | 99 | N | . | Frederickson | Puget Sound Energy Inc | 15500 | WA | PACC | WECC |  | 22 | 1 | Electric Utility | GT | DFO | DFO | PSEI | 242 | 18.921 | 2022
natural gas peaker | TRUE | 99 | N | . | Frederickson | Puget Sound Energy Inc | 15500 | WA | PACC | WECC |  | 22 | 1 | Electric Utility | GT | NG | NG | PSEI | 632538 | 49645.079 | 2022
hydro | TRUE | 100 | N | . | South Consolidated | Salt River Project | 16572 | AZ | MTN | WECC |  | 22 | 1 | Electric Utility | HY | WAT | HYC | SRP | 98 | 29 | 2022
other | TRUE | 104 | N | . | J S Eastwood | Southern California Edison Co | 17609 | CA | PACC | WECC |  | 22 | 1 | Electric Utility | PS | WAT | HPS | CISO | 0 | 145100 | 2022
natural gas steam turbine | TRUE | 108 | N | . | Holcomb | Sunflower Electric Power Corp | 18315 | KS | WNC | MRO |  | 22 | 1 | Electric Utility | ST | NG | NG | SWPP | 119381 | 10701.197 | 2022
hard coal | TRUE | 108 | N | . | Holcomb | Sunflower Electric Power Corp | 18315 | KS | WNC | MRO |  | 22 | 1 | Electric Utility | ST | SUB | COL | SWPP | 17743381 | 1652500.8 | 2022
petroleum | TRUE | 109 | N | . | Dillingham | Nushagak Electric Coop, Inc | 13870 | AK | PACN |  |  | 22 | 1 | Electric Utility | IC | DFO | DFO |  | 183410 | 19126 | 2022
hard coal | TRUE | 113 | N | . | Cholla | Arizona Public Service Co | 803 | AZ | MTN | WECC |  | 22 | 1 | Electric Utility | ST | BIT | COL | AZPS | 0 | 0 | 2022
petroleum | TRUE | 113 | N | . | Cholla | Arizona Public Service Co | 803 | AZ | MTN | WECC |  | 22 | 1 | Electric Utility | ST | DFO | DFO | AZPS | 4697 | 376.385 | 2022
natural gas steam turbine | TRUE | 113 | N | . | Cholla | Arizona Public Service Co | 803 | AZ | MTN | WECC |  | 22 | 1 | Electric Utility | ST | NG | NG | AZPS | 1721 | 150.987 | 2022
hard coal | TRUE | 113 | N | . | Cholla | Arizona Public Service Co | 803 | AZ | MTN | WECC |  | 22 | 1 | Electric Utility | ST | SUB | COL | AZPS | 25005651 | 2315983.6 | 2022
petroleum | TRUE | 114 | N | . | Douglas | Arizona Public Service Co | 803 | AZ | MTN | WECC |  | 22 | 1 | Electric Utility | GT | DFO | DFO | AZPS | 1134 | 48 | 2022
natural gas peaker | TRUE | 116 | N | . | Ocotillo | Arizona Public Service Co | 803 | AZ | MTN | WECC |  | 22 | 1 | Electric Utility | GT | NG | NG | AZPS | 7477578 | 772545 | 2022
natural gas combined cycle | TRUE | 117 | N | . | West Phoenix | Arizona Public Service Co | 803 | AZ | MTN | WECC |  | 22 | 1 | Electric Utility | CA | NG | NG | AZPS | 0 | 568235 | 2022
natural gas combined cycle | TRUE | 117 | N | . | West Phoenix | Arizona Public Service Co | 803 | AZ | MTN | WECC |  | 22 | 1 | Electric Utility | CS | NG | NG | AZPS | 5045050 | 492491 | 2022
petroleum | TRUE | 117 | N | . | West Phoenix | Arizona Public Service Co | 803 | AZ | MTN | WECC |  | 22 | 1 | Electric Utility | CT | DFO | DFO | AZPS | 0 | 0 | 2022
natural gas combined cycle | TRUE | 117 | N | . | West Phoenix | Arizona Public Service Co | 803 | AZ | MTN | WECC |  | 22 | 1 | Electric Utility | CT | NG | NG | AZPS | 14637294 | 1241112 | 2022
natural gas peaker | TRUE | 117 | N | . | West Phoenix | Arizona Public Service Co | 803 | AZ | MTN | WECC |  | 22 | 1 | Electric Utility | GT | NG | NG | AZPS | 249648 | 14714 | 2022
petroleum | TRUE | 118 | N | . | Saguaro | Arizona Public Service Co | 803 | AZ | MTN | WECC |  | 22 | 1 | Electric Utility | GT | DFO | DFO | AZPS | 0 | 0 | 2022
natural gas peaker | TRUE | 118 | N | . | Saguaro | Arizona Public Service Co | 803 | AZ | MTN | WECC |  | 22 | 1 | Electric Utility | GT | NG | NG | AZPS | 1049755 | 83312 | 2022
petroleum | TRUE | 118 | N | . | Saguaro | Arizona Public Service Co | 803 | AZ | MTN | WECC |  | 22 | 1 | Electric Utility | GT | RFO | RFO | AZPS | 0 | 0 | 2022
petroleum | TRUE | 120 | N | . | Yucca | Arizona Public Service Co | 803 | AZ | MTN | WECC |  | 22 | 1 | Electric Utility | GT | DFO | DFO | AZPS | 13037 | 1081.645 | 2022
natural gas peaker | TRUE | 120 | N | . | Yucca | Arizona Public Service Co | 803 | AZ | MTN | WECC |  | 22 | 1 | Electric Utility | GT | NG | NG | AZPS | 2224574 | 190030.36 | 2022
natural gas steam turbine | TRUE | 120 | N | . | Yucca | Arizona Public Service Co | 803 | AZ | MTN | WECC |  | 22 | 1 | Electric Utility | ST | NG | NG | AZPS | 1070511 | 102331 | 2022
petroleum | TRUE | 120 | N | . | Yucca | Arizona Public Service Co | 803 | AZ | MTN | WECC |  | 22 | 1 | Electric Utility | ST | RFO | RFO | AZPS | 0 | 0 | 2022
natural gas peaker | TRUE | 124 | N | . | Demoss Petrie | Tucson Electric Power Co | 24211 | AZ | MTN | WECC |  | 22 | 1 | Electric Utility | GT | NG | NG | TEPC | 13507 | 843 | 2022
petroleum | TRUE | 126 | Y | . | H Wilson Sundt Generating Station | Tucson Electric Power Co | 24211 | AZ | MTN | WECC |  | 22 | 1 | Electric Utility | GT | DFO | DFO | TEPC | 0 | 0 | 2022
natural gas peaker | TRUE | 126 | Y | . | H Wilson Sundt Generating Station | Tucson Electric Power Co | 24211 | AZ | MTN | WECC |  | 22 | 1 | Electric Utility | GT | NG | NG | TEPC | 96741 | 8478 | 2022
natural gas peaker | TRUE | 126 | Y | . | H Wilson Sundt Generating Station | Tucson Electric Power Co | 24211 | AZ | MTN | WECC |  | 22 | 1 | Electric Utility | IC | NG | NG | TEPC | 3526172 | 391516 | 2022
biomass | TRUE | 126 | Y | . | H Wilson Sundt Generating Station | Tucson Electric Power Co | 24211 | AZ | MTN | WECC |  | 22 | 1 | Electric Utility | ST | LFG | MLG | TEPC | 0 | 0 | 2022
natural gas steam turbine | TRUE | 126 | Y | . | H Wilson Sundt Generating Station | Tucson Electric Power Co | 24211 | AZ | MTN | WECC |  | 22 | 1 | Electric Utility | ST | NG | NG | TEPC | 6243293 | 537843 | 2022
petroleum | TRUE | 126 | Y | . | H Wilson Sundt Generating Station | Tucson Electric Power Co | 24211 | AZ | MTN | WECC |  | 22 | 1 | Electric Utility | ST | RFO | RFO | TEPC | 0 | 0 | 2022
hard coal | TRUE | 130 | N | . | Cross | South Carolina Public Service Authority | 17543 | SC | SAT | SERC |  | 22 | 1 | Electric Utility | ST | BIT | COL | SC | 49824127 | 5045202.5 | 2022
petroleum | TRUE | 130 | N | . | Cross | South Carolina Public Service Authority | 17543 | SC | SAT | SERC |  | 22 | 1 | Electric Utility | ST | DFO | DFO | SC | 276073 | 27960.034 | 2022
petroleum | TRUE | 130 | N | . | Cross | South Carolina Public Service Authority | 17543 | SC | SAT | SERC |  | 22 | 1 | Electric Utility | ST | PC | PC | SC | 0 | 0 | 2022
hard coal | TRUE | 130 | N | . | Cross | South Carolina Public Service Authority | 17543 | SC | SAT | SERC |  | 22 | 1 | Electric Utility | ST | RC | COL | SC | 24995344 | 2552971.5 | 2022
natural gas combined cycle | TRUE | 136 | N | . | Seminole (FL) | Seminole Electric Cooperative Inc | 21554 | FL | SAT | SERC |  | 22 | 1 | Electric Utility | CA | NG | NG | SEC | 0 | 117850 | 2022
natural gas combined cycle | TRUE | 136 | N | . | Seminole (FL) | Seminole Electric Cooperative Inc | 21554 | FL | SAT | SERC |  | 22 | 1 | Electric Utility | CT | NG | NG | SEC | 3349660 | 303192 | 2022
hard coal | TRUE | 136 | N | . | Seminole (FL) | Seminole Electric Cooperative Inc | 21554 | FL | SAT | SERC |  | 22 | 1 | Electric Utility | ST | BIT | COL | SEC | 63049455 | 6046179.6 | 2022
petroleum | TRUE | 136 | N | . | Seminole (FL) | Seminole Electric Cooperative Inc | 21554 | FL | SAT | SERC |  | 22 | 1 | Electric Utility | ST | DFO | DFO | SEC | 241945 | 23061.437 | 2022
natural gas steam turbine | TRUE | 136 | N | . | Seminole (FL) | Seminole Electric Cooperative Inc | 21554 | FL | SAT | SERC |  | 22 | 1 | Electric Utility | ST | NG | NG | SEC | 0 | 0 | 2022
other | TRUE | 141 | N | . | Agua Fria | Salt River Project | 16572 | AZ | MTN | WECC |  | 22 | 1 | Electric Utility | BA | MWH | OTH | SRP | 0 | -3654 | 2022
petroleum | TRUE | 141 | N | . | Agua Fria | Salt River Project | 16572 | AZ | MTN | WECC |  | 22 | 1 | Electric Utility | GT | DFO | DFO | SRP | 0 | 0 | 2022
natural gas peaker | TRUE | 141 | N | . | Agua Fria | Salt River Project | 16572 | AZ | MTN | WECC |  | 22 | 1 | Electric Utility | GT | NG | NG | SRP | 119044 | 8111 | 2022
solar pv | TRUE | 141 | N | . | Agua Fria | Salt River Project | 16572 | AZ | MTN | WECC |  | 22 | 1 | Electric Utility | PV | SUN | SUN | SRP | 0 | 0 | 2022
petroleum | TRUE | 141 | N | . | Agua Fria | Salt River Project | 16572 | AZ | MTN | WECC |  | 22 | 1 | Electric Utility | ST | DFO | DFO | SRP | 0 | 0 | 2022
natural gas steam turbine | TRUE | 141 | N | . | Agua Fria | Salt River Project | 16572 | AZ | MTN | WECC |  | 22 | 1 | Electric Utility | ST | NG | NG | SRP | 1452395 | 129501 | 2022
hydro | TRUE | 145 | N | . | Horse Mesa | Salt River Project | 16572 | AZ | MTN | WECC |  | 22 | 1 | Electric Utility | HY | WAT | HYC | SRP | 22270 | 6340 | 2022
other | TRUE | 145 | N | . | Horse Mesa | Salt River Project | 16572 | AZ | MTN | WECC |  | 22 | 1 | Electric Utility | PS | WAT | HPS | SRP | 0 | 71404 | 2022
natural gas combined cycle | TRUE | 147 | N | . | Kyrene | Salt River Project | 16572 | AZ | MTN | WECC |  | 22 | 1 | Electric Utility | CA | NG | NG | SRP | 134400 | 433217 | 2022
natural gas combined cycle | TRUE | 147 | N | . | Kyrene | Salt River Project | 16572 | AZ | MTN | WECC |  | 22 | 1 | Electric Utility | CT | NG | NG | SRP | 9109443 | 819413 | 2022
petroleum | TRUE | 147 | N | . | Kyrene | Salt River Project | 16572 | AZ | MTN | WECC |  | 22 | 1 | Electric Utility | GT | DFO | DFO | SRP | 1763 | -2.406 | 2022
natural gas peaker | TRUE | 147 | N | . | Kyrene | Salt River Project | 16572 | AZ | MTN | WECC |  | 22 | 1 | Electric Utility | GT | NG | NG | SRP | 17325 | 393.406 | 2022
hydro | TRUE | 148 | N | . | Mormon Flat | Salt River Project | 16572 | AZ | MTN | WECC |  | 22 | 1 | Electric Utility | HY | WAT | HYC | SRP | 7519 | 2186.9 | 2022
other | TRUE | 148 | N | . | Mormon Flat | Salt River Project | 16572 | AZ | MTN | WECC |  | 22 | 1 | Electric Utility | PS | WAT | HPS | SRP | 0 | 36522 | 2022
hydro | TRUE | 149 | N | . | Roosevelt | Salt River Project | 16572 | AZ | MTN | WECC |  | 22 | 1 | Electric Utility | HY | WAT | HYC | SRP | 250388 | 73385 | 2022
hydro | TRUE | 150 | N | . | Stewart Mountain | Salt River Project | 16572 | AZ | MTN | WECC |  | 22 | 1 | Electric Utility | HY | WAT | HYC | SRP | 106366 | 31174 | 2022
petroleum | TRUE | 151 | N | . | McClure | Modesto Irrigation District | 12745 | CA | PACC | WECC |  | 22 | 1 | Electric Utility | GT | DFO | DFO | BANC | 17378 | 893.862 | 2022
natural gas peaker | TRUE | 151 | N | . | McClure | Modesto Irrigation District | 12745 | CA | PACC | WECC |  | 22 | 1 | Electric Utility | GT | NG | NG | BANC | 23389 | 1203.138 | 2022
hydro | TRUE | 152 | N | . | Davis Dam | U S Bureau of Reclamation | 2518 | AZ | MTN | WECC |  | 22 | 1 | Electric Utility | HY | WAT | HYC | WALC | 3594432 | 1053468 | 2022
hydro | TRUE | 153 | N | . | Glen Canyon Dam | U S Bureau of Reclamation | 2518 | AZ | MTN | WECC |  | 22 | 1 | Electric Utility | HY | WAT | HYC | WALC | 8655749 | 2536855 | 2022
hydro | TRUE | 154 | N | . | Hoover Dam (NV) | U S Bureau of Reclamation | 2518 | NV | MTN | WECC |  | 22 | 1 | Electric Utility | HY | WAT | HYC | WALC | 5557541 | 1628822 | 2022
hydro | TRUE | 159 | N | . | Lake Creek Dam | Heber Light & Power Company | 8366 | UT | MTN | WECC |  | 22 | 1 | Electric Utility | HY | WAT | HYC | PACE | 10547 | 3090.78 | 2022
petroleum | TRUE | 160 | N | . | Apache Station | Arizona Electric Pwr Coop Inc | 796 | AZ | MTN | WECC |  | 22 | 1 | Electric Utility | GT | DFO | DFO | WALC | 0 | 0 | 2022
natural gas peaker | TRUE | 160 | N | . | Apache Station | Arizona Electric Pwr Coop Inc | 796 | AZ | MTN | WECC |  | 22 | 1 | Electric Utility | GT | NG | NG | WALC | 1189636 | 96011 | 2022
hard coal | TRUE | 160 | N | . | Apache Station | Arizona Electric Pwr Coop Inc | 796 | AZ | MTN | WECC |  | 22 | 1 | Electric Utility | ST | BIT | COL | WALC | 0 | 0 | 2022
natural gas steam turbine | TRUE | 160 | N | . | Apache Station | Arizona Electric Pwr Coop Inc | 796 | AZ | MTN | WECC |  | 22 | 1 | Electric Utility | ST | NG | NG | WALC | 8819873 | 802759.58 | 2022
hard coal | TRUE | 160 | N | . | Apache Station | Arizona Electric Pwr Coop Inc | 796 | AZ | MTN | WECC |  | 22 | 1 | Electric Utility | ST | SUB | COL | WALC | 11700374 | 1061507.4 | 2022
hydro | TRUE | 161 | N | . | Turlock Lake | Turlock Irrigation District | 19281 | CA | PACC | WECC |  | 22 | 1 | Electric Utility | HY | WAT | HYC | TIDC | 0 | -66 | 2022
hydro | TRUE | 162 | N | . | Hickman | Turlock Irrigation District | 19281 | CA | PACC | WECC |  | 22 | 1 | Electric Utility | HY | WAT | HYC | TIDC | 7201 | 2110 | 2022
natural gas combined cycle | TRUE | 165 | N | . | GREC | Grand River Dam Authority | 7490 | OK | WSC | MRO |  | 22 | 1 | Electric Utility | CA | NG | NG | SWPP | 0 | 607835 | 2022
natural gas combined cycle | TRUE | 165 | N | . | GREC | Grand River Dam Authority | 7490 | OK | WSC | MRO |  | 22 | 1 | Electric Utility | CT | NG | NG | SWPP | 11524030 | 1082739 | 2022
natural gas steam turbine | TRUE | 165 | N | . | GREC | Grand River Dam Authority | 7490 | OK | WSC | MRO |  | 22 | 1 | Electric Utility | ST | NG | NG | SWPP | 631043 | 48796.152 | 2022
hard coal | TRUE | 165 | N | . | GREC | Grand River Dam Authority | 7490 | OK | WSC | MRO |  | 22 | 1 | Electric Utility | ST | SUB | COL | SWPP | 16865065 | 1322197.8 | 2022
hydro | TRUE | 166 | N | . | Carpenter | Entergy Arkansas LLC | 814 | AR | WSC | SERC |  | 22 | 1 | Electric Utility | HY | WAT | HYC | MISO | 384511 | 112694 | 2022
natural gas steam turbine | TRUE | 170 | N | . | Lake Catherine | Entergy Arkansas LLC | 814 | AR | WSC | SERC |  | 22 | 1 | Electric Utility | ST | NG | NG | MISO | 2376347 | 210136 | 2022
petroleum | TRUE | 172 | N | . | Osceola (AR) | City of Osceola - (AR) | 14216 | AR | WSC | SERC |  | 22 | 1 | Electric Utility | IC | DFO | DFO | MISO | 0 | 0 | 2022
hydro | TRUE | 174 | N | . | Remmel | Entergy Arkansas LLC | 814 | AR | WSC | SERC |  | 22 | 1 | Electric Utility | HY | WAT | HYC | MISO | 108827 | 31895 | 2022
hydro | TRUE | 180 | N | . | Volta 2 | Pacific Gas & Electric Co. | 14328 | CA | PACC | WECC |  | 22 | 1 | Electric Utility | HY | WAT | HYC | CISO | 7500 | 2199 | 2022
hydro | TRUE | 182 | N | . | Beaver Dam | USCE-Little Rock District | 19647 | AR | WSC | MRO |  | 22 | 1 | Electric Utility | HY | WAT | HYC | SPA | 527027 | 154463 | 2022
hydro | TRUE | 187 | N | . | Degray | USCE -Vickburg District | 19406 | AR | WSC | SERC |  | 22 | 1 | Electric Utility | HY | WAT | HYC | MISO | 230091 | 67436 | 2022
other | TRUE | 187 | N | . | Degray | USCE -Vickburg District | 19406 | AR | WSC | SERC |  | 22 | 1 | Electric Utility | PS | WAT | HPS | MISO | 0 | 67436 | 2022
hydro | TRUE | 188 | N | . | Greers Ferry Lake | USCE-Little Rock District | 19647 | AR | WSC | MRO |  | 22 | 1 | Electric Utility | HY | WAT | HYC | SPA | 689409 | 202054 | 2022
petroleum | TRUE | 193 | N | . | Municipal Light | City of Piggott - (AR) | 15043 | AR | WSC | SERC |  | 22 | 1 | Electric Utility | IC | DFO | DFO | SPA | 0 | 0 | 2022
natural gas peaker | TRUE | 193 | N | . | Municipal Light | City of Piggott - (AR) | 15043 | AR | WSC | SERC |  | 22 | 1 | Electric Utility | IC | NG | NG | SPA | 0 | 0 | 2022
hydro | TRUE | 195 | N | . | Narrows (AR) | USCE -Vickburg District | 19406 | AR | WSC | SERC |  | 22 | 1 | Electric Utility | HY | WAT | HYC | SWPP | 105086 | 30799 | 2022
hydro | TRUE | 196 | N | . | Norfork | USCE-Little Rock District | 19647 | AR | WSC | MRO |  | 22 | 1 | Electric Utility | HY | WAT | HYC | SPA | 882358 | 258604 | 2022
hydro | TRUE | 197 | N | . | Blakely Mountain | USCE -Vickburg District | 19406 | AR | WSC | SERC |  | 22 | 1 | Electric Utility | HY | WAT | HYC | MISO | 579648 | 169885 | 2022
hydro | TRUE | 198 | N | . | Bull Shoals | USCE-Little Rock District | 19647 | AR | WSC | MRO |  | 22 | 1 | Electric Utility | HY | WAT | HYC | SPA | 3594621 | 1053523 | 2022
hydro | TRUE | 199 | N | . | Dardanelle | USCE-Little Rock District | 19647 | AR | WSC | MRO |  | 22 | 1 | Electric Utility | HY | WAT | HYC | SPA | 1351003 | 395956 | 2022
petroleum | TRUE | 201 | N | . | Thomas Fitzhugh | Arkansas Electric Coop Corp | 807 | AR | WSC | SERC |  | 22 | 1 | Electric Utility | CA | DFO | DFO | SWPP | 0 | 0 | 2022
natural gas combined cycle | TRUE | 201 | N | . | Thomas Fitzhugh | Arkansas Electric Coop Corp | 807 | AR | WSC | SERC |  | 22 | 1 | Electric Utility | CA | NG | NG | SWPP | 0 | 139913 | 2022
petroleum | TRUE | 201 | N | . | Thomas Fitzhugh | Arkansas Electric Coop Corp | 807 | AR | WSC | SERC |  | 22 | 1 | Electric Utility | CT | DFO | DFO | SWPP | 0 | 0 | 2022
natural gas combined cycle | TRUE | 201 | N | . | Thomas Fitzhugh | Arkansas Electric Coop Corp | 807 | AR | WSC | SERC |  | 22 | 1 | Electric Utility | CT | NG | NG | SWPP | 4158042 | 337669 | 2022
petroleum | TRUE | 203 | N | . | McClellan (AR) | Arkansas Electric Coop Corp | 807 | AR | WSC | SERC |  | 22 | 1 | Electric Utility | ST | DFO | DFO | MISO | 33820 | 2563.998 | 2022
natural gas steam turbine | TRUE | 203 | N | . | McClellan (AR) | Arkansas Electric Coop Corp | 807 | AR | WSC | SERC |  | 22 | 1 | Electric Utility | ST | NG | NG | MISO | 551772 | 43429.002 | 2022
petroleum | TRUE | 203 | N | . | McClellan (AR) | Arkansas Electric Coop Corp | 807 | AR | WSC | SERC |  | 22 | 1 | Electric Utility | ST | RFO | RFO | MISO | 0 | 0 | 2022
nuclear | TRUE | 204 | N | 1 | Clinton Power Station | Constellation Nuclear | 55951 | IL | ENC | SERC |  | 22 | 2 | NAICS-22 Non-Cogen | ST | NUC | NUC | MISO | 0 | 9224022 | 2022
nuclear | TRUE | 210 | N | 1 | Wolf Creek Generating Station | Wolf Creek Nuclear Optg Corp | 20893 | KS | WNC | MRO |  | 22 | 1 | Electric Utility | ST | NUC | NUC | SWPP | 0 | 8981959 | 2022
hydro | TRUE | 214 | N | . | Alta Powerhouse | Pacific Gas & Electric Co. | 14328 | CA | PACC | WECC |  | 22 | 1 | Electric Utility | HY | WAT | HYC | CISO | 13222 | 3875 | 2022
hydro | TRUE | 215 | N | . | Angels | Utica Water & Power Authority | 19586 | CA | PACC | WECC |  | 22 | 2 | NAICS-22 Non-Cogen | HY | WAT | HYC | CISO | 11938 | 3499 | 2022
hydro | TRUE | 217 | N | . | Balch 1 | Pacific Gas & Electric Co. | 14328 | CA | PACC | WECC |  | 22 | 1 | Electric Utility | HY | WAT | HYC | CISO | 219571 | 64353 | 2022
hydro | TRUE | 218 | N | . | Balch 2 | Pacific Gas & Electric Co. | 14328 | CA | PACC | WECC |  | 22 | 1 | Electric Utility | HY | WAT | HYC | CISO | 773169 | 226603 | 2022
hydro | TRUE | 219 | N | . | Belden | Pacific Gas & Electric Co. | 14328 | CA | PACC | WECC |  | 22 | 1 | Electric Utility | HY | WAT | HYC | CISO | 594913 | 174359 | 2022
hydro | TRUE | 220 | N | . | Bucks Creek | Pacific Gas & Electric Co. | 14328 | CA | PACC | WECC |  | 22 | 1 | Electric Utility | HY | WAT | HYC | CISO | 231505 | 67850 | 2022
hydro | TRUE | 221 | N | . | Butt Valley | Pacific Gas & Electric Co. | 14328 | CA | PACC | WECC |  | 22 | 1 | Electric Utility | HY | WAT | HYC | CISO | 254594 | 74617 | 2022
hydro | TRUE | 222 | N | . | Caribou 1 | Pacific Gas & Electric Co. | 14328 | CA | PACC | WECC |  | 22 | 1 | Electric Utility | HY | WAT | HYC | CISO | 197203 | 57797 | 2022
hydro | TRUE | 223 | N | . | Caribou 2 | Pacific Gas & Electric Co. | 14328 | CA | PACC | WECC |  | 22 | 1 | Electric Utility | HY | WAT | HYC | CISO | 968068 | 283724 | 2022
hydro | TRUE | 225 | N | . | Chili Bar | Sacramento Municipal Util Dist | 16534 | CA | PACC | WECC |  | 22 | 1 | Electric Utility | HY | WAT | HYC | CISO | 87151 | 25543 | 2022
hydro | TRUE | 227 | N | . | Coleman PH | Pacific Gas & Electric Co. | 14328 | CA | PACC | WECC |  | 22 | 1 | Electric Utility | HY | WAT | HYC | CISO | 76975 | 22560 | 2022
hydro | TRUE | 229 | N | . | Cow Creek | Pacific Gas & Electric Co. | 14328 | CA | PACC | WECC |  | 22 | 1 | Electric Utility | HY | WAT | HYC | CISO | 18444 | 5406 | 2022
hydro | TRUE | 231 | N | . | Cresta | Pacific Gas & Electric Co. | 14328 | CA | PACC | WECC |  | 22 | 1 | Electric Utility | HY | WAT | HYC | CISO | 529640 | 155228 | 2022
hydro | TRUE | 232 | N | . | De Sabla | Pacific Gas & Electric Co. | 14328 | CA | PACC | WECC |  | 22 | 1 | Electric Utility | HY | WAT | HYC | CISO | 194047 | 56872 | 2022
hydro | TRUE | 233 | N | . | Deer Creek PH | Pacific Gas & Electric Co. | 14328 | CA | PACC | WECC |  | 22 | 1 | Electric Utility | HY | WAT | HYC | CISO | 62909 | 18438 | 2022
hydro | TRUE | 235 | N | . | Drum 1 | Pacific Gas & Electric Co. | 14328 | CA | PACC | WECC |  | 22 | 1 | Electric Utility | HY | WAT | HYC | CISO | 141991 | 41615 | 2022
hydro | TRUE | 236 | N | . | Drum 2 | Pacific Gas & Electric Co. | 14328 | CA | PACC | WECC |  | 22 | 1 | Electric Utility | HY | WAT | HYC | CISO | 891332 | 261235 | 2022
hydro | TRUE | 237 | N | . | Dutch Flat | Pacific Gas & Electric Co. | 14328 | CA | PACC | WECC |  | 22 | 1 | Electric Utility | HY | WAT | HYC | CISO | 339801 | 99590 | 2022
hydro | TRUE | 238 | N | . | El Dorado | El Dorado Irrigation District | 25915 | CA | PACC | WECC |  | 22 | 1 | Electric Utility | HY | WAT | HYC | CISO | 134013 | 39277 | 2022
hydro | TRUE | 239 | N | . | Electra | Pacific Gas & Electric Co. | 14328 | CA | PACC | WECC |  | 22 | 1 | Electric Utility | HY | WAT | HYC | CISO | 1134301 | 332444 | 2022
hydro | TRUE | 240 | N | . | Haas | Pacific Gas & Electric Co. | 14328 | CA | PACC | WECC |  | 22 | 1 | Electric Utility | HY | WAT | HYC | CISO | 584342 | 171261 | 2022
hydro | TRUE | 241 | N | . | Halsey | Pacific Gas & Electric Co. | 14328 | CA | PACC | WECC |  | 22 | 1 | Electric Utility | HY | WAT | HYC | CISO | 24874 | 7290 | 2022
hydro | TRUE | 243 | N | . | Hat Creek 1 | Pacific Gas & Electric Co. | 14328 | CA | PACC | WECC |  | 22 | 1 | Electric Utility | HY | WAT | HYC | CISO | 59048 | 17306 | 2022
hydro | TRUE | 244 | N | . | Hat Creek 2 | Pacific Gas & Electric Co. | 14328 | CA | PACC | WECC |  | 22 | 1 | Electric Utility | HY | WAT | HYC | CISO | 73215 | 21458 | 2022
petroleum | TRUE | 246 | N | . | Humboldt Bay | Pacific Gas & Electric Co. | 14328 | CA | PACC | WECC |  | 22 | 1 | Electric Utility | IC | DFO | DFO | CISO | 16381 | 1867.627 | 2022
natural gas peaker | TRUE | 246 | N | . | Humboldt Bay | Pacific Gas & Electric Co. | 14328 | CA | PACC | WECC |  | 22 | 1 | Electric Utility | IC | NG | NG | CISO | 3963103 | 451821.37 | 2022
biomass | TRUE | 246 | N | . | Humboldt Bay | Pacific Gas & Electric Co. | 14328 | CA | PACC | WECC |  | 22 | 1 | Electric Utility | IC | OBG | ORW | CISO | 0 | 0 | 2022
hydro | TRUE | 249 | N | . | James B Black | Pacific Gas & Electric Co. | 14328 | CA | PACC | WECC |  | 22 | 1 | Electric Utility | HY | WAT | HYC | CISO | 1060099 | 310697 | 2022
hydro | TRUE | 253 | N | . | Kilarc | Pacific Gas & Electric Co. | 14328 | CA | PACC | WECC |  | 22 | 1 | Electric Utility | HY | WAT | HYC | CISO | 0 | 0 | 2022
hydro | TRUE | 254 | N | . | Kings River PH | Pacific Gas & Electric Co. | 14328 | CA | PACC | WECC |  | 22 | 1 | Electric Utility | HY | WAT | HYC | CISO | 258029 | 75624 | 2022
hydro | TRUE | 258 | N | . | Merced Falls | Merced Irrigation District | 12312 | CA | PACC | WECC |  | 22 | 2 | NAICS-22 Non-Cogen | HY | WAT | HYC | CISO | 21789 | 6386 | 2022
other | TRUE | 260 | N | . | Dynegy Moss Landing Power Plant Hybrid | Dynegy -Moss Landing LLC | 54802 | CA | PACC | WECC |  | 22 | 2 | NAICS-22 Non-Cogen | BA | MWH | OTH | CISO | 0 | -50730 | 2022
natural gas combined cycle | TRUE | 260 | N | . | Dynegy Moss Landing Power Plant Hybrid | Dynegy -Moss Landing LLC | 54802 | CA | PACC | WECC |  | 22 | 2 | NAICS-22 Non-Cogen | CA | NG | NG | CISO | 0 | 1767177 | 2022
natural gas combined cycle | TRUE | 260 | N | . | Dynegy Moss Landing Power Plant Hybrid | Dynegy -Moss Landing LLC | 54802 | CA | PACC | WECC |  | 22 | 2 | NAICS-22 Non-Cogen | CT | NG | NG | CISO | 36421678 | 3401991 | 2022
hydro | TRUE | 261 | N | . | Murphys | Utica Water & Power Authority | 19586 | CA | PACC | WECC |  | 22 | 2 | NAICS-22 Non-Cogen | HY | WAT | HYC | CISO | 32595 | 9553 | 2022
hydro | TRUE | 262 | N | . | Narrows PH | Yuba County Water Agency | 21140 | CA | PACC | WECC |  | 22 | 1 | Electric Utility | HY | WAT | HYC | CISO | 230920 | 67679 | 2022
hydro | TRUE | 264 | N | . | Phoenix | Pacific Gas & Electric Co. | 14328 | CA | PACC | WECC |  | 22 | 1 | Electric Utility | HY | WAT | HYC | CISO | 22348 | 6550 | 2022
hydro | TRUE | 265 | N | . | Pit 1 | Pacific Gas & Electric Co. | 14328 | CA | PACC | WECC |  | 22 | 1 | Electric Utility | HY | WAT | HYC | CISO | 369295 | 108234 | 2022
hydro | TRUE | 266 | N | . | Pit 3 | Pacific Gas & Electric Co. | 14328 | CA | PACC | WECC |  | 22 | 1 | Electric Utility | HY | WAT | HYC | CISO | 382556 | 112121 | 2022
hydro | TRUE | 267 | N | . | Pit 4 | Pacific Gas & Electric Co. | 14328 | CA | PACC | WECC |  | 22 | 1 | Electric Utility | HY | WAT | HYC | CISO | 931312 | 272952 | 2022
hydro | TRUE | 268 | N | . | Pit 5 | Pacific Gas & Electric Co. | 14328 | CA | PACC | WECC |  | 22 | 1 | Electric Utility | HY | WAT | HYC | CISO | 1608523 | 471431 | 2022
hydro | TRUE | 269 | N | . | Pit 6 | Pacific Gas & Electric Co. | 14328 | CA | PACC | WECC |  | 22 | 1 | Electric Utility | HY | WAT | HYC | CISO | 582249 | 170647 | 2022
hydro | TRUE | 270 | N | . | Pit 7 | Pacific Gas & Electric Co. | 14328 | CA | PACC | WECC |  | 22 | 1 | Electric Utility | HY | WAT | HYC | CISO | 708414 | 207624 | 2022
hydro | TRUE | 272 | N | . | Poe | Pacific Gas & Electric Co. | 14328 | CA | PACC | WECC |  | 22 | 1 | Electric Utility | HY | WAT | HYC | CISO | 1128034 | 330608 | 2022
hydro | TRUE | 274 | N | . | Potter Valley | Pacific Gas & Electric Co. | 14328 | CA | PACC | WECC |  | 22 | 1 | Electric Utility | HY | WAT | HYC | CISO | 0 | 0 | 2022
hydro | TRUE | 275 | N | . | Rock Creek | Pacific Gas & Electric Co. | 14328 | CA | PACC | WECC |  | 22 | 1 | Electric Utility | HY | WAT | HYC | CISO | 902476 | 264501 | 2022
hydro | TRUE | 276 | N | . | San Joaquin 2 | Pacific Gas & Electric Co. | 14328 | CA | PACC | WECC |  | 22 | 1 | Electric Utility | HY | WAT | HYC | CISO | 4747 | 1391 | 2022
hydro | TRUE | 279 | N | . | Salt Springs | Pacific Gas & Electric Co. | 14328 | CA | PACC | WECC |  | 22 | 1 | Electric Utility | HY | WAT | HYC | CISO | 437222 | 128143 | 2022
hydro | TRUE | 280 | N | . | South | Pacific Gas & Electric Co. | 14328 | CA | PACC | WECC |  | 22 | 1 | Electric Utility | HY | WAT | HYC | CISO | 58003 | 17000 | 2022
hydro | TRUE | 281 | N | . | Spaulding 1 | Pacific Gas & Electric Co. | 14328 | CA | PACC | WECC |  | 22 | 1 | Electric Utility | HY | WAT | HYC | CISO | 91599 | 26846 | 2022
hydro | TRUE | 282 | N | . | Spaulding 2 | Pacific Gas & Electric Co. | 14328 | CA | PACC | WECC |  | 22 | 1 | Electric Utility | HY | WAT | HYC | CISO | 22159 | 6495 | 2022
hydro | TRUE | 283 | N | . | Spaulding 3 | Pacific Gas & Electric Co. | 14328 | CA | PACC | WECC |  | 22 | 1 | Electric Utility | HY | WAT | HYC | CISO | 50255 | 14729 | 2022
hydro | TRUE | 284 | N | . | Spring Gap | Pacific Gas & Electric Co. | 14328 | CA | PACC | WECC |  | 22 | 1 | Electric Utility | HY | WAT | HYC | CISO | 114225 | 33477 | 2022
hydro | TRUE | 285 | N | . | Stanislaus | Pacific Gas & Electric Co. | 14328 | CA | PACC | WECC |  | 22 | 1 | Electric Utility | HY | WAT | HYC | CISO | 694074 | 203421 | 2022
geothermal | TRUE | 286 | N | . | Geysers Unit 5-20 | Geysers Power Co LLC | 7160 | CA | PACC | WECC |  | 22 | 2 | NAICS-22 Non-Cogen | ST | GEO | GEO | CISO | 15927964 | 4668219 | 2022
hydro | TRUE | 287 | N | . | Tiger Creek | Pacific Gas & Electric Co. | 14328 | CA | PACC | WECC |  | 22 | 1 | Electric Utility | HY | WAT | HYC | CISO | 771487 | 226110 | 2022
hydro | TRUE | 290 | N | . | Volta 1 | Pacific Gas & Electric Co. | 14328 | CA | PACC | WECC |  | 22 | 1 | Electric Utility | HY | WAT | HYC | CISO | 19131 | 5607 | 2022
hydro | TRUE | 291 | N | . | West Point PH | Pacific Gas & Electric Co. | 14328 | CA | PACC | WECC |  | 22 | 1 | Electric Utility | HY | WAT | HYC | CISO | 257788 | 75553 | 2022
hydro | TRUE | 292 | N | . | Wise | Pacific Gas & Electric Co. | 14328 | CA | PACC | WECC |  | 22 | 1 | Electric Utility | HY | WAT | HYC | CISO | 212708 | 62341 | 2022
hydro | TRUE | 293 | N | . | A G Wishon | Pacific Gas & Electric Co. | 14328 | CA | PACC | WECC |  | 22 | 1 | Electric Utility | HY | WAT | HYC | CISO | 88120 | 25826 | 2022
hydro | TRUE | 294 | N | . | Copco 1 | PacifiCorp | 14354 | CA | PACC | WECC |  | 22 | 1 | Electric Utility | HY | WAT | HYC | PACW | 219950 | 64464 | 2022
hydro | TRUE | 295 | N | . | Copco 2 | PacifiCorp | 14354 | CA | PACC | WECC |  | 22 | 1 | Electric Utility | HY | WAT | HYC | PACW | 261595 | 76669 | 2022
hydro | TRUE | 296 | N | . | Fall Creek | PacifiCorp | 14354 | CA | PACC | WECC |  | 22 | 1 | Electric Utility | HY | WAT | HYC | PACW | 20553 | 6024 | 2022
hydro | TRUE | 297 | N | . | Iron Gate | PacifiCorp | 14354 | CA | PACC | WECC |  | 22 | 1 | Electric Utility | HY | WAT | HYC | PACW | 263409 | 77201 | 2022
lignite | TRUE | 298 | N | . | Limestone | NRG Texas Power LLC | 54888 | TX | WSC | TRE |  | 22 | 2 | NAICS-22 Non-Cogen | ST | LIG | COL | ERCO | 0 | 0 | 2022
natural gas steam turbine | TRUE | 298 | N | . | Limestone | NRG Texas Power LLC | 54888 | TX | WSC | TRE |  | 22 | 2 | NAICS-22 Non-Cogen | ST | NG | NG | ERCO | 355707 | 31998.355 | 2022
petroleum | TRUE | 298 | N | . | Limestone | NRG Texas Power LLC | 54888 | TX | WSC | TRE |  | 22 | 2 | NAICS-22 Non-Cogen | ST | PC | PC | ERCO | 0 | 0 | 2022
hard coal | TRUE | 298 | N | . | Limestone | NRG Texas Power LLC | 54888 | TX | WSC | TRE |  | 22 | 2 | NAICS-22 Non-Cogen | ST | SUB | COL | ERCO | 79956668 | 7224259.6 | 2022
geothermal | TRUE | 299 | N | . | Blundell | PacifiCorp | 14354 | UT | MTN | WECC |  | 22 | 1 | Electric Utility | ST | GEO | GEO | PACE | 894384 | 262129 | 2022
hydro | TRUE | 313 | N | . | Green Lake | City & Borough of Sitka - (AK) | 17271 | AK | PACN |  |  | 22 | 1 | Electric Utility | HY | WAT | HYC |  | 163923 | 48043 | 2022
hydro | TRUE | 314 | N | . | Drop 5 | Imperial Irrigation District | 9216 | CA | PACC | WECC |  | 22 | 1 | Electric Utility | HY | WAT | HYC | IID | 45355 | 13293 | 2022
natural gas steam turbine | TRUE | 315 | N | . | AES Alamitos LLC | AES Alamitos LLC | 22148 | CA | PACC | WECC |  | 22 | 2 | NAICS-22 Non-Cogen | ST | NG | NG | CISO | 8243610 | 630475 | 2022
hydro | TRUE | 316 | N | . | Sepulveda Canyon | Metropolitan Water District of S CA | 12397 | CA | PACC | WECC |  | 22 | 1 | Electric Utility | HY | WAT | HYC | LDWP | 0 | 0 | 2022
hydro | TRUE | 317 | N | . | Big Creek 1 | Southern California Edison Co | 17609 | CA | PACC | WECC |  | 22 | 1 | Electric Utility | HY | WAT | HYC | CISO | 751154 | 220151 | 2022
hydro | TRUE | 318 | N | . | Big Creek 2 | Southern California Edison Co | 17609 | CA | PACC | WECC |  | 22 | 1 | Electric Utility | HY | WAT | HYC | CISO | 676850 | 198373 | 2022
hydro | TRUE | 319 | N | . | Big Creek 3 | Southern California Edison Co | 17609 | CA | PACC | WECC |  | 22 | 1 | Electric Utility | HY | WAT | HYC | CISO | 1954169 | 572734 | 2022
hydro | TRUE | 320 | N | . | Big Creek 4 | Southern California Edison Co | 17609 | CA | PACC | WECC |  | 22 | 1 | Electric Utility | HY | WAT | HYC | CISO | 869660 | 254750 | 2022
hydro | TRUE | 321 | N | . | Big Creek 8 | Southern California Edison Co | 17609 | CA | PACC | WECC |  | 22 | 1 | Electric Utility | HY | WAT | HYC | CISO | 343987 | 100817 | 2022
hydro | TRUE | 322 | N | . | Big Creek 2A | Southern California Edison Co | 17609 | CA | PACC | WECC |  | 22 | 1 | Electric Utility | HY | WAT | HYC | CISO | 714498 | 209407 | 2022
hydro | TRUE | 323 | N | . | Bishop Creek 2 | Southern California Edison Co | 17609 | CA | PACC | WECC |  | 22 | 1 | Electric Utility | HY | WAT | HYC | CISO | 57027 | 16714 | 2022
hydro | TRUE | 324 | N | . | Bishop Creek 3 | Southern California Edison Co | 17609 | CA | PACC | WECC |  | 22 | 1 | Electric Utility | HY | WAT | HYC | CISO | 58075 | 17021 | 2022
hydro | TRUE | 325 | N | . | Bishop Creek 4 | Southern California Edison Co | 17609 | CA | PACC | WECC |  | 22 | 1 | Electric Utility | HY | WAT | HYC | CISO | 86433 | 25332 | 2022
hydro | TRUE | 326 | N | . | Bishop Creek 5 | Southern California Edison Co | 17609 | CA | PACC | WECC |  | 22 | 1 | Electric Utility | HY | WAT | HYC | CISO | 24055 | 7050 | 2022
hydro | TRUE | 327 | N | . | Bishop Creek 6 | Southern California Edison Co | 17609 | CA | PACC | WECC |  | 22 | 1 | Electric Utility | HY | WAT | HYC | CISO | 3436 | 1007 | 2022
hydro | TRUE | 332 | N | . | Fontana | Southern California Edison Co | 17609 | CA | PACC | WECC |  | 22 | 1 | Electric Utility | HY | WAT | HYC | CISO | 8452 | 2477 | 2022
natural gas steam turbine | TRUE | 335 | N | . | AES Huntington Beach LLC | AES Huntington Beach LLC | 23693 | CA | PACC | WECC |  | 22 | 2 | NAICS-22 Non-Cogen | ST | NG | NG | CISO | 1234220 | 106269 | 2022
hydro | TRUE | 336 | N | . | Kaweah 2 | Southern California Edison Co | 17609 | CA | PACC | WECC |  | 22 | 1 | Electric Utility | HY | WAT | HYC | CISO | 10696 | 3135 | 2022
hydro | TRUE | 337 | N | . | Kaweah 1 | Southern California Edison Co | 17609 | CA | PACC | WECC |  | 22 | 1 | Electric Utility | HY | WAT | HYC | CISO | 1203 | 352 | 2022
hydro | TRUE | 338 | N | . | Kaweah 3 | Southern California Edison Co | 17609 | CA | PACC | WECC |  | 22 | 1 | Electric Utility | HY | WAT | HYC | CISO | 0 | -68 | 2022
hydro | TRUE | 339 | N | . | Kern River 3 | Southern California Edison Co | 17609 | CA | PACC | WECC |  | 22 | 1 | Electric Utility | HY | WAT | HYC | CISO | 260503 | 76349 | 2022
hydro | TRUE | 340 | N | . | Kern River 1 | Southern California Edison Co | 17609 | CA | PACC | WECC |  | 22 | 1 | Electric Utility | HY | WAT | HYC | CISO | 407898 | 119548 | 2022
natural gas peaker | TRUE | 341 | N | . | Long Beach Generation LLC | Long Beach Generation LLC | 11181 | CA | PACC | WECC |  | 22 | 2 | NAICS-22 Non-Cogen | GT | NG | NG | CISO | 267701 | 16222 | 2022
hydro | TRUE | 342 | N | . | Lundy | Southern California Edison Co | 17609 | CA | PACC | WECC |  | 22 | 1 | Electric Utility | HY | WAT | HYC | CISO | 19497 | 5714 | 2022
hydro | TRUE | 344 | N | . | Mammoth Pool | Southern California Edison Co | 17609 | CA | PACC | WECC |  | 22 | 1 | Electric Utility | HY | WAT | HYC | CISO | 1732529 | 507648 | 2022
natural gas steam turbine | TRUE | 350 | N | . | Ormond Beach | Ormond Beach Power, LLC | 63843 | CA | PACC | WECC |  | 22 | 2 | NAICS-22 Non-Cogen | ST | NG | NG | CISO | 3817842 | 303631 | 2022
hydro | TRUE | 353 | N | . | Poole | Southern California Edison Co | 17609 | CA | PACC | WECC |  | 22 | 1 | Electric Utility | HY | WAT | HYC | CISO | 49928 | 14633 | 2022
hydro | TRUE | 354 | N | . | Portal | Southern California Edison Co | 17609 | CA | PACC | WECC |  | 22 | 1 | Electric Utility | HY | WAT | HYC | CISO | 66121 | 19379 | 2022
natural gas steam turbine | TRUE | 356 | N | . | AES Redondo Beach LLC | AES Redondo Beach LLC | 22484 | CA | PACC | WECC |  | 22 | 2 | NAICS-22 Non-Cogen | ST | NG | NG | CISO | 3469201 | 219171 | 2022
hydro | TRUE | 357 | N | . | Rush Creek | Southern California Edison Co | 17609 | CA | PACC | WECC |  | 22 | 1 | Electric Utility | HY | WAT | HYC | CISO | 111412 | 32653 | 2022
natural gas combined cycle | TRUE | 358 | N | . | Mountainview Generating Station | Southern California Edison Co | 17609 | CA | PACC | WECC |  | 22 | 1 | Electric Utility | CA | NG | NG | CISO | 1343800 | 1468511.1 | 2022
natural gas combined cycle | TRUE | 358 | N | . | Mountainview Generating Station | Southern California Edison Co | 17609 | CA | PACC | WECC |  | 22 | 1 | Electric Utility | CT | NG | NG | CISO | 27835475 | 2287054.4 | 2022
hydro | TRUE | 361 | N | . | Santa Ana 1 | Southern California Edison Co | 17609 | CA | PACC | WECC |  | 22 | 1 | Electric Utility | HY | WAT | HYC | CISO | 0 | -31 | 2022
hydro | TRUE | 363 | N | . | Santa Ana 3 | Southern California Edison Co | 17609 | CA | PACC | WECC |  | 22 | 1 | Electric Utility | HY | WAT | HYC | CISO | 6590 | 1931 | 2022
nuclear | TRUE | 371 | N | 2 | Columbia Generating Station | Energy Northwest | 20160 | WA | PACC | WECC |  | 22 | 1 | Electric Utility | ST | NUC | NUC | BPAT | 0 | 9851535 | 2022
hydro | TRUE | 376 | N | . | Pardee | East Bay Municipal Util Dist | 5571 | CA | PACC | WECC |  | 22 | 1 | Electric Utility | HY | WAT | HYC | CISO | 264487 | 77517 | 2022
natural gas combined cycle | TRUE | 377 | N | . | Grayson | City of Glendale - (CA) | 7294 | CA | PACC | WECC |  | 22 | 1 | Electric Utility | CA | NG | NG | LDWP | 0 | 1767 | 2022
natural gas combined cycle | TRUE | 377 | N | . | Grayson | City of Glendale - (CA) | 7294 | CA | PACC | WECC |  | 22 | 1 | Electric Utility | CT | NG | NG | LDWP | 62560 | 3756 | 2022
natural gas peaker | TRUE | 377 | N | . | Grayson | City of Glendale - (CA) | 7294 | CA | PACC | WECC |  | 22 | 1 | Electric Utility | GT | NG | NG | LDWP | 286915 | 25503 | 2022
biomass | TRUE | 377 | N | . | Grayson | City of Glendale - (CA) | 7294 | CA | PACC | WECC |  | 22 | 1 | Electric Utility | ST | LFG | MLG | LDWP | 0 | 0 | 2022
natural gas steam turbine | TRUE | 377 | N | . | Grayson | City of Glendale - (CA) | 7294 | CA | PACC | WECC |  | 22 | 1 | Electric Utility | ST | NG | NG | LDWP | 792524 | 50851 | 2022
hydro | TRUE | 378 | N | . | Prairie River | ALLETE, Inc. | 12647 | MN | WNC | MRO |  | 22 | 1 | Electric Utility | HY | WAT | HYC | MISO | 8673 | 2542 | 2022
hydro | TRUE | 380 | N | . | Dion R Holm | City & County of San Francisco | 16612 | CA | PACC | WECC |  | 22 | 1 | Electric Utility | HY | WAT | HYC | CISO | 1688034 | 494658 | 2022
hydro | TRUE | 381 | N | . | Moccasin | City & County of San Francisco | 16612 | CA | PACC | WECC |  | 22 | 1 | Electric Utility | HY | WAT | HYC | CISO | 1018769 | 298584 | 2022
hydro | TRUE | 382 | N | . | R C Kirkwood | City & County of San Francisco | 16612 | CA | PACC | WECC |  | 22 | 1 | Electric Utility | HY | WAT | HYC | CISO | 1346101 | 394520 | 2022
natural gas steam turbine | TRUE | 384 | N | . | Joliet 29 | Midwest Generations EME LLC | 12384 | IL | ENC | RFC |  | 22 | 2 | NAICS-22 Non-Cogen | ST | NG | NG | PJM | 5990668 | 550371 | 2022
hard coal | TRUE | 384 | N | . | Joliet 29 | Midwest Generations EME LLC | 12384 | IL | ENC | RFC |  | 22 | 2 | NAICS-22 Non-Cogen | ST | SUB | COL | PJM | 0 | 0 | 2022
hydro | TRUE | 385 | N | . | Drop 2 (CA) | Imperial Irrigation District | 9216 | CA | PACC | WECC |  | 22 | 1 | Electric Utility | HY | WAT | HYC | IID | 144633 | 42390 | 2022
hydro | TRUE | 386 | N | . | Drop 3 (CA) | Imperial Irrigation District | 9216 | CA | PACC | WECC |  | 22 | 1 | Electric Utility | HY | WAT | HYC | IID | 117952 | 34570 | 2022
hydro | TRUE | 387 | N | . | Drop 4 | Imperial Irrigation District | 9216 | CA | PACC | WECC |  | 22 | 1 | Electric Utility | HY | WAT | HYC | IID | 317246 | 92979 | 2022
hydro | TRUE | 388 | N | . | Pilot Knob | Imperial Irrigation District | 9216 | CA | PACC | WECC |  | 22 | 1 | Electric Utility | HY | WAT | HYC | IID | 96484 | 28278 | 2022
other | TRUE | 389 | N | . | El Centro Hybrid | Imperial Irrigation District | 9216 | CA | PACC | WECC |  | 22 | 1 | Electric Utility | BA | MWH | OTH | IID | 0 | -2816 | 2022
petroleum | TRUE | 389 | N | . | El Centro Hybrid | Imperial Irrigation District | 9216 | CA | PACC | WECC |  | 22 | 1 | Electric Utility | CA | DFO | DFO | IID | 0 | 0 | 2022
natural gas combined cycle | TRUE | 389 | N | . | El Centro Hybrid | Imperial Irrigation District | 9216 | CA | PACC | WECC |  | 22 | 1 | Electric Utility | CA | NG | NG | IID | 0 | 307455 | 2022
petroleum | TRUE | 389 | N | . | El Centro Hybrid | Imperial Irrigation District | 9216 | CA | PACC | WECC |  | 22 | 1 | Electric Utility | CT | DFO | DFO | IID | 0 | 0 | 2022
natural gas combined cycle | TRUE | 389 | N | . | El Centro Hybrid | Imperial Irrigation District | 9216 | CA | PACC | WECC |  | 22 | 1 | Electric Utility | CT | NG | NG | IID | 7787834 | 643283 | 2022
natural gas steam turbine | TRUE | 389 | N | . | El Centro Hybrid | Imperial Irrigation District | 9216 | CA | PACC | WECC |  | 22 | 1 | Electric Utility | ST | NG | NG | IID | 1228226 | 94340 | 2022
petroleum | TRUE | 389 | N | . | El Centro Hybrid | Imperial Irrigation District | 9216 | CA | PACC | WECC |  | 22 | 1 | Electric Utility | ST | RFO | RFO | IID | 0 | 0 | 2022
hydro | TRUE | 390 | N | . | Solomon Gulch | Copper Valley Elec Assn, Inc | 4329 | AK | PACN |  |  | 22 | 1 | Electric Utility | HY | WAT | HYC |  | 128926 | 37786 | 2022
hydro | TRUE | 391 | N | . | Big Pine Creek | Los Angeles Department of Water & Power | 11208 | CA | PACC | WECC |  | 22 | 1 | Electric Utility | HY | WAT | HYC | LDWP | 39221 | 11495 | 2022
hydro | TRUE | 392 | N | . | Castaic | Los Angeles Department of Water & Power | 11208 | CA | PACC | WECC |  | 22 | 1 | Electric Utility | HY | WAT | HYC | LDWP | 0 | 0 | 2022
other | TRUE | 392 | N | . | Castaic | Los Angeles Department of Water & Power | 11208 | CA | PACC | WECC |  | 22 | 1 | Electric Utility | PS | WAT | HPS | LDWP | 0 | 139365 | 2022
hydro | TRUE | 393 | N | . | Control Gorge | Los Angeles Department of Water & Power | 11208 | CA | PACC | WECC |  | 22 | 1 | Electric Utility | HY | WAT | HYC | LDWP | 86214 | 25268 | 2022
hydro | TRUE | 394 | N | . | Cottonwood | Los Angeles Department of Water & Power | 11208 | CA | PACC | WECC |  | 22 | 1 | Electric Utility | HY | WAT | HYC | LDWP | 3619 | 1061 | 2022
hydro | TRUE | 396 | N | . | Foothill | Los Angeles Department of Water & Power | 11208 | CA | PACC | WECC |  | 22 | 1 | Electric Utility | HY | WAT | HYC | LDWP | 10943 | 3207 | 2022
hydro | TRUE | 397 | N | . | Franklin (CA) | Los Angeles Department of Water & Power | 11208 | CA | PACC | WECC |  | 22 | 1 | Electric Utility | HY | WAT | HYC | LDWP | 0 | -6 | 2022
hydro | TRUE | 398 | N | . | Haiwee | Los Angeles Department of Water & Power | 11208 | CA | PACC | WECC |  | 22 | 1 | Electric Utility | HY | WAT | HYC | LDWP | 0 | -2 | 2022
petroleum | TRUE | 399 | N | . | Harbor | Los Angeles Department of Water & Power | 11208 | CA | PACC | WECC |  | 22 | 1 | Electric Utility | CA | DFO | DFO | LDWP | 0 | 0 | 2022
natural gas combined cycle | TRUE | 399 | N | . | Harbor | Los Angeles Department of Water & Power | 11208 | CA | PACC | WECC |  | 22 | 1 | Electric Utility | CA | NG | NG | LDWP | 0 | 25316 | 2022
biomass | TRUE | 399 | N | . | Harbor | Los Angeles Department of Water & Power | 11208 | CA | PACC | WECC |  | 22 | 1 | Electric Utility | CA | OBG | ORW | LDWP | 0 | 0 | 2022
petroleum | TRUE | 399 | N | . | Harbor | Los Angeles Department of Water & Power | 11208 | CA | PACC | WECC |  | 22 | 1 | Electric Utility | CT | DFO | DFO | LDWP | 0 | 0 | 2022
natural gas combined cycle | TRUE | 399 | N | . | Harbor | Los Angeles Department of Water & Power | 11208 | CA | PACC | WECC |  | 22 | 1 | Electric Utility | CT | NG | NG | LDWP | 929965 | 64026 | 2022
biomass | TRUE | 399 | N | . | Harbor | Los Angeles Department of Water & Power | 11208 | CA | PACC | WECC |  | 22 | 1 | Electric Utility | CT | OBG | ORW | LDWP | 0 | 0 | 2022
petroleum | TRUE | 399 | N | . | Harbor | Los Angeles Department of Water & Power | 11208 | CA | PACC | WECC |  | 22 | 1 | Electric Utility | GT | DFO | DFO | LDWP | 0 | 0 | 2022
natural gas peaker | TRUE | 399 | N | . | Harbor | Los Angeles Department of Water & Power | 11208 | CA | PACC | WECC |  | 22 | 1 | Electric Utility | GT | NG | NG | LDWP | 304046 | 25166 | 2022
biomass | TRUE | 399 | N | . | Harbor | Los Angeles Department of Water & Power | 11208 | CA | PACC | WECC |  | 22 | 1 | Electric Utility | GT | OBG | ORW | LDWP | 0 | 0 | 2022
petroleum | TRUE | 400 | N | . | Haynes | Los Angeles Department of Water & Power | 11208 | CA | PACC | WECC |  | 22 | 1 | Electric Utility | CA | DFO | DFO | LDWP | 0 | 0 | 2022
natural gas combined cycle | TRUE | 400 | N | . | Haynes | Los Angeles Department of Water & Power | 11208 | CA | PACC | WECC |  | 22 | 1 | Electric Utility | CA | NG | NG | LDWP | 0 | 724846 | 2022
biomass | TRUE | 400 | N | . | Haynes | Los Angeles Department of Water & Power | 11208 | CA | PACC | WECC |  | 22 | 1 | Electric Utility | CA | OBG | ORW | LDWP | 0 | 0 | 2022
petroleum | TRUE | 400 | N | . | Haynes | Los Angeles Department of Water & Power | 11208 | CA | PACC | WECC |  | 22 | 1 | Electric Utility | CT | DFO | DFO | LDWP | 0 | 0 | 2022
natural gas combined cycle | TRUE | 400 | N | . | Haynes | Los Angeles Department of Water & Power | 11208 | CA | PACC | WECC |  | 22 | 1 | Electric Utility | CT | NG | NG | LDWP | 14247491 | 1270391 | 2022
biomass | TRUE | 400 | N | . | Haynes | Los Angeles Department of Water & Power | 11208 | CA | PACC | WECC |  | 22 | 1 | Electric Utility | CT | OBG | ORW | LDWP | 0 | 0 | 2022
natural gas peaker | TRUE | 400 | N | . | Haynes | Los Angeles Department of Water & Power | 11208 | CA | PACC | WECC |  | 22 | 1 | Electric Utility | GT | NG | NG | LDWP | 3863605 | 395219 | 2022
biomass | TRUE | 400 | N | . | Haynes | Los Angeles Department of Water & Power | 11208 | CA | PACC | WECC |  | 22 | 1 | Electric Utility | GT | OBG | ORW | LDWP | 0 | 0 | 2022
natural gas steam turbine | TRUE | 400 | N | . | Haynes | Los Angeles Department of Water & Power | 11208 | CA | PACC | WECC |  | 22 | 1 | Electric Utility | ST | NG | NG | LDWP | 2075720 | 172185 | 2022
biomass | TRUE | 400 | N | . | Haynes | Los Angeles Department of Water & Power | 11208 | CA | PACC | WECC |  | 22 | 1 | Electric Utility | ST | OBG | ORW | LDWP | 0 | 0 | 2022
petroleum | TRUE | 400 | N | . | Haynes | Los Angeles Department of Water & Power | 11208 | CA | PACC | WECC |  | 22 | 1 | Electric Utility | ST | RFO | RFO | LDWP | 0 | 0 | 2022
hydro | TRUE | 401 | N | . | Middle Gorge | Los Angeles Department of Water & Power | 11208 | CA | PACC | WECC |  | 22 | 1 | Electric Utility | HY | WAT | HYC | LDWP | 88569 | 25958 | 2022
hydro | TRUE | 402 | N | . | Pleasant Valley Hydro | Los Angeles Department of Water & Power | 11208 | CA | PACC | WECC |  | 22 | 1 | Electric Utility | HY | WAT | HYC | LDWP | 5944 | 1742 | 2022
hydro | TRUE | 403 | N | . | San Fernando | Los Angeles Department of Water & Power | 11208 | CA | PACC | WECC |  | 22 | 1 | Electric Utility | HY | WAT | HYC | LDWP | 936 | 274 | 2022
natural gas combined cycle | TRUE | 404 | N | . | Scattergood | Los Angeles Department of Water & Power | 11208 | CA | PACC | WECC |  | 22 | 1 | Electric Utility | CA | NG | NG | LDWP | 0 | 598107 | 2022
other | TRUE | 404 | N | . | Scattergood | Los Angeles Department of Water & Power | 11208 | CA | PACC | WECC |  | 22 | 1 | Electric Utility | CA | OG | OOG | LDWP | 0 | 0 | 2022
natural gas combined cycle | TRUE | 404 | N | . | Scattergood | Los Angeles Department of Water & Power | 11208 | CA | PACC | WECC |  | 22 | 1 | Electric Utility | CT | NG | NG | LDWP | 12663674 | 1140079 | 2022
other | TRUE | 404 | N | . | Scattergood | Los Angeles Department of Water & Power | 11208 | CA | PACC | WECC |  | 22 | 1 | Electric Utility | CT | OG | OOG | LDWP | 0 | 0 | 2022
natural gas peaker | TRUE | 404 | N | . | Scattergood | Los Angeles Department of Water & Power | 11208 | CA | PACC | WECC |  | 22 | 1 | Electric Utility | GT | NG | NG | LDWP | 922127 | 88799 | 2022
biomass | TRUE | 404 | N | . | Scattergood | Los Angeles Department of Water & Power | 11208 | CA | PACC | WECC |  | 22 | 1 | Electric Utility | GT | OBG | ORW | LDWP | 0 | 0 | 2022
natural gas steam turbine | TRUE | 404 | N | . | Scattergood | Los Angeles Department of Water & Power | 11208 | CA | PACC | WECC |  | 22 | 1 | Electric Utility | ST | NG | NG | LDWP | 763412 | 61096 | 2022
biomass | TRUE | 404 | N | . | Scattergood | Los Angeles Department of Water & Power | 11208 | CA | PACC | WECC |  | 22 | 1 | Electric Utility | ST | OBG | ORW | LDWP | 0 | 0 | 2022
petroleum | TRUE | 406 | N | . | Tok | Alaska Power and Telephone Co | 219 | AK | PACN |  |  | 22 | 1 | Electric Utility | IC | DFO | DFO |  | 105584 | 10903 | 2022
hydro | TRUE | 407 | N | . | Upper Gorge | Los Angeles Department of Water & Power | 11208 | CA | PACC | WECC |  | 22 | 1 | Electric Utility | HY | WAT | HYC | LDWP | 93870 | 27512 | 2022
petroleum | TRUE | 408 | N | . | Valley (CA) | Los Angeles Department of Water & Power | 11208 | CA | PACC | WECC |  | 22 | 1 | Electric Utility | CA | DFO | DFO | LDWP | 0 | 0 | 2022
natural gas combined cycle | TRUE | 408 | N | . | Valley (CA) | Los Angeles Department of Water & Power | 11208 | CA | PACC | WECC |  | 22 | 1 | Electric Utility | CA | NG | NG | LDWP | 0 | 779674 | 2022
biomass | TRUE | 408 | N | . | Valley (CA) | Los Angeles Department of Water & Power | 11208 | CA | PACC | WECC |  | 22 | 1 | Electric Utility | CA | OBG | ORW | LDWP | 0 | 0 | 2022
petroleum | TRUE | 408 | N | . | Valley (CA) | Los Angeles Department of Water & Power | 11208 | CA | PACC | WECC |  | 22 | 1 | Electric Utility | CT | DFO | DFO | LDWP | 0 | 0 | 2022
natural gas combined cycle | TRUE | 408 | N | . | Valley (CA) | Los Angeles Department of Water & Power | 11208 | CA | PACC | WECC |  | 22 | 1 | Electric Utility | CT | NG | NG | LDWP | 14848197 | 1286029 | 2022
biomass | TRUE | 408 | N | . | Valley (CA) | Los Angeles Department of Water & Power | 11208 | CA | PACC | WECC |  | 22 | 1 | Electric Utility | CT | OBG | ORW | LDWP | 0 | 0 | 2022
petroleum | TRUE | 408 | N | . | Valley (CA) | Los Angeles Department of Water & Power | 11208 | CA | PACC | WECC |  | 22 | 1 | Electric Utility | GT | DFO | DFO | LDWP | 0 | 0 | 2022
natural gas peaker | TRUE | 408 | N | . | Valley (CA) | Los Angeles Department of Water & Power | 11208 | CA | PACC | WECC |  | 22 | 1 | Electric Utility | GT | NG | NG | LDWP | 111152 | 9667 | 2022
biomass | TRUE | 408 | N | . | Valley (CA) | Los Angeles Department of Water & Power | 11208 | CA | PACC | WECC |  | 22 | 1 | Electric Utility | GT | OBG | ORW | LDWP | 0 | 0 | 2022
hydro | TRUE | 409 | N | . | Exchequer | Merced Irrigation District | 12312 | CA | PACC | WECC |  | 22 | 2 | NAICS-22 Non-Cogen | HY | WAT | HYC | CISO | 416189 | 121978 | 2022
hydro | TRUE | 410 | N | . | McSwain | Merced Irrigation District | 12312 | CA | PACC | WECC |  | 22 | 2 | NAICS-22 Non-Cogen | HY | WAT | HYC | CISO | 51429 | 15073 | 2022
hydro | TRUE | 412 | N | . | Chicago Park | Nevada Irrigation District | 13402 | CA | PACC | WECC |  | 22 | 2 | NAICS-22 Non-Cogen | HY | WAT | HYC | CISO | 349014 | 102290 | 2022
hydro | TRUE | 413 | N | . | Dutch Flat 2 | Nevada Irrigation District | 13402 | CA | PACC | WECC |  | 22 | 2 | NAICS-22 Non-Cogen | HY | WAT | HYC | CISO | 103172 | 30238 | 2022
hydro | TRUE | 414 | N | . | Beardsley | Oakdale&South San Joaquin Irrigation D. | 13935 | CA | PACC | WECC |  | 22 | 2 | NAICS-22 Non-Cogen | HY | WAT | HYC | CISO | 153235 | 44911 | 2022
hydro | TRUE | 415 | N | . | Donnells | Oakdale&South San Joaquin Irrigation D. | 13935 | CA | PACC | WECC |  | 22 | 2 | NAICS-22 Non-Cogen | HY | WAT | HYC | CISO | 694570 | 203567 | 2022
hydro | TRUE | 416 | N | . | Tulloch | Oakdale&South San Joaquin Irrigation D. | 13935 | CA | PACC | WECC |  | 22 | 2 | NAICS-22 Non-Cogen | HY | WAT | HYC | CISO | 335741 | 98400 | 2022
hydro | TRUE | 417 | N | . | Forbestown | South Feather Water and Power Agency | 14191 | CA | PACC | WECC |  | 22 | 1 | Electric Utility | HY | WAT | HYC | CISO | 325740 | 95468 | 2022
hydro | TRUE | 418 | N | . | Kelly Ridge | South Feather Water and Power Agency | 14191 | CA | PACC | WECC |  | 22 | 1 | Electric Utility | HY | WAT | HYC | CISO | 179458 | 52596 | 2022
hydro | TRUE | 419 | N | . | Woodleaf | South Feather Water and Power Agency | 14191 | CA | PACC | WECC |  | 22 | 1 | Electric Utility | HY | WAT | HYC | CISO | 536909 | 157359 | 2022
petroleum | TRUE | 421 | N | . | Craig (AK) | Alaska Power and Telephone Co | 219 | AK | PACN |  |  | 22 | 1 | Electric Utility | IC | DFO | DFO |  | 5138 | 360 | 2022
natural gas combined cycle | TRUE | 422 | N | . | Glenarm | City of Pasadena - (CA) | 14534 | CA | PACC | WECC |  | 22 | 1 | Electric Utility | CA | NG | NG | CISO | 0 | 4099 | 2022
natural gas combined cycle | TRUE | 422 | N | . | Glenarm | City of Pasadena - (CA) | 14534 | CA | PACC | WECC |  | 22 | 1 | Electric Utility | CT | NG | NG | CISO | 235905 | 24767 | 2022
natural gas peaker | TRUE | 422 | N | . | Glenarm | City of Pasadena - (CA) | 14534 | CA | PACC | WECC |  | 22 | 1 | Electric Utility | GT | NG | NG | CISO | 291364 | 22899 | 2022
petroleum | TRUE | 423 | N | . | Hydaburg | Alaska Power and Telephone Co | 219 | AK | PACN |  |  | 22 | 1 | Electric Utility | IC | DFO | DFO |  | 114 | -26 | 2022
hydro | TRUE | 424 | N | . | French Meadows | Placer County Water Agency | 15127 | CA | PACC | WECC |  | 22 | 1 | Electric Utility | HY | WAT | HYC | CISO | 2125 | 623 | 2022
hydro | TRUE | 425 | N | . | Middle Fork | Placer County Water Agency | 15127 | CA | PACC | WECC |  | 22 | 1 | Electric Utility | HY | WAT | HYC | CISO | 32711 | 9531 | 2022
hydro | TRUE | 426 | N | . | Oxbow (CA) | Placer County Water Agency | 15127 | CA | PACC | WECC |  | 22 | 1 | Electric Utility | HY | WAT | HYC | CISO | 1861 | 546 | 2022
hydro | TRUE | 427 | N | . | Ralston | Placer County Water Agency | 15127 | CA | PACC | WECC |  | 22 | 1 | Electric Utility | HY | WAT | HYC | CISO | 25371 | 7436 | 2022
hydro | TRUE | 428 | N | . | Parker | Merced Irrigation District | 12312 | CA | PACC | WECC |  | 22 | 2 | NAICS-22 Non-Cogen | HY | WAT | HYC | CISO | 12734 | 3732 | 2022
hydro | TRUE | 430 | N | . | Camino | Sacramento Municipal Util Dist | 16534 | CA | PACC | WECC |  | 22 | 1 | Electric Utility | HY | WAT | HYC | BANC | 721158 | 211359 | 2022
hydro | TRUE | 431 | N | . | Jaybird | Sacramento Municipal Util Dist | 16534 | CA | PACC | WECC |  | 22 | 1 | Electric Utility | HY | WAT | HYC | BANC | 1179307 | 345635 | 2022
hydro | TRUE | 432 | N | . | Loon Lake | Sacramento Municipal Util Dist | 16534 | CA | PACC | WECC |  | 22 | 1 | Electric Utility | HY | WAT | HYC | BANC | 107789 | 31591 | 2022
hydro | TRUE | 433 | N | . | Robbs Peak | Sacramento Municipal Util Dist | 16534 | CA | PACC | WECC |  | 22 | 1 | Electric Utility | HY | WAT | HYC | BANC | 66021 | 19350 | 2022
hydro | TRUE | 435 | N | . | White Rock/Slab Creek | Sacramento Municipal Util Dist | 16534 | CA | PACC | WECC |  | 22 | 1 | Electric Utility | HY | WAT | HYC | BANC | 1043405 | 305804 | 2022
hydro | TRUE | 436 | N | . | Devil Canyon | California Dept. of Water Resources | 3255 | CA | PACC | WECC |  | 22 | 1 | Electric Utility | HY | WAT | HYC | CISO | 406321 | 119086 | 2022
hydro | TRUE | 437 | N | . | Edward C Hyatt | California Dept. of Water Resources | 3255 | CA | PACC | WECC |  | 22 | 1 | Electric Utility | HY | WAT | HYC | CISO | 3170602 | 929250 | 2022
other | TRUE | 437 | N | . | Edward C Hyatt | California Dept. of Water Resources | 3255 | CA | PACC | WECC |  | 22 | 1 | Electric Utility | PS | WAT | HPS | CISO | 0 | 0 | 2022
hydro | TRUE | 438 | N | . | Thermalito | California Dept. of Water Resources | 3255 | CA | PACC | WECC |  | 22 | 1 | Electric Utility | HY | WAT | HYC | CISO | 532508 | 156069 | 2022
other | TRUE | 438 | N | . | Thermalito | California Dept. of Water Resources | 3255 | CA | PACC | WECC |  | 22 | 1 | Electric Utility | PS | WAT | HPS | CISO | 0 | 0 | 2022
hydro | TRUE | 439 | N | . | Don Pedro | Turlock Irrigation District | 19281 | CA | PACC | WECC |  | 22 | 1 | Electric Utility | HY | WAT | HYC | TIDC | 565147 | 165510 | 2022
hydro | TRUE | 440 | N | . | La Grange | Turlock Irrigation District | 19281 | CA | PACC | WECC |  | 22 | 1 | Electric Utility | HY | WAT | HYC | TIDC | 20411 | 5982 | 2022
hydro | TRUE | 441 | N | . | Folsom | U S Bureau of Reclamation | 2518 | CA | PACC | WECC |  | 22 | 1 | Electric Utility | HY | WAT | HYC | BANC | 1418116 | 415626 | 2022
hydro | TRUE | 442 | N | . | Judge F Carr | U S Bureau of Reclamation | 2518 | CA | PACC | WECC |  | 22 | 1 | Electric Utility | HY | WAT | HYC | BANC | 375976 | 110088 | 2022
hydro | TRUE | 443 | N | . | Keswick | U S Bureau of Reclamation | 2518 | CA | PACC | WECC |  | 22 | 1 | Electric Utility | HY | WAT | HYC | BANC | 578391 | 169517 | 2022
hydro | TRUE | 444 | N | . | Nimbus | U S Bureau of Reclamation | 2518 | CA | PACC | WECC |  | 22 | 1 | Electric Utility | HY | WAT | HYC | BANC | 157232 | 46082 | 2022
hydro | TRUE | 445 | N | . | Shasta | U S Bureau of Reclamation | 2518 | CA | PACC | WECC |  | 22 | 1 | Electric Utility | HY | WAT | HYC | BANC | 2613391 | 765941 | 2022
other | TRUE | 446 | N | . | ONeill | U S Bureau of Reclamation | 2518 | CA | PACC | WECC |  | 22 | 1 | Electric Utility | PS | WAT | HPS | CISO | 0 | -32972 | 2022
hydro | TRUE | 447 | N | . | Parker Dam | U S Bureau of Reclamation | 2518 | CA | PACC | WECC |  | 22 | 1 | Electric Utility | HY | WAT | HYC | WALC | 1451674 | 425461 | 2022
other | TRUE | 448 | N | . | W R Gianelli | California Dept. of Water Resources | 3255 | CA | PACC | WECC |  | 22 | 1 | Electric Utility | PS | WAT | HPS | CISO | 0 | -92700 | 2022
hydro | TRUE | 450 | N | . | Spring Creek | U S Bureau of Reclamation | 2518 | CA | PACC | WECC |  | 22 | 1 | Electric Utility | HY | WAT | HYC | BANC | 106942 | 31248 | 2022
hydro | TRUE | 451 | N | . | Trinity | U S Bureau of Reclamation | 2518 | CA | PACC | WECC |  | 22 | 1 | Electric Utility | HY | WAT | HYC | BANC | 434620 | 127341 | 2022
hydro | TRUE | 454 | N | . | Colgate | Yuba County Water Agency | 21140 | CA | PACC | WECC |  | 22 | 1 | Electric Utility | HY | WAT | HYC | CISO | 2114916 | 619846 | 2022
hydro | TRUE | 455 | N | . | Narrows 2 | Yuba County Water Agency | 21140 | CA | PACC | WECC |  | 22 | 1 | Electric Utility | HY | WAT | HYC | CISO | 182072 | 53362 | 2022
hydro | TRUE | 457 | N | . | Bear Valley | City of Escondido - (CA) | 5969 | CA | PACC | WECC |  | 22 | 1 | Electric Utility | HY | WAT | HYC | CISO | 1423 | 417 | 2022
petroleum | TRUE | 460 | N | . | Pueblo | Black Hills Colorado Electric, LLC | 56146 | CO | MTN | WECC |  | 22 | 1 | Electric Utility | IC | DFO | DFO | PSCO | 139 | -182 | 2022
natural gas peaker | TRUE | 460 | N | . | Pueblo | Black Hills Colorado Electric, LLC | 56146 | CO | MTN | WECC |  | 22 | 1 | Electric Utility | IC | NG | NG | PSCO | 0 | 0 | 2022
petroleum | TRUE | 464 | N | . | Alamosa | Public Service Co of Colorado | 15466 | CO | MTN | WECC |  | 22 | 1 | Electric Utility | GT | DFO | DFO | PSCO | 24671 | 1074.649 | 2022
natural gas peaker | TRUE | 464 | N | . | Alamosa | Public Service Co of Colorado | 15466 | CO | MTN | WECC |  | 22 | 1 | Electric Utility | GT | NG | NG | PSCO | 293795 | 12797.351 | 2022
hydro | TRUE | 466 | N | . | Boulder Canyon Hydro | Boulder City of | 1994 | CO | MTN | WECC |  | 22 | 2 | NAICS-22 Non-Cogen | HY | WAT | HYC | PSCO | 36302 | 10639 | 2022
other | TRUE | 467 | N | . | Cabin Creek | Public Service Co of Colorado | 15466 | CO | MTN | WECC |  | 22 | 1 | Electric Utility | PS | WAT | HPS | PSCO | 0 | 84265 | 2022
natural gas combined cycle | TRUE | 469 | N | . | Cherokee | Public Service Co of Colorado | 15466 | CO | MTN | WECC |  | 22 | 1 | Electric Utility | CA | NG | NG | PSCO | 0 | 726831 | 2022
natural gas combined cycle | TRUE | 469 | N | . | Cherokee | Public Service Co of Colorado | 15466 | CO | MTN | WECC |  | 22 | 1 | Electric Utility | CT | NG | NG | PSCO | 14894866 | 1166301 | 2022
hard coal | TRUE | 469 | N | . | Cherokee | Public Service Co of Colorado | 15466 | CO | MTN | WECC |  | 22 | 1 | Electric Utility | ST | BIT | COL | PSCO | 0 | 0 | 2022
natural gas steam turbine | TRUE | 469 | N | . | Cherokee | Public Service Co of Colorado | 15466 | CO | MTN | WECC |  | 22 | 1 | Electric Utility | ST | NG | NG | PSCO | 14469199 | 1327988 | 2022
natural gas steam turbine | TRUE | 470 | N | . | Comanche (CO) | Public Service Co of Colorado | 15466 | CO | MTN | WECC |  | 22 | 1 | Electric Utility | ST | NG | NG | WACM | 1867899 | 173599.57 | 2022
hard coal | TRUE | 470 | N | . | Comanche (CO) | Public Service Co of Colorado | 15466 | CO | MTN | WECC |  | 22 | 1 | Electric Utility | ST | SUB | COL | WACM | 59864668 | 5647681.4 | 2022
petroleum | TRUE | 471 | N | . | Fruita | Public Service Co of Colorado | 15466 | CO | MTN | WECC |  | 22 | 1 | Electric Utility | GT | DFO | DFO | PSCO | 2925 | -763.526 | 2022
natural gas peaker | TRUE | 471 | N | . | Fruita | Public Service Co of Colorado | 15466 | CO | MTN | WECC |  | 22 | 1 | Electric Utility | GT | NG | NG | PSCO | 22391 | -5845.474 | 2022
hydro | TRUE | 472 | N | . | Georgetown Hydro | Public Service Co of Colorado | 15466 | CO | MTN | WECC |  | 22 | 1 | Electric Utility | HY | WAT | HYC | PSCO | 861 | 252 | 2022
hydro | TRUE | 474 | N | . | Salida | Public Service Co of Colorado | 15466 | CO | MTN | WECC |  | 22 | 1 | Electric Utility | HY | WAT | HYC | PSCO | 5391 | 1580 | 2022
hydro | TRUE | 476 | N | . | Shoshone (CO) | Public Service Co of Colorado | 15466 | CO | MTN | WECC |  | 22 | 1 | Electric Utility | HY | WAT | HYC | PSCO | 221853 | 65021 | 2022
natural gas peaker | TRUE | 477 | N | . | Valmont | Public Service Co of Colorado | 15466 | CO | MTN | WECC |  | 22 | 1 | Electric Utility | GT | NG | NG | PSCO | 64780 | 3310 | 2022
hydro | TRUE | 479 | N | . | Temescal | Metropolitan Water District of S CA | 12397 | CA | PACC | WECC |  | 22 | 1 | Electric Utility | HY | WAT | HYC | CISO | 27881 | 8172 | 2022
hydro | TRUE | 480 | N | . | Corona | Metropolitan Water District of S CA | 12397 | CA | PACC | WECC |  | 22 | 1 | Electric Utility | HY | WAT | HYC | CISO | 28071 | 8227 | 2022
hydro | TRUE | 481 | N | . | Perris | Metropolitan Water District of S CA | 12397 | CA | PACC | WECC |  | 22 | 1 | Electric Utility | HY | WAT | HYC | CISO | 0 | 0 | 2022
hydro | TRUE | 482 | N | . | Rio Hondo | Metropolitan Water District of S CA | 12397 | CA | PACC | WECC |  | 22 | 1 | Electric Utility | HY | WAT | HYC | CISO | 8202 | 2404 | 2022
hydro | TRUE | 483 | N | . | Coyote Creek | Metropolitan Water District of S CA | 12397 | CA | PACC | WECC |  | 22 | 1 | Electric Utility | HY | WAT | HYC | CISO | 0 | 0 | 2022
hydro | TRUE | 484 | N | . | Red Mountain | Metropolitan Water District of S CA | 12397 | CA | PACC | WECC |  | 22 | 1 | Electric Utility | HY | WAT | HYC | CISO | 62852 | 18421 | 2022
hydro | TRUE | 487 | N | . | Valley View | Metropolitan Water District of S CA | 12397 | CA | PACC | WECC |  | 22 | 1 | Electric Utility | HY | WAT | HYC | CISO | 3736 | 1095 | 2022
hydro | TRUE | 489 | N | . | Upper Dawson | Turlock Irrigation District | 19281 | CA | PACC | WECC |  | 22 | 1 | Electric Utility | HY | WAT | HYC | TIDC | 21734 | 6370 | 2022
hard coal | TRUE | 492 | N | . | South Plant | City of Colorado Springs - (CO) | 3989 | CO | MTN | WECC |  | 22 | 1 | Electric Utility | ST | BIT | COL | WACM | 0 | 0 | 2022
natural gas steam turbine | TRUE | 492 | N | . | South Plant | City of Colorado Springs - (CO) | 3989 | CO | MTN | WECC |  | 22 | 1 | Electric Utility | ST | NG | NG | WACM | 2615495 | 211633 | 2022
hard coal | TRUE | 492 | N | . | South Plant | City of Colorado Springs - (CO) | 3989 | CO | MTN | WECC |  | 22 | 1 | Electric Utility | ST | SUB | COL | WACM | 0 | 0 | 2022
petroleum | TRUE | 493 | N | . | George Birdsall | City of Colorado Springs - (CO) | 3989 | CO | MTN | WECC |  | 22 | 1 | Electric Utility | ST | DFO | DFO | WACM | 2189 | 143.446 | 2022
natural gas steam turbine | TRUE | 493 | N | . | George Birdsall | City of Colorado Springs - (CO) | 3989 | CO | MTN | WECC |  | 22 | 1 | Electric Utility | ST | NG | NG | WACM | 153831 | 9403.554 | 2022
hydro | TRUE | 494 | N | . | Manitou Springs | City of Colorado Springs - (CO) | 3989 | CO | MTN | WECC |  | 22 | 1 | Electric Utility | HY | WAT | HYC | WACM | 61764 | 18102 | 2022
hydro | TRUE | 495 | N | . | Ruxton Park | City of Colorado Springs - (CO) | 3989 | CO | MTN | WECC |  | 22 | 1 | Electric Utility | HY | WAT | HYC | WACM | 4735 | 1388 | 2022
petroleum | TRUE | 502 | N | . | Holly | Town of Holly - (CO) | 8751 | CO | MTN | WECC |  | 22 | 1 | Electric Utility | IC | DFO | DFO | WACM | 78 | 7 | 2022
natural gas peaker | TRUE | 502 | N | . | Holly | Town of Holly - (CO) | 8751 | CO | MTN | WECC |  | 22 | 1 | Electric Utility | IC | NG | NG | WACM | 0 | 0 | 2022
petroleum | TRUE | 504 | N | . | Julesburg | City of Julesburg - (CO) | 9928 | CO | MTN | WECC |  | 22 | 1 | Electric Utility | IC | DFO | DFO | WACM | 0 | 0 | 2022
hydro | TRUE | 505 | N | . | Boysen | U S Bureau of Reclamation | 2518 | WY | MTN | WECC |  | 22 | 1 | Electric Utility | HY | WAT | HYC | WAUW | 208788 | 61192 | 2022
petroleum | TRUE | 507 | N | . | Las Animas | City of Las Animas - (CO) | 10730 | CO | MTN | WECC |  | 22 | 1 | Electric Utility | IC | DFO | DFO | WACM | 0 | 0 | 2022
natural gas peaker | TRUE | 507 | N | . | Las Animas | City of Las Animas - (CO) | 10730 | CO | MTN | WECC |  | 22 | 1 | Electric Utility | IC | NG | NG | WACM | 0 | 0 | 2022
petroleum | TRUE | 508 | N | . | Lamar Plant | City of Lamar - (CO) | 10633 | CO | MTN | WECC |  | 22 | 1 | Electric Utility | ST | DFO | DFO | PSCO | 0 | 0 | 2022
natural gas steam turbine | TRUE | 508 | N | . | Lamar Plant | City of Lamar - (CO) | 10633 | CO | MTN | WECC |  | 22 | 1 | Electric Utility | ST | NG | NG | PSCO | 0 | 0 | 2022
hard coal | TRUE | 508 | N | . | Lamar Plant | City of Lamar - (CO) | 10633 | CO | MTN | WECC |  | 22 | 1 | Electric Utility | ST | SUB | COL | PSCO | 0 | 0 | 2022
onshore wind | TRUE | 508 | N | . | Lamar Plant | City of Lamar - (CO) | 10633 | CO | MTN | WECC |  | 22 | 1 | Electric Utility | WT | WND | WND | PSCO | 42845 | 12557 | 2022
geothermal | TRUE | 510 | N | . | Sonoma California Geothermal | Geysers Power Co LLC | 7160 | CA | PACC | WECC |  | 22 | 2 | NAICS-22 Non-Cogen | ST | GEO | GEO | CISO | 870076 | 255004 | 2022
hard coal | TRUE | 511 | N | . | Trinidad (CO) | City of Trinidad - (CO) | 19204 | CO | MTN | WECC |  | 22 | 1 | Electric Utility | IC | BIT | COL | WACM | 0 | 0 | 2022
petroleum | TRUE | 511 | N | . | Trinidad (CO) | City of Trinidad - (CO) | 19204 | CO | MTN | WECC |  | 22 | 1 | Electric Utility | IC | DFO | DFO | WACM | 162 | 16 | 2022
natural gas peaker | TRUE | 511 | N | . | Trinidad (CO) | City of Trinidad - (CO) | 19204 | CO | MTN | WECC |  | 22 | 1 | Electric Utility | IC | NG | NG | WACM | 0 | 0 | 2022
hydro | TRUE | 512 | N | . | Blue Mesa | U S Bureau of Reclamation | 2518 | CO | MTN | WECC |  | 22 | 1 | Electric Utility | HY | WAT | HYC | WACM | 419429 | 122928 | 2022
hydro | TRUE | 513 | N | . | Estes | U S Bureau of Reclamation | 2518 | CO | MTN | WECC |  | 22 | 1 | Electric Utility | HY | WAT | HYC | WACM | 264530 | 77529 | 2022
hydro | TRUE | 514 | N | . | Morrow Point | U S Bureau of Reclamation | 2518 | CO | MTN | WECC |  | 22 | 1 | Electric Utility | HY | WAT | HYC | WACM | 707702 | 207416 | 2022
hydro | TRUE | 515 | N | . | Big Thompson | U S Bureau of Reclamation | 2518 | CO | MTN | WECC |  | 22 | 1 | Electric Utility | HY | WAT | HYC | WACM | 18228 | 5342 | 2022
hydro | TRUE | 516 | N | . | Green Mountain | U S Bureau of Reclamation | 2518 | CO | MTN | WECC |  | 22 | 1 | Electric Utility | HY | WAT | HYC | WACM | 81970 | 24024 | 2022
hydro | TRUE | 517 | N | . | Marys Lake | U S Bureau of Reclamation | 2518 | CO | MTN | WECC |  | 22 | 1 | Electric Utility | HY | WAT | HYC | WACM | 77422 | 22691 | 2022
hydro | TRUE | 518 | N | . | Flatiron | U S Bureau of Reclamation | 2518 | CO | MTN | WECC |  | 22 | 1 | Electric Utility | HY | WAT | HYC | WACM | 627795 | 183924 | 2022
other | TRUE | 518 | N | . | Flatiron | U S Bureau of Reclamation | 2518 | CO | MTN | WECC |  | 22 | 1 | Electric Utility | PS | WAT | HPS | WACM | 0 | -33813 | 2022
hydro | TRUE | 519 | N | . | Pole Hill | U S Bureau of Reclamation | 2518 | CO | MTN | WECC |  | 22 | 1 | Electric Utility | HY | WAT | HYC | WACM | 503201 | 147480 | 2022
hydro | TRUE | 520 | N | . | Lower Molina | U S Bureau of Reclamation | 2518 | CO | MTN | WECC |  | 22 | 1 | Electric Utility | HY | WAT | HYC | WACM | 41482 | 12158 | 2022
hydro | TRUE | 521 | N | . | Upper Molina | U S Bureau of Reclamation | 2518 | CO | MTN | WECC |  | 22 | 1 | Electric Utility | HY | WAT | HYC | WACM | 71158 | 20855 | 2022
hard coal | TRUE | 525 | N | . | Hayden | Public Service Co of Colorado | 15466 | CO | MTN | WECC |  | 22 | 1 | Electric Utility | ST | BIT | COL | PSCO | 31417301 | 2941707.1 | 2022
petroleum | TRUE | 525 | N | . | Hayden | Public Service Co of Colorado | 15466 | CO | MTN | WECC |  | 22 | 1 | Electric Utility | ST | DFO | DFO | PSCO | 11712 | 1088.836 | 2022
natural gas steam turbine | TRUE | 525 | N | . | Hayden | Public Service Co of Colorado | 15466 | CO | MTN | WECC |  | 22 | 1 | Electric Utility | ST | NG | NG | PSCO | 24521 | 2285.079 | 2022
hydro | TRUE | 531 | N | . | Camp Far West | Sacramento Municipal Util Dist | 16534 | CA | PACC | WECC |  | 22 | 1 | Electric Utility | HY | WAT | HYC | CISO | 21971 | 6439 | 2022
petroleum | TRUE | 533 | N | . | McWilliams | PowerSouth Energy Cooperative | 189 | AL | ESC | SERC |  | 22 | 1 | Electric Utility | CA | DFO | DFO | SOCO | 0 | 27.914 | 2022
natural gas combined cycle | TRUE | 533 | N | . | McWilliams | PowerSouth Energy Cooperative | 189 | AL | ESC | SERC |  | 22 | 1 | Electric Utility | CA | NG | NG | SOCO | 0 | 1306453.1 | 2022
petroleum | TRUE | 533 | N | . | McWilliams | PowerSouth Energy Cooperative | 189 | AL | ESC | SERC |  | 22 | 1 | Electric Utility | CT | DFO | DFO | SOCO | 638 | 56.247 | 2022
natural gas combined cycle | TRUE | 533 | N | . | McWilliams | PowerSouth Energy Cooperative | 189 | AL | ESC | SERC |  | 22 | 1 | Electric Utility | CT | NG | NG | SOCO | 29699886 | 2589128.8 | 2022
hydro | TRUE | 534 | N | . | Jones Fork | Sacramento Municipal Util Dist | 16534 | CA | PACC | WECC |  | 22 | 1 | Electric Utility | HY | WAT | HYC | BANC | 31906 | 9351 | 2022
natural gas peaker | TRUE | 535 | N | . | McClellan (CA) | Sacramento Municipal Util Dist | 16534 | CA | PACC | WECC |  | 22 | 1 | Electric Utility | GT | NG | NG | BANC | 46213 | 3697 | 2022
hydro | TRUE | 537 | N | . | Camanche | East Bay Municipal Util Dist | 5571 | CA | PACC | WECC |  | 22 | 1 | Electric Utility | HY | WAT | HYC | CISO | 37781 | 11073 | 2022
other | TRUE | 539 | N | . | Rocky River (CT) | FirstLight Power Resources Services LLC | 54895 | CT | NEW | NPCC |  | 22 | 2 | NAICS-22 Non-Cogen | PS | WAT | HPS | ISNE | 0 | 1309 | 2022
petroleum | TRUE | 540 | N | . | Branford | Connecticut Jet Power LLC | 22379 | CT | NEW | NPCC |  | 22 | 2 | NAICS-22 Non-Cogen | GT | JF | WOO | ISNE | 0 | 0 | 2022
petroleum | TRUE | 540 | N | . | Branford | Connecticut Jet Power LLC | 22379 | CT | NEW | NPCC |  | 22 | 2 | NAICS-22 Non-Cogen | GT | KER | WOO | ISNE | 2625 | 153 | 2022
hydro | TRUE | 541 | N | . | Bulls Bridge | FirstLight Power Resources Services LLC | 54895 | CT | NEW | NPCC |  | 22 | 2 | NAICS-22 Non-Cogen | HY | WAT | HYC | ISNE | 114478 | 33552 | 2022
petroleum | TRUE | 542 | N | . | Cos Cob | Connecticut Jet Power LLC | 22379 | CT | NEW | NPCC |  | 22 | 2 | NAICS-22 Non-Cogen | GT | JF | WOO | ISNE | 0 | 0 | 2022
petroleum | TRUE | 542 | N | . | Cos Cob | Connecticut Jet Power LLC | 22379 | CT | NEW | NPCC |  | 22 | 2 | NAICS-22 Non-Cogen | GT | KER | WOO | ISNE | 20424 | 1418 | 2022
petroleum | TRUE | 544 | N | . | Devon Station | Devon Power LLC | 22350 | CT | NEW | NPCC |  | 22 | 2 | NAICS-22 Non-Cogen | GT | DFO | DFO | ISNE | 0 | 0 | 2022
petroleum | TRUE | 544 | N | . | Devon Station | Devon Power LLC | 22350 | CT | NEW | NPCC |  | 22 | 2 | NAICS-22 Non-Cogen | GT | JF | WOO | ISNE | 0 | 0 | 2022
petroleum | TRUE | 544 | N | . | Devon Station | Devon Power LLC | 22350 | CT | NEW | NPCC |  | 22 | 2 | NAICS-22 Non-Cogen | GT | KER | WOO | ISNE | 37899 | 572.779 | 2022
natural gas peaker | TRUE | 544 | N | . | Devon Station | Devon Power LLC | 22350 | CT | NEW | NPCC |  | 22 | 2 | NAICS-22 Non-Cogen | GT | NG | NG | ISNE | 4712 | 71.221 | 2022
petroleum | TRUE | 544 | N | . | Devon Station | Devon Power LLC | 22350 | CT | NEW | NPCC |  | 22 | 2 | NAICS-22 Non-Cogen | GT | RFO | RFO | ISNE | 0 | 0 | 2022
petroleum | TRUE | 546 | N | . | Montville Station | NRG Montville Operations Inc | 22380 | CT | NEW | NPCC |  | 22 | 2 | NAICS-22 Non-Cogen | IC | DFO | DFO | ISNE | 1833 | 158 | 2022
petroleum | TRUE | 546 | N | . | Montville Station | NRG Montville Operations Inc | 22380 | CT | NEW | NPCC |  | 22 | 2 | NAICS-22 Non-Cogen | ST | DFO | DFO | ISNE | 15944 | 267.373 | 2022
natural gas steam turbine | TRUE | 546 | N | . | Montville Station | NRG Montville Operations Inc | 22380 | CT | NEW | NPCC |  | 22 | 2 | NAICS-22 Non-Cogen | ST | NG | NG | ISNE | 405176 | 19537.662 | 2022
petroleum | TRUE | 546 | N | . | Montville Station | NRG Montville Operations Inc | 22380 | CT | NEW | NPCC |  | 22 | 2 | NAICS-22 Non-Cogen | ST | RFO | RFO | ISNE | 1170351 | 77456.965 | 2022
other | TRUE | 547 | N | . | Northfield Mountain | FirstLight Power Resources, Inc. - MA | 58185 | MA | NEW | NPCC |  | 22 | 2 | NAICS-22 Non-Cogen | PS | WAT | HPS | ISNE | 0 | -270305 | 2022
natural gas peaker | TRUE | 550 | N | . | Kettle Falls Generating Station | Avista Corp | 20169 | WA | PACC | WECC |  | 22 | 1 | Electric Utility | GT | NG | NG | AVA | 47513 | 4022 | 2022
natural gas steam turbine | TRUE | 550 | N | . | Kettle Falls Generating Station | Avista Corp | 20169 | WA | PACC | WECC |  | 22 | 1 | Electric Utility | ST | NG | NG | AVA | 11795 | 805.181 | 2022
biomass | TRUE | 550 | N | . | Kettle Falls Generating Station | Avista Corp | 20169 | WA | PACC | WECC |  | 22 | 1 | Electric Utility | ST | WDS | WWW | AVA | 4524942 | 304705.82 | 2022
hydro | TRUE | 551 | N | . | Scotland Dam | FirstLight Power Resources Services LLC | 54895 | CT | NEW | NPCC |  | 22 | 2 | NAICS-22 Non-Cogen | HY | WAT | HYC | ISNE | 19926 | 5840 | 2022
hydro | TRUE | 552 | N | . | Shepaug | FirstLight Power Resources Services LLC | 54895 | CT | NEW | NPCC |  | 22 | 2 | NAICS-22 Non-Cogen | HY | WAT | HYC | ISNE | 340260 | 99724 | 2022
hydro | TRUE | 553 | N | . | Stevenson | FirstLight Power Resources Services LLC | 54895 | CT | NEW | NPCC |  | 22 | 2 | NAICS-22 Non-Cogen | HY | WAT | HYC | ISNE | 210015 | 61552 | 2022
hydro | TRUE | 554 | N | . | Taftville | FirstLight Power Resources Services LLC | 54895 | CT | NEW | NPCC |  | 22 | 2 | NAICS-22 Non-Cogen | HY | WAT | HYC | ISNE | 11632 | 3409 | 2022
petroleum | TRUE | 557 | N | . | Tunnel | FirstLight Power Resources Services LLC | 54895 | CT | NEW | NPCC |  | 22 | 2 | NAICS-22 Non-Cogen | GT | DFO | DFO | ISNE | 0 | 0 | 2022
petroleum | TRUE | 557 | N | . | Tunnel | FirstLight Power Resources Services LLC | 54895 | CT | NEW | NPCC |  | 22 | 2 | NAICS-22 Non-Cogen | GT | JF | WOO | ISNE | 2280 | 149 | 2022
hydro | TRUE | 557 | N | . | Tunnel | FirstLight Power Resources Services LLC | 54895 | CT | NEW | NPCC |  | 22 | 2 | NAICS-22 Non-Cogen | HY | WAT | HYC | ISNE | 24392 | 7149 | 2022
hydro | TRUE | 559 | N | . | Rainbow (CT) | Farmington River Power Company | 6207 | CT | NEW | NPCC |  | 22 | 1 | Electric Utility | HY | WAT | HYC | ISNE | 86013 | 25209.36 | 2022
hydro | TRUE | 560 | N | . | Falls Village | FirstLight Power Resources Services LLC | 54895 | CT | NEW | NPCC |  | 22 | 2 | NAICS-22 Non-Cogen | HY | WAT | HYC | ISNE | 124010 | 36345 | 2022
petroleum | TRUE | 561 | N | . | Franklin Drive | Connecticut Jet Power LLC | 22379 | CT | NEW | NPCC |  | 22 | 2 | NAICS-22 Non-Cogen | GT | JF | WOO | ISNE | 0 | 0 | 2022
petroleum | TRUE | 561 | N | . | Franklin Drive | Connecticut Jet Power LLC | 22379 | CT | NEW | NPCC |  | 22 | 2 | NAICS-22 Non-Cogen | GT | KER | WOO | ISNE | 6082 | 319 | 2022
petroleum | TRUE | 562 | N | . | Middletown | Middletown Power LLC | 12490 | CT | NEW | NPCC |  | 22 | 2 | NAICS-22 Non-Cogen | GT | DFO | DFO | ISNE | 8164 | 84 | 2022
petroleum | TRUE | 562 | N | . | Middletown | Middletown Power LLC | 12490 | CT | NEW | NPCC |  | 22 | 2 | NAICS-22 Non-Cogen | GT | KER | WOO | ISNE | 0 | 0 | 2022
petroleum | TRUE | 562 | N | . | Middletown | Middletown Power LLC | 12490 | CT | NEW | NPCC |  | 22 | 2 | NAICS-22 Non-Cogen | ST | DFO | DFO | ISNE | 1577 | 88.213 | 2022
petroleum | TRUE | 562 | N | . | Middletown | Middletown Power LLC | 12490 | CT | NEW | NPCC |  | 22 | 2 | NAICS-22 Non-Cogen | ST | KER | WOO | ISNE | 0 | 0 | 2022
natural gas steam turbine | TRUE | 562 | N | . | Middletown | Middletown Power LLC | 12490 | CT | NEW | NPCC |  | 22 | 2 | NAICS-22 Non-Cogen | ST | NG | NG | ISNE | 954505 | 52968.683 | 2022
petroleum | TRUE | 562 | N | . | Middletown | Middletown Power LLC | 12490 | CT | NEW | NPCC |  | 22 | 2 | NAICS-22 Non-Cogen | ST | RFO | RFO | ISNE | 1519003 | 135099.1 | 2022
petroleum | TRUE | 563 | N | . | South Meadow | NAES Corp | 4426 | CT | NEW | NPCC |  | 22 | 2 | NAICS-22 Non-Cogen | GT | KER | WOO | ISNE | 27038 | 1489 | 2022
petroleum | TRUE | 564 | N | . | Stanton Energy Center | Orlando Utilities Comm | 14610 | FL | SAT | SERC |  | 22 | 1 | Electric Utility | CA | DFO | DFO | FMPP | 0 | 0 | 2022
natural gas combined cycle | TRUE | 564 | N | . | Stanton Energy Center | Orlando Utilities Comm | 14610 | FL | SAT | SERC |  | 22 | 1 | Electric Utility | CA | NG | NG | FMPP | 2406037 | 746088 | 2022
petroleum | TRUE | 564 | N | . | Stanton Energy Center | Orlando Utilities Comm | 14610 | FL | SAT | SERC |  | 22 | 1 | Electric Utility | CT | DFO | DFO | FMPP | 0 | 0 | 2022
natural gas combined cycle | TRUE | 564 | N | . | Stanton Energy Center | Orlando Utilities Comm | 14610 | FL | SAT | SERC |  | 22 | 1 | Electric Utility | CT | NG | NG | FMPP | 11719516 | 1162263 | 2022
hard coal | TRUE | 564 | N | . | Stanton Energy Center | Orlando Utilities Comm | 14610 | FL | SAT | SERC |  | 22 | 1 | Electric Utility | ST | BIT | COL | FMPP | 34068319 | 3137811.8 | 2022
biomass | TRUE | 564 | N | . | Stanton Energy Center | Orlando Utilities Comm | 14610 | FL | SAT | SERC |  | 22 | 1 | Electric Utility | ST | LFG | MLG | FMPP | 249595 | 22515.415 | 2022
natural gas steam turbine | TRUE | 564 | N | . | Stanton Energy Center | Orlando Utilities Comm | 14610 | FL | SAT | SERC |  | 22 | 1 | Electric Utility | ST | NG | NG | FMPP | 8505485 | 778422.77 | 2022
petroleum | TRUE | 565 | N | . | Torrington Terminal | Connecticut Jet Power LLC | 22379 | CT | NEW | NPCC |  | 22 | 2 | NAICS-22 Non-Cogen | GT | JF | WOO | ISNE | 0 | 0 | 2022
petroleum | TRUE | 565 | N | . | Torrington Terminal | Connecticut Jet Power LLC | 22379 | CT | NEW | NPCC |  | 22 | 2 | NAICS-22 Non-Cogen | GT | KER | WOO | ISNE | 3198 | 182 | 2022
nuclear | TRUE | 566 | N | 3 | Millstone | Dominion Energy Nuclear Conn Inc | 5221 | CT | NEW | NPCC |  | 22 | 2 | NAICS-22 Non-Cogen | ST | NUC | NUC | ISNE | 0 | 9035085 | 2022
nuclear | TRUE | 566 | N | 2 | Millstone | Dominion Energy Nuclear Conn Inc | 5221 | CT | NEW | NPCC |  | 22 | 2 | NAICS-22 Non-Cogen | ST | NUC | NUC | ISNE | 0 | 7429082 | 2022
natural gas combined cycle | TRUE | 568 | N | . | Bridgeport Station | Generation Bridge II Connecticut, LLC | 65448 | CT | NEW | NPCC |  | 22 | 2 | NAICS-22 Non-Cogen | CA | NG | NG | ISNE | 6188425 | 705332 | 2022
petroleum | TRUE | 568 | N | . | Bridgeport Station | Generation Bridge II Connecticut, LLC | 65448 | CT | NEW | NPCC |  | 22 | 2 | NAICS-22 Non-Cogen | CT | DFO | DFO | ISNE | 0 | 0 | 2022
natural gas combined cycle | TRUE | 568 | N | . | Bridgeport Station | Generation Bridge II Connecticut, LLC | 65448 | CT | NEW | NPCC |  | 22 | 2 | NAICS-22 Non-Cogen | CT | NG | NG | ISNE | 15192384 | 2479582 | 2022
petroleum | TRUE | 568 | N | . | Bridgeport Station | Generation Bridge II Connecticut, LLC | 65448 | CT | NEW | NPCC |  | 22 | 2 | NAICS-22 Non-Cogen | CT | RFO | RFO | ISNE | 0 | 0 | 2022
petroleum | TRUE | 568 | N | . | Bridgeport Station | Generation Bridge II Connecticut, LLC | 65448 | CT | NEW | NPCC |  | 22 | 2 | NAICS-22 Non-Cogen | GT | DFO | DFO | ISNE | 0 | 0 | 2022
petroleum | TRUE | 568 | N | . | Bridgeport Station | Generation Bridge II Connecticut, LLC | 65448 | CT | NEW | NPCC |  | 22 | 2 | NAICS-22 Non-Cogen | GT | KER | WOO | ISNE | 0 | 0 | 2022
hydro | TRUE | 579 | N | . | Central Hudson High Falls | Central Hudson Gas & Elec Corp | 3249 | NY | MAT | NPCC |  | 22 | 1 | Electric Utility | HY | WAT | HYC | NYIS | 25898 | 7591 | 2022
petroleum | TRUE | 581 | N | . | North Main Street | City of Norwich - (CT) | 13831 | CT | NEW | NPCC |  | 22 | 1 | Electric Utility | GT | DFO | DFO | ISNE | 5410 | 341 | 2022
hydro | TRUE | 583 | N | . | Tenth Street | City of Norwich - (CT) | 13831 | CT | NEW | NPCC |  | 22 | 1 | Electric Utility | HY | WAT | HYC | ISNE | 12314 | 3609 | 2022
hydro | TRUE | 584 | N | . | Navajo Dam | City of Farmington - (NM) | 6204 | NM | MTN | WECC |  | 22 | 1 | Electric Utility | HY | WAT | HYC | WACM | 263887 | 77341 | 2022
hydro | TRUE | 585 | N | . | Drop 1 | Imperial Irrigation District | 9216 | CA | PACC | WECC |  | 22 | 1 | Electric Utility | HY | WAT | HYC | IID | 22317 | 6541 | 2022
hydro | TRUE | 586 | N | . | East Highline | Imperial Irrigation District | 9216 | CA | PACC | WECC |  | 22 | 1 | Electric Utility | HY | WAT | HYC | IID | 10713 | 3139 | 2022
petroleum | TRUE | 589 | N | . | J C McNeil | City of Burlington Electric - (VT) | 2548 | VT | NEW | NPCC |  | 22 | 1 | Electric Utility | ST | DFO | DFO | ISNE | 0 | 0 | 2022
natural gas steam turbine | TRUE | 589 | N | . | J C McNeil | City of Burlington Electric - (VT) | 2548 | VT | NEW | NPCC |  | 22 | 1 | Electric Utility | ST | NG | NG | ISNE | 8487 | 579.054 | 2022
biomass | TRUE | 589 | N | . | J C McNeil | City of Burlington Electric - (VT) | 2548 | VT | NEW | NPCC |  | 22 | 1 | Electric Utility | ST | WDS | WWW | ISNE | 3346510 | 228401.95 | 2022
petroleum | TRUE | 591 | N | . | Christiana | Calpine Mid-Atlantic Generation LLC | 56609 | DE | SAT | RFC |  | 22 | 2 | NAICS-22 Non-Cogen | GT | DFO | DFO | PJM | 35022 | 1493 | 2022
petroleum | TRUE | 592 | N | . | Delaware City 10 | Calpine Mid-Atlantic Generation LLC | 56609 | DE | SAT | RFC |  | 22 | 2 | NAICS-22 Non-Cogen | GT | DFO | DFO | PJM | 135 | 0 | 2022
petroleum | TRUE | 593 | N | . | Edge Moor | Calpine Mid-Atlantic Generation LLC | 56609 | DE | SAT | RFC |  | 22 | 2 | NAICS-22 Non-Cogen | GT | DFO | DFO | PJM | 6673 | 0 | 2022
petroleum | TRUE | 593 | N | . | Edge Moor | Calpine Mid-Atlantic Generation LLC | 56609 | DE | SAT | RFC |  | 22 | 2 | NAICS-22 Non-Cogen | ST | DFO | DFO | PJM | 511 | 43.395 | 2022
natural gas steam turbine | TRUE | 593 | N | . | Edge Moor | Calpine Mid-Atlantic Generation LLC | 56609 | DE | SAT | RFC |  | 22 | 2 | NAICS-22 Non-Cogen | ST | NG | NG | PJM | 3896628 | 319341.94 | 2022
petroleum | TRUE | 593 | N | . | Edge Moor | Calpine Mid-Atlantic Generation LLC | 56609 | DE | SAT | RFC |  | 22 | 2 | NAICS-22 Non-Cogen | ST | RFO | RFO | PJM | 306256 | 20551.661 | 2022
petroleum | TRUE | 594 | N | . | Indian River Generating Station | Indian River Operations Inc | 9332 | DE | SAT | RFC |  | 22 | 2 | NAICS-22 Non-Cogen | GT | DFO | DFO | PJM | 16360 | 804 | 2022
petroleum | TRUE | 594 | N | . | Indian River Generating Station | Indian River Operations Inc | 9332 | DE | SAT | RFC |  | 22 | 2 | NAICS-22 Non-Cogen | GT | RFO | RFO | PJM | 0 | 0 | 2022
hard coal | TRUE | 594 | N | . | Indian River Generating Station | Indian River Operations Inc | 9332 | DE | SAT | RFC |  | 22 | 2 | NAICS-22 Non-Cogen | GT | SUB | COL | PJM | 0 | 0 | 2022
hard coal | TRUE | 594 | N | . | Indian River Generating Station | Indian River Operations Inc | 9332 | DE | SAT | RFC |  | 22 | 2 | NAICS-22 Non-Cogen | ST | BIT | COL | PJM | 1845687 | 104749.78 | 2022
petroleum | TRUE | 594 | N | . | Indian River Generating Station | Indian River Operations Inc | 9332 | DE | SAT | RFC |  | 22 | 2 | NAICS-22 Non-Cogen | ST | DFO | DFO | PJM | 75931 | 2536.22 | 2022
petroleum | TRUE | 597 | N | . | West Station (DE) | Calpine Mid-Atlantic Generation LLC | 56609 | DE | SAT | RFC |  | 22 | 2 | NAICS-22 Non-Cogen | GT | DFO | DFO | PJM | 2459 | 0 | 2022
hard coal | TRUE | 602 | N | . | Brandon Shores | Brandon Shores LLC | 60421 | MD | SAT | RFC |  | 22 | 2 | NAICS-22 Non-Cogen | ST | BIT | COL | PJM | 24581415 | 2059428.8 | 2022
petroleum | TRUE | 602 | N | . | Brandon Shores | Brandon Shores LLC | 60421 | MD | SAT | RFC |  | 22 | 2 | NAICS-22 Non-Cogen | ST | DFO | DFO | PJM | 311671 | 25219.186 | 2022
hard coal | TRUE | 602 | N | . | Brandon Shores | Brandon Shores LLC | 60421 | MD | SAT | RFC |  | 22 | 2 | NAICS-22 Non-Cogen | ST | RC | COL | PJM | 0 | 0 | 2022
petroleum | TRUE | 607 | N | . | Fredonia | Puget Sound Energy Inc | 15500 | WA | PACC | WECC |  | 22 | 1 | Electric Utility | GT | DFO | DFO | PSEI | 32535 | 2699.103 | 2022
natural gas peaker | TRUE | 607 | N | . | Fredonia | Puget Sound Energy Inc | 15500 | WA | PACC | WECC |  | 22 | 1 | Electric Utility | GT | NG | NG | PSEI | 3247248 | 270561.9 | 2022
petroleum | TRUE | 609 | N | . | Cape Canaveral | Florida Power & Light Co | 6452 | FL | SAT | SERC |  | 22 | 1 | Electric Utility | CA | DFO | DFO | FPL | 0 | 4560.113 | 2022
natural gas combined cycle | TRUE | 609 | N | . | Cape Canaveral | Florida Power & Light Co | 6452 | FL | SAT | SERC |  | 22 | 1 | Electric Utility | CA | NG | NG | FPL | 0 | 1775944.9 | 2022
petroleum | TRUE | 609 | N | . | Cape Canaveral | Florida Power & Light Co | 6452 | FL | SAT | SERC |  | 22 | 1 | Electric Utility | CT | DFO | DFO | FPL | 84517 | 7581.525 | 2022
natural gas combined cycle | TRUE | 609 | N | . | Cape Canaveral | Florida Power & Light Co | 6452 | FL | SAT | SERC |  | 22 | 1 | Electric Utility | CT | NG | NG | FPL | 36147189 | 3570594.5 | 2022
petroleum | TRUE | 612 | N | . | Fort Myers | Florida Power & Light Co | 6452 | FL | SAT | SERC |  | 22 | 1 | Electric Utility | CA | DFO | DFO | FPL | 0 | 0 | 2022
natural gas combined cycle | TRUE | 612 | N | . | Fort Myers | Florida Power & Light Co | 6452 | FL | SAT | SERC |  | 22 | 1 | Electric Utility | CA | NG | NG | FPL | 1342295 | 2515986 | 2022
petroleum | TRUE | 612 | N | . | Fort Myers | Florida Power & Light Co | 6452 | FL | SAT | SERC |  | 22 | 1 | Electric Utility | CT | DFO | DFO | FPL | 0 | 0 | 2022
natural gas combined cycle | TRUE | 612 | N | . | Fort Myers | Florida Power & Light Co | 6452 | FL | SAT | SERC |  | 22 | 1 | Electric Utility | CT | NG | NG | FPL | 71846308 | 7707788 | 2022
petroleum | TRUE | 612 | N | . | Fort Myers | Florida Power & Light Co | 6452 | FL | SAT | SERC |  | 22 | 1 | Electric Utility | GT | DFO | DFO | FPL | 705436 | 61149.62 | 2022
natural gas peaker | TRUE | 612 | N | . | Fort Myers | Florida Power & Light Co | 6452 | FL | SAT | SERC |  | 22 | 1 | Electric Utility | GT | NG | NG | FPL | 2494166 | 226254.38 | 2022
petroleum | TRUE | 613 | N | . | Lauderdale | Florida Power & Light Co | 6452 | FL | SAT | SERC |  | 22 | 1 | Electric Utility | GT | DFO | DFO | FPL | 253617 | 21767.744 | 2022
natural gas peaker | TRUE | 613 | N | . | Lauderdale | Florida Power & Light Co | 6452 | FL | SAT | SERC |  | 22 | 1 | Electric Utility | GT | NG | NG | FPL | 3331943 | 293176.26 | 2022
petroleum | TRUE | 617 | N | . | Port Everglades | Florida Power & Light Co | 6452 | FL | SAT | SERC |  | 22 | 1 | Electric Utility | CA | DFO | DFO | FPL | 0 | 969.175 | 2022
natural gas combined cycle | TRUE | 617 | N | . | Port Everglades | Florida Power & Light Co | 6452 | FL | SAT | SERC |  | 22 | 1 | Electric Utility | CA | NG | NG | FPL | 0 | 2140166.8 | 2022
petroleum | TRUE | 617 | N | . | Port Everglades | Florida Power & Light Co | 6452 | FL | SAT | SERC |  | 22 | 1 | Electric Utility | CT | DFO | DFO | FPL | 27034 | 3002.263 | 2022
natural gas combined cycle | TRUE | 617 | N | . | Port Everglades | Florida Power & Light Co | 6452 | FL | SAT | SERC |  | 22 | 1 | Electric Utility | CT | NG | NG | FPL | 49087586 | 5104146.7 | 2022
petroleum | TRUE | 617 | N | . | Port Everglades | Florida Power & Light Co | 6452 | FL | SAT | SERC |  | 22 | 1 | Electric Utility | GT | DFO | DFO | FPL | 0 | 0 | 2022
natural gas peaker | TRUE | 617 | N | . | Port Everglades | Florida Power & Light Co | 6452 | FL | SAT | SERC |  | 22 | 1 | Electric Utility | GT | NG | NG | FPL | 0 | 0 | 2022
petroleum | TRUE | 619 | N | . | Riviera | Florida Power & Light Co | 6452 | FL | SAT | SERC |  | 22 | 1 | Electric Utility | CA | DFO | DFO | FPL | 0 | 2547.539 | 2022
natural gas combined cycle | TRUE | 619 | N | . | Riviera | Florida Power & Light Co | 6452 | FL | SAT | SERC |  | 22 | 1 | Electric Utility | CA | NG | NG | FPL | 0 | 1484726.5 | 2022
petroleum | TRUE | 619 | N | . | Riviera | Florida Power & Light Co | 6452 | FL | SAT | SERC |  | 22 | 1 | Electric Utility | CT | DFO | DFO | FPL | 74797 | 8580.455 | 2022
natural gas combined cycle | TRUE | 619 | N | . | Riviera | Florida Power & Light Co | 6452 | FL | SAT | SERC |  | 22 | 1 | Electric Utility | CT | NG | NG | FPL | 45204991 | 5269776.5 | 2022
petroleum | TRUE | 620 | N | . | Sanford | Florida Power & Light Co | 6452 | FL | SAT | SERC |  | 22 | 1 | Electric Utility | CA | DFO | DFO | FPL | 0 | 0 | 2022
natural gas combined cycle | TRUE | 620 | N | . | Sanford | Florida Power & Light Co | 6452 | FL | SAT | SERC |  | 22 | 1 | Electric Utility | CA | NG | NG | FPL | 0 | 2087024 | 2022
petroleum | TRUE | 620 | N | . | Sanford | Florida Power & Light Co | 6452 | FL | SAT | SERC |  | 22 | 1 | Electric Utility | CT | DFO | DFO | FPL | 0 | 0 | 2022
natural gas combined cycle | TRUE | 620 | N | . | Sanford | Florida Power & Light Co | 6452 | FL | SAT | SERC |  | 22 | 1 | Electric Utility | CT | NG | NG | FPL | 66965397 | 7060056 | 2022
petroleum | TRUE | 621 | N | . | Turkey Point | Florida Power & Light Co | 6452 | FL | SAT | SERC |  | 22 | 1 | Electric Utility | CA | DFO | DFO | FPL | 0 | 2182.87 | 2022
natural gas combined cycle | TRUE | 621 | N | . | Turkey Point | Florida Power & Light Co | 6452 | FL | SAT | SERC |  | 22 | 1 | Electric Utility | CA | NG | NG | FPL | 0 | 1540589.1 | 2022
petroleum | TRUE | 621 | N | . | Turkey Point | Florida Power & Light Co | 6452 | FL | SAT | SERC |  | 22 | 1 | Electric Utility | CT | DFO | DFO | FPL | 47295 | 4381.745 | 2022
natural gas combined cycle | TRUE | 621 | N | . | Turkey Point | Florida Power & Light Co | 6452 | FL | SAT | SERC |  | 22 | 1 | Electric Utility | CT | NG | NG | FPL | 44995249 | 4767650.3 | 2022
natural gas steam turbine | TRUE | 621 | N | . | Turkey Point | Florida Power & Light Co | 6452 | FL | SAT | SERC |  | 22 | 1 | Electric Utility | ST | NG | NG | FPL | 0 | 0 | 2022
nuclear | TRUE | 621 | N | 3 | Turkey Point | Florida Power & Light Co | 6452 | FL | SAT | SERC |  | 22 | 1 | Electric Utility | ST | NUC | NUC | FPL | 0 | 7570541 | 2022
nuclear | TRUE | 621 | N | 4 | Turkey Point | Florida Power & Light Co | 6452 | FL | SAT | SERC |  | 22 | 1 | Electric Utility | ST | NUC | NUC | FPL | 0 | 6908003 | 2022
petroleum | TRUE | 621 | N | . | Turkey Point | Florida Power & Light Co | 6452 | FL | SAT | SERC |  | 22 | 1 | Electric Utility | ST | RFO | RFO | FPL | 0 | 0 | 2022
hydro | TRUE | 622 | N | . | South Fork Tolt | City of Seattle - (WA) | 16868 | WA | PACC | WECC |  | 22 | 1 | Electric Utility | HY | WAT | HYC | SCL | 199517 | 58475 | 2022
hydro | TRUE | 625 | N | . | Upper Mechanicville | New York State Elec & Gas Corp | 13511 | NY | MAT | NPCC |  | 22 | 1 | Electric Utility | HY | WAT | HYC | NYIS | 141712 | 41533 | 2022
hydro | TRUE | 626 | N | . | Oak Flat | Pacific Gas & Electric Co. | 14328 | CA | PACC | WECC |  | 22 | 1 | Electric Utility | HY | WAT | HYC | CISO | 0 | 0 | 2022
petroleum | TRUE | 627 | N | . | Bayboro | Duke Energy Florida, LLC | 6455 | FL | SAT | SERC |  | 22 | 1 | Electric Utility | GT | DFO | DFO | FPC | 45305 | 3216 | 2022
natural gas combined cycle | TRUE | 628 | N | . | Crystal River | Duke Energy Florida, LLC | 6455 | FL | SAT | SERC |  | 22 | 1 | Electric Utility | CA | NG | NG | FPC | 2613636 | 4155294 | 2022
natural gas combined cycle | TRUE | 628 | N | . | Crystal River | Duke Energy Florida, LLC | 6455 | FL | SAT | SERC |  | 22 | 1 | Electric Utility | CT | NG | NG | FPC | 74724623 | 7171153 | 2022
hard coal | TRUE | 628 | N | . | Crystal River | Duke Energy Florida, LLC | 6455 | FL | SAT | SERC |  | 22 | 1 | Electric Utility | ST | BIT | COL | FPC | 48050193 | 4349617.1 | 2022
petroleum | TRUE | 628 | N | . | Crystal River | Duke Energy Florida, LLC | 6455 | FL | SAT | SERC |  | 22 | 1 | Electric Utility | ST | DFO | DFO | FPC | 276800 | 25017.921 | 2022
hydro | TRUE | 632 | N | . | Newcastle | Pacific Gas & Electric Co. | 14328 | CA | PACC | WECC |  | 22 | 1 | Electric Utility | HY | WAT | HYC | CISO | 33360 | 9777 | 2022
petroleum | TRUE | 634 | N | . | P L Bartow | Duke Energy Florida, LLC | 6455 | FL | SAT | SERC |  | 22 | 1 | Electric Utility | CA | DFO | DFO | FPC | 13304 | 31522.541 | 2022
natural gas combined cycle | TRUE | 634 | N | . | P L Bartow | Duke Energy Florida, LLC | 6455 | FL | SAT | SERC |  | 22 | 1 | Electric Utility | CA | NG | NG | FPC | 1567702 | 2302600.5 | 2022
petroleum | TRUE | 634 | N | . | P L Bartow | Duke Energy Florida, LLC | 6455 | FL | SAT | SERC |  | 22 | 1 | Electric Utility | CT | DFO | DFO | FPC | 639720 | 54361.751 | 2022
natural gas combined cycle | TRUE | 634 | N | . | P L Bartow | Duke Energy Florida, LLC | 6455 | FL | SAT | SERC |  | 22 | 1 | Electric Utility | CT | NG | NG | FPC | 48545754 | 4216943.2 | 2022
petroleum | TRUE | 634 | N | . | P L Bartow | Duke Energy Florida, LLC | 6455 | FL | SAT | SERC |  | 22 | 1 | Electric Utility | CT | RFO | RFO | FPC | 0 | 0 | 2022
petroleum | TRUE | 634 | N | . | P L Bartow | Duke Energy Florida, LLC | 6455 | FL | SAT | SERC |  | 22 | 1 | Electric Utility | GT | DFO | DFO | FPC | 124403 | 5265.677 | 2022
natural gas peaker | TRUE | 634 | N | . | P L Bartow | Duke Energy Florida, LLC | 6455 | FL | SAT | SERC |  | 22 | 1 | Electric Utility | GT | NG | NG | FPC | 307156 | 19793.323 | 2022
petroleum | TRUE | 638 | N | . | Suwannee River | Duke Energy Florida, LLC | 6455 | FL | SAT | SERC |  | 22 | 1 | Electric Utility | GT | DFO | DFO | FPC | 3210 | 225.016 | 2022
natural gas peaker | TRUE | 638 | N | . | Suwannee River | Duke Energy Florida, LLC | 6455 | FL | SAT | SERC |  | 22 | 1 | Electric Utility | GT | NG | NG | FPC | 1162250 | 81509.984 | 2022
petroleum | TRUE | 638 | N | . | Suwannee River | Duke Energy Florida, LLC | 6455 | FL | SAT | SERC |  | 22 | 1 | Electric Utility | GT | RFO | RFO | FPC | 0 | 0 | 2022
petroleum | TRUE | 641 | N | . | Gulf Clean Energy Center | Florida Power & Light Co | 6452 | FL | SAT | SERC |  | 22 | 1 | Electric Utility | GT | DFO | DFO | SOCO | 492097 | 38135.976 | 2022
natural gas peaker | TRUE | 641 | N | . | Gulf Clean Energy Center | Florida Power & Light Co | 6452 | FL | SAT | SERC |  | 22 | 1 | Electric Utility | GT | NG | NG | SOCO | 2405087 | 229511.02 | 2022
hard coal | TRUE | 641 | N | . | Gulf Clean Energy Center | Florida Power & Light Co | 6452 | FL | SAT | SERC |  | 22 | 1 | Electric Utility | ST | BIT | COL | SOCO | 0 | 0 | 2022
petroleum | TRUE | 641 | N | . | Gulf Clean Energy Center | Florida Power & Light Co | 6452 | FL | SAT | SERC |  | 22 | 1 | Electric Utility | ST | DFO | DFO | SOCO | 1360 | 105.577 | 2022
natural gas steam turbine | TRUE | 641 | N | . | Gulf Clean Energy Center | Florida Power & Light Co | 6452 | FL | SAT | SERC |  | 22 | 1 | Electric Utility | ST | NG | NG | SOCO | 15194681 | 1206325.4 | 2022
natural gas combined cycle | TRUE | 643 | N | . | Lansing Smith | Florida Power & Light Co | 6452 | FL | SAT | SERC |  | 22 | 1 | Electric Utility | CA | NG | NG | SOCO | 0 | 1538606 | 2022
natural gas combined cycle | TRUE | 643 | N | . | Lansing Smith | Florida Power & Light Co | 6452 | FL | SAT | SERC |  | 22 | 1 | Electric Utility | CT | NG | NG | SOCO | 31913150 | 3003412 | 2022
petroleum | TRUE | 643 | N | . | Lansing Smith | Florida Power & Light Co | 6452 | FL | SAT | SERC |  | 22 | 1 | Electric Utility | GT | DFO | DFO | SOCO | 429 | 26 | 2022
other | TRUE | 645 | N | . | Big Bend | Tampa Electric Co | 18454 | FL | SAT | SERC |  | 22 | 1 | Electric Utility | BA | MWH | OTH | TEC | 0 | 0 | 2022
natural gas combined cycle | TRUE | 645 | N | . | Big Bend | Tampa Electric Co | 18454 | FL | SAT | SERC |  | 22 | 1 | Electric Utility | CA | NG | NG | TEC | 0 | 153874 | 2022
natural gas combined cycle | TRUE | 645 | N | . | Big Bend | Tampa Electric Co | 18454 | FL | SAT | SERC |  | 22 | 1 | Electric Utility | CT | NG | NG | TEC | 9304591 | 996332 | 2022
petroleum | TRUE | 645 | N | . | Big Bend | Tampa Electric Co | 18454 | FL | SAT | SERC |  | 22 | 1 | Electric Utility | GT | DFO | DFO | TEC | 0 | 0 | 2022
natural gas peaker | TRUE | 645 | N | . | Big Bend | Tampa Electric Co | 18454 | FL | SAT | SERC |  | 22 | 1 | Electric Utility | GT | NG | NG | TEC | 48957 | 2517 | 2022
solar pv | TRUE | 645 | N | . | Big Bend | Tampa Electric Co | 18454 | FL | SAT | SERC |  | 22 | 1 | Electric Utility | PV | SUN | SUN | TEC | 98753 | 28943 | 2022
hard coal | TRUE | 645 | N | . | Big Bend | Tampa Electric Co | 18454 | FL | SAT | SERC |  | 22 | 1 | Electric Utility | ST | BIT | COL | TEC | 13188306 | 1166149.1 | 2022
petroleum | TRUE | 645 | N | . | Big Bend | Tampa Electric Co | 18454 | FL | SAT | SERC |  | 22 | 1 | Electric Utility | ST | DFO | DFO | TEC | 0 | 0 | 2022
natural gas steam turbine | TRUE | 645 | N | . | Big Bend | Tampa Electric Co | 18454 | FL | SAT | SERC |  | 22 | 1 | Electric Utility | ST | NG | NG | TEC | 6337706 | 550532.87 | 2022
petroleum | TRUE | 645 | N | . | Big Bend | Tampa Electric Co | 18454 | FL | SAT | SERC |  | 22 | 1 | Electric Utility | ST | PC | PC | TEC | 0 | 0 | 2022
nuclear | TRUE | 649 | N | 2 | Vogtle | Georgia Power Co | 7140 | GA | SAT | SERC |  | 22 | 1 | Electric Utility | ST | NUC | NUC | SOCO | 0 | 9373746 | 2022
nuclear | TRUE | 649 | N | 1 | Vogtle | Georgia Power Co | 7140 | GA | SAT | SERC |  | 22 | 1 | Electric Utility | ST | NUC | NUC | SOCO | 0 | 10141460 | 2022
petroleum | TRUE | 663 | N | . | Deerhaven Generating Station | Gainesville Regional Utilities | 6909 | FL | SAT | SERC |  | 22 | 1 | Electric Utility | GT | DFO | DFO | GVL | 6085 | 317.087 | 2022
natural gas peaker | TRUE | 663 | N | . | Deerhaven Generating Station | Gainesville Regional Utilities | 6909 | FL | SAT | SERC |  | 22 | 1 | Electric Utility | GT | NG | NG | GVL | 44697 | 2577.913 | 2022
hard coal | TRUE | 663 | N | . | Deerhaven Generating Station | Gainesville Regional Utilities | 6909 | FL | SAT | SERC |  | 22 | 1 | Electric Utility | ST | BIT | COL | GVL | 422660 | 31538.983 | 2022
natural gas steam turbine | TRUE | 663 | N | . | Deerhaven Generating Station | Gainesville Regional Utilities | 6909 | FL | SAT | SERC |  | 22 | 1 | Electric Utility | ST | NG | NG | GVL | 7321747 | 558198.12 | 2022
petroleum | TRUE | 663 | N | . | Deerhaven Generating Station | Gainesville Regional Utilities | 6909 | FL | SAT | SERC |  | 22 | 1 | Electric Utility | ST | RFO | RFO | GVL | 19756 | 1521.893 | 2022
petroleum | TRUE | 664 | N | . | John R Kelly | Gainesville Regional Utilities | 6909 | FL | SAT | SERC |  | 22 | 1 | Electric Utility | CA | DFO | DFO | GVL | 0 | 0 | 2022
natural gas combined cycle | TRUE | 664 | N | . | John R Kelly | Gainesville Regional Utilities | 6909 | FL | SAT | SERC |  | 22 | 1 | Electric Utility | CA | NG | NG | GVL | 0 | 232888 | 2022
petroleum | TRUE | 664 | N | . | John R Kelly | Gainesville Regional Utilities | 6909 | FL | SAT | SERC |  | 22 | 1 | Electric Utility | CT | DFO | DFO | GVL | 0 | 0 | 2022
natural gas combined cycle | TRUE | 664 | N | . | John R Kelly | Gainesville Regional Utilities | 6909 | FL | SAT | SERC |  | 22 | 1 | Electric Utility | CT | NG | NG | GVL | 5817215 | 451613 | 2022
petroleum | TRUE | 664 | N | . | John R Kelly | Gainesville Regional Utilities | 6909 | FL | SAT | SERC |  | 22 | 1 | Electric Utility | CT | RFO | RFO | GVL | 0 | 0 | 2022
petroleum | TRUE | 665 | N | . | G W Ivey | City of Homestead - (FL) | 8795 | FL | SAT | SERC |  | 22 | 1 | Electric Utility | IC | DFO | DFO | HST | 413 | -2093.241 | 2022
natural gas peaker | TRUE | 665 | N | . | G W Ivey | City of Homestead - (FL) | 8795 | FL | SAT | SERC |  | 22 | 1 | Electric Utility | IC | NG | NG | HST | 4 | -20.759 | 2022
petroleum | TRUE | 666 | N | . | J D Kennedy | JEA | 9617 | FL | SAT | SERC |  | 22 | 1 | Electric Utility | GT | DFO | DFO | JEA | 19819 | 1761.273 | 2022
natural gas peaker | TRUE | 666 | N | . | J D Kennedy | JEA | 9617 | FL | SAT | SERC |  | 22 | 1 | Electric Utility | GT | NG | NG | JEA | 2943944 | 261566.73 | 2022
petroleum | TRUE | 667 | N | . | Northside Generating Station | JEA | 9617 | FL | SAT | SERC |  | 22 | 1 | Electric Utility | GT | DFO | DFO | JEA | 61706 | 3398 | 2022
hard coal | TRUE | 667 | N | . | Northside Generating Station | JEA | 9617 | FL | SAT | SERC |  | 22 | 1 | Electric Utility | ST | BIT | COL | JEA | 5264418 | 475101.05 | 2022
biomass | TRUE | 667 | N | . | Northside Generating Station | JEA | 9617 | FL | SAT | SERC |  | 22 | 1 | Electric Utility | ST | LFG | MLG | JEA | 0 | 0 | 2022
natural gas steam turbine | TRUE | 667 | N | . | Northside Generating Station | JEA | 9617 | FL | SAT | SERC |  | 22 | 1 | Electric Utility | ST | NG | NG | JEA | 21305427 | 1911596.8 | 2022
petroleum | TRUE | 667 | N | . | Northside Generating Station | JEA | 9617 | FL | SAT | SERC |  | 22 | 1 | Electric Utility | ST | PC | PC | JEA | 9211039 | 831781.9 | 2022
petroleum | TRUE | 667 | N | . | Northside Generating Station | JEA | 9617 | FL | SAT | SERC |  | 22 | 1 | Electric Utility | ST | RFO | RFO | JEA | 427730 | 39139.995 | 2022
biomass | TRUE | 667 | N | . | Northside Generating Station | JEA | 9617 | FL | SAT | SERC |  | 22 | 1 | Electric Utility | ST | WDS | WWW | JEA | 586800 | 52738.276 | 2022
petroleum | TRUE | 673 | N | . | Tom G Smith | City of Lake Worth Beach - (FL) | 10620 | FL | SAT | SERC |  | 22 | 1 | Electric Utility | CA | DFO | DFO | FMPP | 0 | 0.352 | 2022
natural gas combined cycle | TRUE | 673 | N | . | Tom G Smith | City of Lake Worth Beach - (FL) | 10620 | FL | SAT | SERC |  | 22 | 1 | Electric Utility | CA | NG | NG | FMPP | 0 | -14.352 | 2022
petroleum | TRUE | 673 | N | . | Tom G Smith | City of Lake Worth Beach - (FL) | 10620 | FL | SAT | SERC |  | 22 | 1 | Electric Utility | CT | DFO | DFO | FMPP | 38 | 2.278 | 2022
natural gas combined cycle | TRUE | 673 | N | . | Tom G Smith | City of Lake Worth Beach - (FL) | 10620 | FL | SAT | SERC |  | 22 | 1 | Electric Utility | CT | NG | NG | FMPP | 34877 | 1226.722 | 2022
petroleum | TRUE | 673 | N | . | Tom G Smith | City of Lake Worth Beach - (FL) | 10620 | FL | SAT | SERC |  | 22 | 1 | Electric Utility | GT | DFO | DFO | FMPP | 2222 | -38 | 2022
petroleum | TRUE | 673 | N | . | Tom G Smith | City of Lake Worth Beach - (FL) | 10620 | FL | SAT | SERC |  | 22 | 1 | Electric Utility | IC | DFO | DFO | FMPP | 0 | 0 | 2022
natural gas steam turbine | TRUE | 673 | N | . | Tom G Smith | City of Lake Worth Beach - (FL) | 10620 | FL | SAT | SERC |  | 22 | 1 | Electric Utility | ST | NG | NG | FMPP | 2001 | 102 | 2022
petroleum | TRUE | 673 | N | . | Tom G Smith | City of Lake Worth Beach - (FL) | 10620 | FL | SAT | SERC |  | 22 | 1 | Electric Utility | ST | RFO | RFO | FMPP | 0 | 0 | 2022
petroleum | TRUE | 675 | N | . | Larsen Memorial | City of Lakeland - (FL) | 10623 | FL | SAT | SERC |  | 22 | 1 | Electric Utility | CA | DFO | DFO | FMPP | 0 | 144.331 | 2022
natural gas combined cycle | TRUE | 675 | N | . | Larsen Memorial | City of Lakeland - (FL) | 10623 | FL | SAT | SERC |  | 22 | 1 | Electric Utility | CA | NG | NG | FMPP | 0 | 32344.669 | 2022
petroleum | TRUE | 675 | N | . | Larsen Memorial | City of Lakeland - (FL) | 10623 | FL | SAT | SERC |  | 22 | 1 | Electric Utility | CT | DFO | DFO | FMPP | 6865 | 528.73 | 2022
petroleum | TRUE | 675 | N | . | Larsen Memorial | City of Lakeland - (FL) | 10623 | FL | SAT | SERC |  | 22 | 1 | Electric Utility | CT | KER | WOO | FMPP | 0 | 0 | 2022
natural gas combined cycle | TRUE | 675 | N | . | Larsen Memorial | City of Lakeland - (FL) | 10623 | FL | SAT | SERC |  | 22 | 1 | Electric Utility | CT | NG | NG | FMPP | 2017584 | 155091.27 | 2022
petroleum | TRUE | 675 | N | . | Larsen Memorial | City of Lakeland - (FL) | 10623 | FL | SAT | SERC |  | 22 | 1 | Electric Utility | CT | RFO | RFO | FMPP | 0 | 0 | 2022
petroleum | TRUE | 675 | N | . | Larsen Memorial | City of Lakeland - (FL) | 10623 | FL | SAT | SERC |  | 22 | 1 | Electric Utility | GT | DFO | DFO | FMPP | 0 | 0 | 2022
natural gas peaker | TRUE | 675 | N | . | Larsen Memorial | City of Lakeland - (FL) | 10623 | FL | SAT | SERC |  | 22 | 1 | Electric Utility | GT | NG | NG | FMPP | 0 | 0 | 2022
natural gas combined cycle | TRUE | 676 | N | . | C D McIntosh Jr | City of Lakeland - (FL) | 10623 | FL | SAT | SERC |  | 22 | 1 | Electric Utility | CA | NG | NG | FMPP | 0 | 777999 | 2022
natural gas combined cycle | TRUE | 676 | N | . | C D McIntosh Jr | City of Lakeland - (FL) | 10623 | FL | SAT | SERC |  | 22 | 1 | Electric Utility | CT | NG | NG | FMPP | 16329060 | 1525988 | 2022
petroleum | TRUE | 676 | N | . | C D McIntosh Jr | City of Lakeland - (FL) | 10623 | FL | SAT | SERC |  | 22 | 1 | Electric Utility | GT | DFO | DFO | FMPP | 1523 | 96.778 | 2022
natural gas peaker | TRUE | 676 | N | . | C D McIntosh Jr | City of Lakeland - (FL) | 10623 | FL | SAT | SERC |  | 22 | 1 | Electric Utility | GT | NG | NG | FMPP | 597123 | 45795.222 | 2022
petroleum | TRUE | 676 | N | . | C D McIntosh Jr | City of Lakeland - (FL) | 10623 | FL | SAT | SERC |  | 22 | 1 | Electric Utility | IC | DFO | DFO | FMPP | 0 | 0 | 2022
hydro | TRUE | 678 | N | . | W K Sanders | Village of Morrisville - (VT) | 12989 | VT | NEW | NPCC |  | 22 | 1 | Electric Utility | HY | WAT | HYC | ISNE | 3022 | 886 | 2022
hydro | TRUE | 682 | N | . | Kerckhoff 2 | Pacific Gas & Electric Co. | 14328 | CA | PACC | WECC |  | 22 | 1 | Electric Utility | HY | WAT | HYC | CISO | 1012395 | 296716 | 2022
petroleum | TRUE | 683 | N | . | Indian River Plant | Orlando Utilities Comm | 14610 | FL | SAT | SERC |  | 22 | 1 | Electric Utility | GT | DFO | DFO | FMPP | 16217 | 87.259 | 2022
natural gas peaker | TRUE | 683 | N | . | Indian River Plant | Orlando Utilities Comm | 14610 | FL | SAT | SERC |  | 22 | 1 | Electric Utility | GT | NG | NG | FMPP | 989601 | 5326.741 | 2022
petroleum | TRUE | 688 | N | . | Arvah B Hopkins | City of Tallahassee - (FL) | 18445 | FL | SAT | SERC |  | 22 | 1 | Electric Utility | CA | DFO | DFO | TAL | 0 | 0 | 2022
natural gas combined cycle | TRUE | 688 | N | . | Arvah B Hopkins | City of Tallahassee - (FL) | 18445 | FL | SAT | SERC |  | 22 | 1 | Electric Utility | CA | NG | NG | TAL | 9992 | 455498 | 2022
petroleum | TRUE | 688 | N | . | Arvah B Hopkins | City of Tallahassee - (FL) | 18445 | FL | SAT | SERC |  | 22 | 1 | Electric Utility | CT | DFO | DFO | TAL | 0 | 0 | 2022
natural gas combined cycle | TRUE | 688 | N | . | Arvah B Hopkins | City of Tallahassee - (FL) | 18445 | FL | SAT | SERC |  | 22 | 1 | Electric Utility | CT | NG | NG | TAL | 10635566 | 896211 | 2022
petroleum | TRUE | 688 | N | . | Arvah B Hopkins | City of Tallahassee - (FL) | 18445 | FL | SAT | SERC |  | 22 | 1 | Electric Utility | GT | DFO | DFO | TAL | 29345 | 2313.771 | 2022
natural gas peaker | TRUE | 688 | N | . | Arvah B Hopkins | City of Tallahassee - (FL) | 18445 | FL | SAT | SERC |  | 22 | 1 | Electric Utility | GT | NG | NG | TAL | 303926 | 27479.229 | 2022
natural gas peaker | TRUE | 688 | N | . | Arvah B Hopkins | City of Tallahassee - (FL) | 18445 | FL | SAT | SERC |  | 22 | 1 | Electric Utility | IC | NG | NG | TAL | 1519474 | 177238 | 2022
petroleum | TRUE | 689 | N | . | S O Purdom | City of Tallahassee - (FL) | 18445 | FL | SAT | SERC |  | 22 | 1 | Electric Utility | CA | DFO | DFO | TAL | 0 | 814.923 | 2022
natural gas combined cycle | TRUE | 689 | N | . | S O Purdom | City of Tallahassee - (FL) | 18445 | FL | SAT | SERC |  | 22 | 1 | Electric Utility | CA | NG | NG | TAL | 0 | 482646.08 | 2022
petroleum | TRUE | 689 | N | . | S O Purdom | City of Tallahassee - (FL) | 18445 | FL | SAT | SERC |  | 22 | 1 | Electric Utility | CT | DFO | DFO | TAL | 18815 | 1547.208 | 2022
natural gas combined cycle | TRUE | 689 | N | . | S O Purdom | City of Tallahassee - (FL) | 18445 | FL | SAT | SERC |  | 22 | 1 | Electric Utility | CT | NG | NG | TAL | 10577160 | 869932.79 | 2022
petroleum | TRUE | 689 | N | . | S O Purdom | City of Tallahassee - (FL) | 18445 | FL | SAT | SERC |  | 22 | 1 | Electric Utility | GT | DFO | DFO | TAL | 0 | 0 | 2022
natural gas peaker | TRUE | 689 | N | . | S O Purdom | City of Tallahassee - (FL) | 18445 | FL | SAT | SERC |  | 22 | 1 | Electric Utility | GT | NG | NG | TAL | 0 | 0 | 2022
hydro | TRUE | 690 | N | . | J Woodruff | USCE-Mobile District | 27813 | FL | SAT | SERC |  | 22 | 1 | Electric Utility | HY | WAT | HYC | FPL | 788041 | 230962 | 2022
onshore wind | TRUE | 692 | N | . | Medicine Bow | SRIV Partnership LLC | 62042 | WY | MTN | WECC |  | 22 | 2 | NAICS-22 Non-Cogen | WT | WND | WND | WAUW | 53681 | 15733 | 2022
petroleum | TRUE | 696 | N | . | Marathon Generating Plant | Florida Keys El Coop Assn, Inc | 6443 | FL | SAT | SERC |  | 22 | 1 | Electric Utility | IC | DFO | DFO | FPL | 773 | -174 | 2022
petroleum | TRUE | 698 | N | . | Trenton North | Trenton Municipal Utilities - (MO) | 19150 | MO | WNC | SERC |  | 22 | 1 | Electric Utility | IC | DFO | DFO | SWPP | 1033 | 84 | 2022
hydro | TRUE | 702 | N | . | Bartletts Ferry | Georgia Power Co | 7140 | AL | ESC | SERC |  | 22 | 1 | Electric Utility | HY | WAT | HYC | SOCO | 1445588 | 423677 | 2022
hard coal | TRUE | 703 | N | . | Bowen | Georgia Power Co | 7140 | GA | SAT | SERC |  | 22 | 1 | Electric Utility | ST | BIT | COL | SOCO | 84099686 | 8453331.8 | 2022
petroleum | TRUE | 703 | N | . | Bowen | Georgia Power Co | 7140 | GA | SAT | SERC |  | 22 | 1 | Electric Utility | ST | DFO | DFO | SOCO | 226643 | 22820.185 | 2022
hydro | TRUE | 704 | N | . | Burton Dam | Georgia Power Co | 7140 | GA | SAT | SERC |  | 22 | 1 | Electric Utility | HY | WAT | HYC | SOCO | 77628 | 22751 | 2022
hydro | TRUE | 706 | N | . | Flint River | Georgia Power Co | 7140 | GA | SAT | SERC |  | 22 | 1 | Electric Utility | HY | WAT | HYC | SOCO | 125685 | 36836 | 2022
hydro | TRUE | 707 | N | . | Goat Rock | Georgia Power Co | 7140 | AL | ESC | SERC |  | 22 | 1 | Electric Utility | HY | WAT | HYC | SOCO | 485943 | 142422 | 2022
petroleum | TRUE | 710 | N | . | Jack McDonough | Georgia Power Co | 7140 | GA | SAT | SERC |  | 22 | 1 | Electric Utility | CA | DFO | DFO | SOCO | 0 | 0 | 2022
natural gas combined cycle | TRUE | 710 | N | . | Jack McDonough | Georgia Power Co | 7140 | GA | SAT | SERC |  | 22 | 1 | Electric Utility | CA | NG | NG | SOCO | 5265834 | 6765003 | 2022
petroleum | TRUE | 710 | N | . | Jack McDonough | Georgia Power Co | 7140 | GA | SAT | SERC |  | 22 | 1 | Electric Utility | CT | DFO | DFO | SOCO | 0 | 0 | 2022
natural gas combined cycle | TRUE | 710 | N | . | Jack McDonough | Georgia Power Co | 7140 | GA | SAT | SERC |  | 22 | 1 | Electric Utility | CT | NG | NG | SOCO | 122476129 | 11663399 | 2022
petroleum | TRUE | 710 | N | . | Jack McDonough | Georgia Power Co | 7140 | GA | SAT | SERC |  | 22 | 1 | Electric Utility | GT | DFO | DFO | SOCO | 530 | -15.254 | 2022
natural gas peaker | TRUE | 710 | N | . | Jack McDonough | Georgia Power Co | 7140 | GA | SAT | SERC |  | 22 | 1 | Electric Utility | GT | NG | NG | SOCO | 27291 | 164.254 | 2022
hydro | TRUE | 712 | N | . | Lloyd Shoals | Georgia Power Co | 7140 | GA | SAT | SERC |  | 22 | 1 | Electric Utility | HY | WAT | HYC | SOCO | 236547 | 69328 | 2022
hydro | TRUE | 714 | N | . | Toadtown | Pacific Gas & Electric Co. | 14328 | CA | PACC | WECC |  | 22 | 1 | Electric Utility | HY | WAT | HYC | CISO | 11097 | 3252 | 2022
petroleum | TRUE | 715 | N | . | McManus | Georgia Power Co | 7140 | GA | SAT | SERC |  | 22 | 1 | Electric Utility | GT | DFO | DFO | SOCO | 288558 | 20810 | 2022
petroleum | TRUE | 715 | N | . | McManus | Georgia Power Co | 7140 | GA | SAT | SERC |  | 22 | 1 | Electric Utility | IC | DFO | DFO | SOCO | 128 | 11 | 2022
hydro | TRUE | 717 | N | . | Morgan Falls | Georgia Power Co | 7140 | GA | SAT | SERC |  | 22 | 1 | Electric Utility | HY | WAT | HYC | SOCO | 120844 | 35418 | 2022
hydro | TRUE | 718 | N | . | Nacoochee | Georgia Power Co | 7140 | GA | SAT | SERC |  | 22 | 1 | Electric Utility | HY | WAT | HYC | SOCO | 54608 | 16005 | 2022
hydro | TRUE | 719 | N | . | North Highlands | Georgia Power Co | 7140 | GA | SAT | SERC |  | 22 | 1 | Electric Utility | HY | WAT | HYC | SOCO | 423439 | 124103 | 2022
hydro | TRUE | 720 | N | . | Oliver Dam | Georgia Power Co | 7140 | GA | SAT | SERC |  | 22 | 1 | Electric Utility | HY | WAT | HYC | SOCO | 506572 | 148468 | 2022
hydro | TRUE | 722 | N | . | Sinclair Dam | Georgia Power Co | 7140 | GA | SAT | SERC |  | 22 | 1 | Electric Utility | HY | WAT | HYC | SOCO | 402380 | 117931 | 2022
hydro | TRUE | 723 | N | . | Tallulah Falls | Georgia Power Co | 7140 | GA | SAT | SERC |  | 22 | 1 | Electric Utility | HY | WAT | HYC | SOCO | 520305 | 152493 | 2022
hydro | TRUE | 724 | N | . | Terrora | Georgia Power Co | 7140 | GA | SAT | SERC |  | 22 | 1 | Electric Utility | HY | WAT | HYC | SOCO | 158973 | 46592 | 2022
hydro | TRUE | 725 | N | . | Tugalo | Georgia Power Co | 7140 | GA | SAT | SERC |  | 22 | 1 | Electric Utility | HY | WAT | HYC | SOCO | 319445 | 93624 | 2022
petroleum | TRUE | 728 | N | . | Yates | Georgia Power Co | 7140 | GA | SAT | SERC |  | 22 | 1 | Electric Utility | ST | DFO | DFO | SOCO | 0 | 0 | 2022
natural gas steam turbine | TRUE | 728 | N | . | Yates | Georgia Power Co | 7140 | GA | SAT | SERC |  | 22 | 1 | Electric Utility | ST | NG | NG | SOCO | 15915124 | 1381673 | 2022
hydro | TRUE | 729 | N | . | Yonah | Georgia Power Co | 7140 | GA | SAT | SERC |  | 22 | 1 | Electric Utility | HY | WAT | HYC | SOCO | 167928 | 49217 | 2022
petroleum | TRUE | 732 | N | . | Boulevard | Georgia Power Co | 7140 | GA | SAT | SERC |  | 22 | 1 | Electric Utility | GT | DFO | DFO | SOCO | 160 | -47 | 2022
natural gas peaker | TRUE | 732 | N | . | Boulevard | Georgia Power Co | 7140 | GA | SAT | SERC |  | 22 | 1 | Electric Utility | GT | NG | NG | SOCO | 0 | 0 | 2022
hydro | TRUE | 736 | N | . | Stevens Creek | Dominion Energy South Carolina, Inc | 17539 | GA | SAT | SERC |  | 22 | 1 | Electric Utility | HY | WAT | HYC | SCEG | 250011 | 73274 | 2022
hydro | TRUE | 745 | N | . | Etiwanda | Metropolitan Water District of S CA | 12397 | CA | PACC | WECC |  | 22 | 1 | Electric Utility | HY | WAT | HYC | CISO | 0 | 0 | 2022
hydro | TRUE | 751 | N | . | Moccasin Low Head Hydro Project | City & County of San Francisco | 16612 | CA | PACC | WECC |  | 22 | 1 | Electric Utility | HY | WAT | HYC | CISO | 0 | 0 | 2022
hydro | TRUE | 752 | N | . | Lake Blackshear Project | Crisp County Power Comm | 4538 | GA | SAT | SERC |  | 22 | 1 | Electric Utility | HY | WAT | HYC | SOCO | 139352 | 40842 | 2022
natural gas peaker | TRUE | 753 | N | . | Crisp Plant | Crisp County Power Comm | 4538 | GA | SAT | SERC |  | 22 | 1 | Electric Utility | GT | NG | NG | SOCO | 0 | 0 | 2022
hard coal | TRUE | 753 | N | . | Crisp Plant | Crisp County Power Comm | 4538 | GA | SAT | SERC |  | 22 | 1 | Electric Utility | ST | BIT | COL | SOCO | 0 | 0 | 2022
natural gas steam turbine | TRUE | 753 | N | . | Crisp Plant | Crisp County Power Comm | 4538 | GA | SAT | SERC |  | 22 | 1 | Electric Utility | ST | NG | NG | SOCO | 0 | 0 | 2022
hydro | TRUE | 754 | N | . | Hartwell Lake | USCE-Savannah District | 19375 | GA | SAT | SERC |  | 22 | 1 | Electric Utility | HY | WAT | HYC | SEPA | 1444784 | 423442 | 2022
hydro | TRUE | 757 | N | . | Blue Ridge | Tennessee Valley Authority | 18642 | GA | SAT | SERC |  | 22 | 1 | Electric Utility | HY | WAT | HYC | TVA | 122534 | 35913 | 2022
hydro | TRUE | 758 | N | . | Nottely | Tennessee Valley Authority | 18642 | GA | SAT | SERC |  | 22 | 1 | Electric Utility | HY | WAT | HYC | TVA | 108148 | 31696 | 2022
hydro | TRUE | 759 | N | . | Buford | USCE-Mobile District | 27813 | GA | SAT | SERC |  | 22 | 1 | Electric Utility | HY | WAT | HYC | SOCO | 670652 | 196557 | 2022
hydro | TRUE | 760 | N | . | Allatoona | USCE-Mobile District | 27813 | GA | SAT | SERC |  | 22 | 1 | Electric Utility | HY | WAT | HYC | SOCO | 499384 | 146361 | 2022
hydro | TRUE | 761 | N | . | Walter F George | USCE-Mobile District | 27813 | GA | SAT | SERC |  | 22 | 1 | Electric Utility | HY | WAT | HYC | SOCO | 1450055 | 424987 | 2022
petroleum | TRUE | 765 | N | . | Kahe | Hawaiian Electric Co Inc | 19547 | HI | PACN |  |  | 22 | 1 | Electric Utility | ST | DFO | DFO |  | 0 | 0 | 2022
other | TRUE | 765 | N | . | Kahe | Hawaiian Electric Co Inc | 19547 | HI | PACN |  |  | 22 | 1 | Electric Utility | ST | PG | WOO |  | 0 | 0 | 2022
petroleum | TRUE | 765 | N | . | Kahe | Hawaiian Electric Co Inc | 19547 | HI | PACN |  |  | 22 | 1 | Electric Utility | ST | RFO | RFO |  | 26862425 | 2505746 | 2022
petroleum | TRUE | 766 | N | . | Waiau | Hawaiian Electric Co Inc | 19547 | HI | PACN |  |  | 22 | 1 | Electric Utility | GT | DFO | DFO |  | 828158 | 39106 | 2022
petroleum | TRUE | 766 | N | . | Waiau | Hawaiian Electric Co Inc | 19547 | HI | PACN |  |  | 22 | 1 | Electric Utility | ST | DFO | DFO |  | 0 | 0 | 2022
other | TRUE | 766 | N | . | Waiau | Hawaiian Electric Co Inc | 19547 | HI | PACN |  |  | 22 | 1 | Electric Utility | ST | PG | WOO |  | 0 | 0 | 2022
petroleum | TRUE | 766 | N | . | Waiau | Hawaiian Electric Co Inc | 19547 | HI | PACN |  |  | 22 | 1 | Electric Utility | ST | RFO | RFO |  | 9692504 | 865715 | 2022
petroleum | TRUE | 768 | N | . | Waimea | Hawaii Electric Light Co Inc | 8287 | HI | PACN |  |  | 22 | 1 | Electric Utility | IC | DFO | DFO |  | 22608 | 2136 | 2022
petroleum | TRUE | 769 | N | . | Kanoelehua | Hawaii Electric Light Co Inc | 8287 | HI | PACN |  |  | 22 | 1 | Electric Utility | GT | DFO | DFO |  | 62282 | 1508 | 2022
petroleum | TRUE | 769 | N | . | Kanoelehua | Hawaii Electric Light Co Inc | 8287 | HI | PACN |  |  | 22 | 1 | Electric Utility | IC | DFO | DFO |  | 14962 | 1441 | 2022
hydro | TRUE | 771 | N | . | Puueo | Hawaii Electric Light Co Inc | 8287 | HI | PACN |  |  | 22 | 1 | Electric Utility | HY | WAT | HYC |  | 20807 | 6098 | 2022
petroleum | TRUE | 772 | N | . | W H Hill | Hawaii Electric Light Co Inc | 8287 | HI | PACN |  |  | 22 | 1 | Electric Utility | ST | DFO | DFO |  | 0 | 0 | 2022
other | TRUE | 772 | N | . | W H Hill | Hawaii Electric Light Co Inc | 8287 | HI | PACN |  |  | 22 | 1 | Electric Utility | ST | PG | WOO |  | 0 | 0 | 2022
petroleum | TRUE | 772 | N | . | W H Hill | Hawaii Electric Light Co Inc | 8287 | HI | PACN |  |  | 22 | 1 | Electric Utility | ST | RFO | RFO |  | 2278804 | 170026 | 2022
hydro | TRUE | 774 | N | . | Waiau Hydro | Hawaii Electric Light Co Inc | 8287 | HI | PACN |  |  | 22 | 1 | Electric Utility | HY | WAT | HYC |  | 0 | 0 | 2022
hydro | TRUE | 776 | N | . | Sly Creek | South Feather Water and Power Agency | 14191 | CA | PACC | WECC |  | 22 | 1 | Electric Utility | HY | WAT | HYC | CISO | 76003 | 22275 | 2022
hydro | TRUE | 785 | N | . | Kingsley | Central Nebraska Pub P&I Dist | 3271 | NE | WNC | MRO |  | 22 | 1 | Electric Utility | HY | WAT | HYC | SWPP | 176213 | 51645 | 2022
hydro | TRUE | 788 | N | . | East Barnet | Green Mountain Power Corp | 7601 | VT | NEW | NPCC |  | 22 | 1 | Electric Utility | HY | WAT | HYC | ISNE | 16335 | 4787 | 2022
petroleum | TRUE | 789 | N | . | Orca | Cordova Electric Coop, Inc | 40215 | AK | PACN |  |  | 22 | 1 | Electric Utility | IC | DFO | DFO |  | 76894 | 6679 | 2022
hydro | TRUE | 790 | N | . | Gem State | City of Idaho Falls - (ID) | 9187 | ID | MTN | WECC |  | 22 | 1 | Electric Utility | HY | WAT | HYC | PACE | 346475 | 101546 | 2022
hydro | TRUE | 791 | N | . | Canyon | Guadalupe Blanco River Authority | 7751 | TX | WSC | TRE |  | 22 | 1 | Electric Utility | HY | WAT | HYC | ERCO | 1 | 1 | 2022
other | TRUE | 792 | N | . | Palaau Power Hybrid | Maui Electric Co Ltd | 11843 | HI | PACN |  |  | 22 | 1 | Electric Utility | BA | MWH | OTH |  | 0 | 0 | 2022
petroleum | TRUE | 792 | N | . | Palaau Power Hybrid | Maui Electric Co Ltd | 11843 | HI | PACN |  |  | 22 | 1 | Electric Utility | GT | DFO | DFO |  | 0 | 0 | 2022
petroleum | TRUE | 792 | N | . | Palaau Power Hybrid | Maui Electric Co Ltd | 11843 | HI | PACN |  |  | 22 | 1 | Electric Utility | IC | DFO | DFO |  | 319661 | 31723 | 2022
hydro | TRUE | 794 | N | . | Lewisville | City of Garland - (TX) | 6958 | TX | WSC | TRE |  | 22 | 1 | Electric Utility | HY | WAT | HYC | ERCO | 0 | 0 | 2022
hydro | TRUE | 805 | N | . | Charles E Monty | Brookfield White Pine Hydro LLC | 39006 | ME | NEW | NPCC |  | 22 | 2 | NAICS-22 Non-Cogen | HY | WAT | HYC | ISNE | 456268 | 133725 | 2022
hydro | TRUE | 808 | N | . | Jarvis (Hinckley) | New York Power Authority | 15296 | NY | MAT | NPCC |  | 22 | 1 | Electric Utility | HY | WAT | HYC | NYIS | 105550 | 30935 | 2022
hydro | TRUE | 809 | N | . | American Falls | Idaho Power Co | 9191 | ID | MTN | WECC |  | 22 | 1 | Electric Utility | HY | WAT | HYC | IPCO | 712143 | 208717 | 2022
hydro | TRUE | 810 | N | . | Bliss | Idaho Power Co | 9191 | ID | MTN | WECC |  | 22 | 1 | Electric Utility | HY | WAT | HYC | IPCO | 953732 | 279523 | 2022
hydro | TRUE | 811 | N | . | Brownlee | Idaho Power Co | 9191 | ID | MTN | WECC |  | 22 | 1 | Electric Utility | HY | WAT | HYC | IPCO | 5387331 | 1578937 | 2022
hydro | TRUE | 812 | N | . | C J Strike | Idaho Power Co | 9191 | ID | MTN | WECC |  | 22 | 1 | Electric Utility | HY | WAT | HYC | IPCO | 1171032 | 343210 | 2022
hydro | TRUE | 813 | N | . | Cascade Dam | Idaho Power Co | 9191 | ID | MTN | WECC |  | 22 | 1 | Electric Utility | HY | WAT | HYC | IPCO | 114523 | 33565 | 2022
hydro | TRUE | 814 | N | . | Clear Lake | Idaho Power Co | 9191 | ID | MTN | WECC |  | 22 | 1 | Electric Utility | HY | WAT | HYC | IPCO | 55821 | 16360 | 2022
hydro | TRUE | 815 | N | . | Lower Malad | Idaho Power Co | 9191 | ID | MTN | WECC |  | 22 | 1 | Electric Utility | HY | WAT | HYC | IPCO | 330463 | 96853 | 2022
hydro | TRUE | 816 | N | . | Lower Salmon | Idaho Power Co | 9191 | ID | MTN | WECC |  | 22 | 1 | Electric Utility | HY | WAT | HYC | IPCO | 625747 | 183396 | 2022
petroleum | TRUE | 817 | N | . | Salmon Diesel | Idaho Power Co | 9191 | ID | MTN | WECC |  | 22 | 1 | Electric Utility | IC | DFO | DFO | IPCO | 430 | 39 | 2022
hydro | TRUE | 818 | N | . | Shoshone Falls | Idaho Power Co | 9191 | ID | MTN | WECC |  | 22 | 1 | Electric Utility | HY | WAT | HYC | IPCO | 140378 | 41143 | 2022
hydro | TRUE | 819 | N | . | Swan Falls | Idaho Power Co | 9191 | ID | MTN | WECC |  | 22 | 1 | Electric Utility | HY | WAT | HYC | IPCO | 364085 | 106707 | 2022
hydro | TRUE | 820 | N | . | Thousand Springs | Idaho Power Co | 9191 | ID | MTN | WECC |  | 22 | 1 | Electric Utility | HY | WAT | HYC | IPCO | 176686 | 51784 | 2022
hydro | TRUE | 821 | N | . | Twin Falls (ID) | Idaho Power Co | 9191 | ID | MTN | WECC |  | 22 | 1 | Electric Utility | HY | WAT | HYC | IPCO | 76378 | 22385 | 2022
hydro | TRUE | 822 | N | . | Upper Salmon A | Idaho Power Co | 9191 | ID | MTN | WECC |  | 22 | 1 | Electric Utility | HY | WAT | HYC | IPCO | 283411 | 83063 | 2022
hydro | TRUE | 823 | N | . | Upper Malad | Idaho Power Co | 9191 | ID | MTN | WECC |  | 22 | 1 | Electric Utility | HY | WAT | HYC | IPCO | 187367 | 54914 | 2022
hydro | TRUE | 825 | N | . | Ashton | PacifiCorp | 14354 | ID | MTN | WECC |  | 22 | 1 | Electric Utility | HY | WAT | HYC | PACE | 95359 | 27949 | 2022
hydro | TRUE | 827 | N | . | Grace | PacifiCorp | 14354 | ID | MTN | WECC |  | 22 | 1 | Electric Utility | HY | WAT | HYC | PACE | 150689 | 44164 | 2022
hydro | TRUE | 829 | N | . | Oneida | PacifiCorp | 14354 | ID | MTN | WECC |  | 22 | 1 | Electric Utility | HY | WAT | HYC | PACE | 89432 | 26211 | 2022
hydro | TRUE | 831 | N | . | Soda | PacifiCorp | 14354 | ID | MTN | WECC |  | 22 | 1 | Electric Utility | HY | WAT | HYC | PACE | 49154 | 14406 | 2022
hydro | TRUE | 833 | N | . | Cabinet Gorge | Avista Corp | 20169 | ID | MTN | WECC |  | 22 | 1 | Electric Utility | HY | WAT | HYC | AVA | 3759756 | 1101922 | 2022
hydro | TRUE | 835 | N | . | Post Falls | Avista Corp | 20169 | ID | MTN | WECC |  | 22 | 1 | Electric Utility | HY | WAT | HYC | AVA | 253550 | 74311 | 2022
hydro | TRUE | 839 | N | . | Scott Flat | Nevada Irrigation District | 13402 | CA | PACC | WECC |  | 22 | 2 | NAICS-22 Non-Cogen | HY | WAT | HYC | CISO | 11097 | 3252 | 2022
hydro | TRUE | 840 | N | . | Dworshak | USACE Northwestern Division | 19400 | ID | MTN | WECC |  | 22 | 1 | Electric Utility | HY | WAT | HYC | BPAT | 6839955 | 2004676 | 2022
hydro | TRUE | 841 | N | . | City Power Plant | City of Idaho Falls - (ID) | 9187 | ID | MTN | WECC |  | 22 | 1 | Electric Utility | HY | WAT | HYC | PACE | 130740 | 38318 | 2022
hydro | TRUE | 843 | N | . | Lower No 2 | City of Idaho Falls - (ID) | 9187 | ID | MTN | WECC |  | 22 | 1 | Electric Utility | HY | WAT | HYC | PACE | 39027 | 11438 | 2022
hydro | TRUE | 844 | N | . | Upper Power Plant | City of Idaho Falls - (ID) | 9187 | ID | MTN | WECC |  | 22 | 1 | Electric Utility | HY | WAT | HYC | PACE | 144144 | 42246 | 2022
hydro | TRUE | 846 | N | . | Combie South | Nevada Irrigation District | 13402 | CA | PACC | WECC |  | 22 | 2 | NAICS-22 Non-Cogen | HY | WAT | HYC | CISO | 12553 | 3679 | 2022
hydro | TRUE | 850 | N | . | Palisades Dam | U S Bureau of Reclamation | 2518 | ID | MTN | WECC |  | 22 | 1 | Electric Utility | HY | WAT | HYC | BPAT | 1889634 | 553820 | 2022
hydro | TRUE | 851 | N | . | Albeni Falls | USACE Northwestern Division | 19400 | ID | MTN | WECC |  | 22 | 1 | Electric Utility | HY | WAT | HYC | BPAT | 527808 | 154692 | 2022
hard coal | TRUE | 856 | N | . | E D Edwards | Illinois Power Resources Generating LLC | 49756 | IL | ENC | SERC |  | 22 | 2 | NAICS-22 Non-Cogen | ST | BIT | COL | MISO | 0 | 0 | 2022
petroleum | TRUE | 856 | N | . | E D Edwards | Illinois Power Resources Generating LLC | 49756 | IL | ENC | SERC |  | 22 | 2 | NAICS-22 Non-Cogen | ST | DFO | DFO | MISO | 40381 | 3684.851 | 2022
hard coal | TRUE | 856 | N | . | E D Edwards | Illinois Power Resources Generating LLC | 49756 | IL | ENC | SERC |  | 22 | 2 | NAICS-22 Non-Cogen | ST | SUB | COL | MISO | 29425787 | 2695376.1 | 2022
natural gas combined cycle | TRUE | 862 | N | . | Grand Tower Energy Center LLC | Mainline Generation LLC | 59371 | IL | ENC | SERC |  | 22 | 2 | NAICS-22 Non-Cogen | CA | NG | NG | MISO | 0 | 0 | 2022
natural gas combined cycle | TRUE | 862 | N | . | Grand Tower Energy Center LLC | Mainline Generation LLC | 59371 | IL | ENC | SERC |  | 22 | 2 | NAICS-22 Non-Cogen | CT | NG | NG | MISO | 0 | 0 | 2022
nuclear | TRUE | 869 | N | 3 | Dresden Generating Station | Constellation Nuclear | 55951 | IL | ENC | RFC |  | 22 | 2 | NAICS-22 Non-Cogen | ST | NUC | NUC | PJM | 0 | 7389450 | 2022
nuclear | TRUE | 869 | N | 2 | Dresden Generating Station | Constellation Nuclear | 55951 | IL | ENC | RFC |  | 22 | 2 | NAICS-22 Non-Cogen | ST | NUC | NUC | PJM | 0 | 8019500 | 2022
natural gas steam turbine | TRUE | 874 | N | . | Joliet 9 | Midwest Generations EME LLC | 12384 | IL | ENC | RFC |  | 22 | 2 | NAICS-22 Non-Cogen | ST | NG | NG | PJM | 108238 | -62183 | 2022
hard coal | TRUE | 874 | N | . | Joliet 9 | Midwest Generations EME LLC | 12384 | IL | ENC | RFC |  | 22 | 2 | NAICS-22 Non-Cogen | ST | SUB | COL | PJM | 0 | 0 | 2022
natural gas steam turbine | TRUE | 876 | N | . | Kincaid Generation LLC | Dynegy Kincaid Generation | 59918 | IL | ENC | RFC |  | 22 | 2 | NAICS-22 Non-Cogen | ST | NG | NG | PJM | 252341 | 21056.91 | 2022
hard coal | TRUE | 876 | N | . | Kincaid Generation LLC | Dynegy Kincaid Generation | 59918 | IL | ENC | RFC |  | 22 | 2 | NAICS-22 Non-Cogen | ST | RC | COL | PJM | 0 | 0 | 2022
hard coal | TRUE | 876 | N | . | Kincaid Generation LLC | Dynegy Kincaid Generation | 59918 | IL | ENC | RFC |  | 22 | 2 | NAICS-22 Non-Cogen | ST | SUB | COL | PJM | 43172747 | 3603799.1 | 2022
hard coal | TRUE | 879 | N | . | Powerton | Midwest Generations EME LLC | 12384 | IL | ENC | RFC |  | 22 | 2 | NAICS-22 Non-Cogen | ST | BIT | COL | PJM | 0 | 0 | 2022
natural gas steam turbine | TRUE | 879 | N | . | Powerton | Midwest Generations EME LLC | 12384 | IL | ENC | RFC |  | 22 | 2 | NAICS-22 Non-Cogen | ST | NG | NG | PJM | 27655 | 2238.678 | 2022
hard coal | TRUE | 879 | N | . | Powerton | Midwest Generations EME LLC | 12384 | IL | ENC | RFC |  | 22 | 2 | NAICS-22 Non-Cogen | ST | SUB | COL | PJM | 62057250 | 5092665.3 | 2022
nuclear | TRUE | 880 | N | 2 | Quad Cities Generating Station | Constellation Nuclear | 55951 | IL | ENC | RFC |  | 22 | 2 | NAICS-22 Non-Cogen | ST | NUC | NUC | PJM | 0 | 7026447 | 2022
nuclear | TRUE | 880 | N | 1 | Quad Cities Generating Station | Constellation Nuclear | 55951 | IL | ENC | RFC |  | 22 | 2 | NAICS-22 Non-Cogen | ST | NUC | NUC | PJM | 0 | 8095800 | 2022
petroleum | TRUE | 883 | N | . | Waukegan | Midwest Generations EME LLC | 12384 | IL | ENC | RFC |  | 22 | 2 | NAICS-22 Non-Cogen | GT | DFO | DFO | PJM | 27317 | -629 | 2022
natural gas steam turbine | TRUE | 883 | N | . | Waukegan | Midwest Generations EME LLC | 12384 | IL | ENC | RFC |  | 22 | 2 | NAICS-22 Non-Cogen | ST | NG | NG | PJM | 57602 | 5523.5 | 2022
hard coal | TRUE | 883 | N | . | Waukegan | Midwest Generations EME LLC | 12384 | IL | ENC | RFC |  | 22 | 2 | NAICS-22 Non-Cogen | ST | SUB | COL | PJM | 12765618 | 1225926.5 | 2022
hard coal | TRUE | 884 | N | . | Will County | Midwest Generations EME LLC | 12384 | IL | ENC | RFC |  | 22 | 2 | NAICS-22 Non-Cogen | ST | BIT | COL | PJM | 0 | 0 | 2022
petroleum | TRUE | 884 | N | . | Will County | Midwest Generations EME LLC | 12384 | IL | ENC | RFC |  | 22 | 2 | NAICS-22 Non-Cogen | ST | DFO | DFO | PJM | 65168 | 4969.287 | 2022
hard coal | TRUE | 884 | N | . | Will County | Midwest Generations EME LLC | 12384 | IL | ENC | RFC |  | 22 | 2 | NAICS-22 Non-Cogen | ST | SUB | COL | PJM | 3443996 | 299117.71 | 2022
petroleum | TRUE | 886 | N | . | Fisk Street | Midwest Generations EME LLC | 12384 | IL | ENC | RFC |  | 22 | 2 | NAICS-22 Non-Cogen | GT | DFO | DFO | PJM | 27563 | -301 | 2022
hard coal | TRUE | 886 | N | . | Fisk Street | Midwest Generations EME LLC | 12384 | IL | ENC | RFC |  | 22 | 2 | NAICS-22 Non-Cogen | GT | SUB | COL | PJM | 0 | 0 | 2022
natural gas steam turbine | TRUE | 887 | N | . | Joppa Steam | Electric Energy Inc | 5748 | IL | ENC | SERC |  | 22 | 2 | NAICS-22 Non-Cogen | ST | NG | NG | GLHB | 242541 | 21456.302 | 2022
hard coal | TRUE | 887 | N | . | Joppa Steam | Electric Energy Inc | 5748 | IL | ENC | SERC |  | 22 | 2 | NAICS-22 Non-Cogen | ST | RC | COL | GLHB | 1533391 | 135727.64 | 2022
hard coal | TRUE | 887 | N | . | Joppa Steam | Electric Energy Inc | 5748 | IL | ENC | SERC |  | 22 | 2 | NAICS-22 Non-Cogen | ST | SUB | COL | GLHB | 39180051 | 3465562.1 | 2022
petroleum | TRUE | 889 | N | . | Baldwin Energy Complex | Dynegy Midwest Generation Inc | 5517 | IL | ENC | SERC |  | 22 | 2 | NAICS-22 Non-Cogen | ST | DFO | DFO | MISO | 141282 | 12982.815 | 2022
other | TRUE | 889 | N | . | Baldwin Energy Complex | Dynegy Midwest Generation Inc | 5517 | IL | ENC | SERC |  | 22 | 2 | NAICS-22 Non-Cogen | ST | OTH | OTH | MISO | 0 | 0 | 2022
hard coal | TRUE | 889 | N | . | Baldwin Energy Complex | Dynegy Midwest Generation Inc | 5517 | IL | ENC | SERC |  | 22 | 2 | NAICS-22 Non-Cogen | ST | RC | COL | MISO | 0 | 0 | 2022
hard coal | TRUE | 889 | N | . | Baldwin Energy Complex | Dynegy Midwest Generation Inc | 5517 | IL | ENC | SERC |  | 22 | 2 | NAICS-22 Non-Cogen | ST | SUB | COL | MISO | 64574427 | 5910042.2 | 2022
natural gas peaker | TRUE | 899 | N | . | Moline | MidAmerican Energy Co | 12341 | IL | ENC | MRO |  | 22 | 1 | Electric Utility | GT | NG | NG | MISO | 11994 | 268 | 2022
hydro | TRUE | 899 | N | . | Moline | MidAmerican Energy Co | 12341 | IL | ENC | MRO |  | 22 | 1 | Electric Utility | HY | WAT | HYC | MISO | 59887 | 17552 | 2022
hydro | TRUE | 903 | N | . | Rockton | Eagle Creek Renewable Energy, LLC | 57280 | IL | ENC | RFC |  | 22 | 2 | NAICS-22 Non-Cogen | HY | WAT | HYC | MISO | 23922 | 7011 | 2022
hydro | TRUE | 905 | N | . | Alamo | California Dept. of Water Resources | 3255 | CA | PACC | WECC |  | 22 | 1 | Electric Utility | HY | WAT | HYC | CISO | 37140 | 10885 | 2022
petroleum | TRUE | 913 | N | . | Venice | Union Electric Co - (MO) | 19436 | IL | ENC | SERC |  | 22 | 1 | Electric Utility | GT | DFO | DFO | MISO | 0 | 0 | 2022
natural gas peaker | TRUE | 913 | N | . | Venice | Union Electric Co - (MO) | 19436 | IL | ENC | SERC |  | 22 | 1 | Electric Utility | GT | NG | NG | MISO | 268522 | 21361 | 2022
hydro | TRUE | 917 | N | . | Quincy Chute | PUD No 2 of Grant County | 14624 | WA | PACC | WECC |  | 22 | 1 | Electric Utility | HY | WAT | HYC | GCPD | 107523 | 31513 | 2022
hydro | TRUE | 925 | N | . | Hydro Plant No 3 | City of Ephraim - (UT) | 5932 | UT | MTN | WECC |  | 22 | 1 | Electric Utility | HY | WAT | HYC | PACE | 6103 | 1789 | 2022
petroleum | TRUE | 934 | N | . | Breese | City of Breese - (IL) | 2188 | IL | ENC | SERC |  | 22 | 1 | Electric Utility | IC | DFO | DFO | MISO | 4328 | 366 | 2022
natural gas peaker | TRUE | 934 | N | . | Breese | City of Breese - (IL) | 2188 | IL | ENC | SERC |  | 22 | 1 | Electric Utility | IC | NG | NG | MISO | 0 | 0 | 2022
petroleum | TRUE | 935 | N | . | Bushnell | City of Bushnell - (IL) | 2634 | IL | ENC | SERC |  | 22 | 1 | Electric Utility | IC | DFO | DFO | MISO | 822 | 78 | 2022
natural gas peaker | TRUE | 935 | N | . | Bushnell | City of Bushnell - (IL) | 2634 | IL | ENC | SERC |  | 22 | 1 | Electric Utility | IC | NG | NG | MISO | 0 | 0 | 2022
petroleum | TRUE | 936 | N | . | Carlyle | City of Carlyle - (IL) | 3037 | IL | ENC | SERC |  | 22 | 1 | Electric Utility | IC | DFO | DFO | MISO | 3711 | 368 | 2022
natural gas peaker | TRUE | 936 | N | . | Carlyle | City of Carlyle - (IL) | 3037 | IL | ENC | SERC |  | 22 | 1 | Electric Utility | IC | NG | NG | MISO | 0 | 0 | 2022
petroleum | TRUE | 937 | N | . | Carmi | City of Carmi - (IL) | 3040 | IL | ENC | SERC |  | 22 | 1 | Electric Utility | IC | DFO | DFO | MISO | 1358 | 83 | 2022
natural gas peaker | TRUE | 937 | N | . | Carmi | City of Carmi - (IL) | 3040 | IL | ENC | SERC |  | 22 | 1 | Electric Utility | IC | NG | NG | MISO | 0 | 0 | 2022
petroleum | TRUE | 941 | N | . | Farmer City | City of Farmer City - (IL) | 6192 | IL | ENC | SERC |  | 22 | 1 | Electric Utility | IC | DFO | DFO | MISO | 542 | 58 | 2022
natural gas peaker | TRUE | 941 | N | . | Farmer City | City of Farmer City - (IL) | 6192 | IL | ENC | SERC |  | 22 | 1 | Electric Utility | IC | NG | NG | MISO | 0 | 0 | 2022
petroleum | TRUE | 943 | N | . | Freeburg | Village of Freeburg - (IL) | 6764 | IL | ENC | SERC |  | 22 | 1 | Electric Utility | IC | DFO | DFO | MISO | 834 | 78 | 2022
natural gas peaker | TRUE | 943 | N | . | Freeburg | Village of Freeburg - (IL) | 6764 | IL | ENC | SERC |  | 22 | 1 | Electric Utility | IC | NG | NG | MISO | 0 | 0 | 2022
petroleum | TRUE | 944 | N | . | Geneseo | City of Geneseo - (IL) | 7095 | IL | ENC | MRO |  | 22 | 1 | Electric Utility | IC | DFO | DFO | MISO | 930 | -103.067 | 2022
natural gas peaker | TRUE | 944 | N | . | Geneseo | City of Geneseo - (IL) | 7095 | IL | ENC | MRO |  | 22 | 1 | Electric Utility | IC | NG | NG | MISO | 12 | -4.933 | 2022
solar pv | TRUE | 944 | N | . | Geneseo | City of Geneseo - (IL) | 7095 | IL | ENC | MRO |  | 22 | 1 | Electric Utility | PV | SUN | SUN | MISO | 5729 | 1679 | 2022
onshore wind | TRUE | 944 | N | . | Geneseo | City of Geneseo - (IL) | 7095 | IL | ENC | MRO |  | 22 | 1 | Electric Utility | WT | WND | WND | MISO | 25300 | 7415 | 2022
petroleum | TRUE | 946 | N | . | Highland | City of Highland | 8573 | IL | ENC | SERC |  | 22 | 1 | Electric Utility | IC | DFO | DFO | MISO | 1626 | 164 | 2022
natural gas peaker | TRUE | 946 | N | . | Highland | City of Highland | 8573 | IL | ENC | SERC |  | 22 | 1 | Electric Utility | IC | NG | NG | MISO | 0 | 0 | 2022
petroleum | TRUE | 948 | N | . | McLeansboro | City of McLeansboro - (IL) | 12167 | IL | ENC | SERC |  | 22 | 1 | Electric Utility | IC | DFO | DFO | MISO | 0 | 0 | 2022
natural gas peaker | TRUE | 948 | N | . | McLeansboro | City of McLeansboro - (IL) | 12167 | IL | ENC | SERC |  | 22 | 1 | Electric Utility | IC | NG | NG | MISO | 0 | 0 | 2022
petroleum | TRUE | 949 | N | . | Marshall (IL) | City of Marshall - (IL) | 11736 | IL | ENC | SERC |  | 22 | 1 | Electric Utility | IC | DFO | DFO | MISO | 1209 | 128 | 2022
petroleum | TRUE | 955 | N | . | Peru (IL) | City of Peru - (IL) | 14840 | IL | ENC | RFC |  | 22 | 1 | Electric Utility | GT | JF | WOO | MISO | 550 | 29 | 2022
hydro | TRUE | 955 | N | . | Peru (IL) | City of Peru - (IL) | 14840 | IL | ENC | RFC |  | 22 | 1 | Electric Utility | HY | WAT | HYC | MISO | 107063 | 31378 | 2022
petroleum | TRUE | 955 | N | . | Peru (IL) | City of Peru - (IL) | 14840 | IL | ENC | RFC |  | 22 | 1 | Electric Utility | IC | DFO | DFO | MISO | 2232 | 233 | 2022
petroleum | TRUE | 957 | N | . | Princeton (IL) | City of Princeton - (IL) | 15388 | IL | ENC | SERC |  | 22 | 1 | Electric Utility | IC | DFO | DFO | MISO | 2446 | 0.535 | 2022
natural gas peaker | TRUE | 957 | N | . | Princeton (IL) | City of Princeton - (IL) | 15388 | IL | ENC | SERC |  | 22 | 1 | Electric Utility | IC | NG | NG | MISO | 2092650 | 458.465 | 2022
petroleum | TRUE | 958 | N | . | Rantoul | Village of Rantoul - (IL) | 15686 | IL | ENC | SERC |  | 22 | 1 | Electric Utility | IC | DFO | DFO | MISO | 1821 | 169 | 2022
natural gas peaker | TRUE | 958 | N | . | Rantoul | Village of Rantoul - (IL) | 15686 | IL | ENC | SERC |  | 22 | 1 | Electric Utility | IC | NG | NG | MISO | 0 | 0 | 2022
petroleum | TRUE | 959 | N | . | Red Bud | City of Red Bud - (IL) | 15772 | IL | ENC | SERC |  | 22 | 1 | Electric Utility | IC | DFO | DFO | MISO | 519 | 55 | 2022
petroleum | TRUE | 960 | N | . | North Ninth Street | Rochelle Municipal Utilities | 16179 | IL | ENC | RFC |  | 22 | 1 | Electric Utility | IC | DFO | DFO | PJM | 2577 | 244.585 | 2022
natural gas peaker | TRUE | 960 | N | . | North Ninth Street | Rochelle Municipal Utilities | 16179 | IL | ENC | RFC |  | 22 | 1 | Electric Utility | IC | NG | NG | PJM | 14990 | 1378.415 | 2022
solar pv | TRUE | 960 | N | . | North Ninth Street | Rochelle Municipal Utilities | 16179 | IL | ENC | RFC |  | 22 | 1 | Electric Utility | PV | SUN | SUN | PJM | 886 | 260 | 2022
petroleum | TRUE | 961 | N | . | South Main Street | Rochelle Municipal Utilities | 16179 | IL | ENC | RFC |  | 22 | 1 | Electric Utility | IC | DFO | DFO | PJM | 11445 | 1159 | 2022
natural gas peaker | TRUE | 961 | N | . | South Main Street | Rochelle Municipal Utilities | 16179 | IL | ENC | RFC |  | 22 | 1 | Electric Utility | IC | NG | NG | PJM | 0 | 0 | 2022
hard coal | TRUE | 963 | N | . | Dallman | City of Springfield - (IL) | 17828 | IL | ENC | SERC |  | 22 | 1 | Electric Utility | ST | BIT | COL | MISO | 13113771 | 1239256.3 | 2022
natural gas steam turbine | TRUE | 963 | N | . | Dallman | City of Springfield - (IL) | 17828 | IL | ENC | SERC |  | 22 | 1 | Electric Utility | ST | NG | NG | MISO | 122369 | 11021.691 | 2022
hard coal | TRUE | 964 | N | . | Lakeside | City of Springfield - (IL) | 17828 | IL | ENC | SERC |  | 22 | 1 | Electric Utility | IC | BIT | COL | MISO | 0 | 0 | 2022
petroleum | TRUE | 964 | N | . | Lakeside | City of Springfield - (IL) | 17828 | IL | ENC | SERC |  | 22 | 1 | Electric Utility | IC | DFO | DFO | MISO | 0 | 0 | 2022
petroleum | TRUE | 965 | N | . | Reynolds | City of Springfield - (IL) | 17828 | IL | ENC | SERC |  | 22 | 1 | Electric Utility | GT | DFO | DFO | MISO | 216 | 147 | 2022
petroleum | TRUE | 969 | N | . | Sullivan (IL) | City of Sullivan - (IL) | 18277 | IL | ENC | SERC |  | 22 | 1 | Electric Utility | IC | DFO | DFO | MISO | 2802 | 289 | 2022
natural gas peaker | TRUE | 969 | N | . | Sullivan (IL) | City of Sullivan - (IL) | 18277 | IL | ENC | SERC |  | 22 | 1 | Electric Utility | IC | NG | NG | MISO | 0 | 0 | 2022
petroleum | TRUE | 971 | N | . | Waterloo | City of Waterloo - (IL) | 20180 | IL | ENC | SERC |  | 22 | 1 | Electric Utility | GT | DFO | DFO | MISO | 0 | 0 | 2022
natural gas peaker | TRUE | 971 | N | . | Waterloo | City of Waterloo - (IL) | 20180 | IL | ENC | SERC |  | 22 | 1 | Electric Utility | GT | NG | NG | MISO | 5342 | 418 | 2022
petroleum | TRUE | 971 | N | . | Waterloo | City of Waterloo - (IL) | 20180 | IL | ENC | SERC |  | 22 | 1 | Electric Utility | IC | DFO | DFO | MISO | 1652 | 163 | 2022
natural gas peaker | TRUE | 971 | N | . | Waterloo | City of Waterloo - (IL) | 20180 | IL | ENC | SERC |  | 22 | 1 | Electric Utility | IC | NG | NG | MISO | 0 | 0 | 2022
petroleum | TRUE | 972 | N | . | Winnetka | Village of Winnetka - (IL) | 20824 | IL | ENC | RFC |  | 22 | 1 | Electric Utility | IC | DFO | DFO | PJM | 2563 | 243 | 2022
petroleum | TRUE | 972 | N | . | Winnetka | Village of Winnetka - (IL) | 20824 | IL | ENC | RFC |  | 22 | 1 | Electric Utility | ST | DFO | DFO | PJM | 0 | 0 | 2022
natural gas steam turbine | TRUE | 972 | N | . | Winnetka | Village of Winnetka - (IL) | 20824 | IL | ENC | RFC |  | 22 | 1 | Electric Utility | ST | NG | NG | PJM | 39731 | 2238 | 2022
petroleum | TRUE | 976 | N | . | Marion | Southern Illinois Power Coop | 17632 | IL | ENC | SERC |  | 22 | 1 | Electric Utility | GT | DFO | DFO | MISO | 12524 | 1027.494 | 2022
natural gas peaker | TRUE | 976 | N | . | Marion | Southern Illinois Power Coop | 17632 | IL | ENC | SERC |  | 22 | 1 | Electric Utility | GT | NG | NG | MISO | 1312300 | 102405.51 | 2022
hard coal | TRUE | 976 | N | . | Marion | Southern Illinois Power Coop | 17632 | IL | ENC | SERC |  | 22 | 1 | Electric Utility | ST | BIT | COL | MISO | 10892215 | 680495.38 | 2022
petroleum | TRUE | 976 | N | . | Marion | Southern Illinois Power Coop | 17632 | IL | ENC | SERC |  | 22 | 1 | Electric Utility | ST | DFO | DFO | MISO | 6394 | 330.624 | 2022
petroleum | TRUE | 976 | N | . | Marion | Southern Illinois Power Coop | 17632 | IL | ENC | SERC |  | 22 | 1 | Electric Utility | ST | PC | PC | MISO | 0 | 0 | 2022
hard coal | TRUE | 983 | N | . | Clifty Creek | Indiana-Kentucky Electric Corp | 9269 | IN | ENC | RFC |  | 22 | 1 | Electric Utility | ST | BIT | COL | PJM | 57111804 | 5350449.5 | 2022
petroleum | TRUE | 983 | N | . | Clifty Creek | Indiana-Kentucky Electric Corp | 9269 | IN | ENC | RFC |  | 22 | 1 | Electric Utility | ST | DFO | DFO | PJM | 103084 | 9611.528 | 2022
hard coal | TRUE | 983 | N | . | Clifty Creek | Indiana-Kentucky Electric Corp | 9269 | IN | ENC | RFC |  | 22 | 1 | Electric Utility | ST | SUB | COL | PJM | 4888005 | 453679.97 | 2022
hydro | TRUE | 986 | N | . | Elkhart | Indiana Michigan Power Co | 9324 | IN | ENC | RFC |  | 22 | 1 | Electric Utility | HY | WAT | HYC | PJM | 45534 | 13345 | 2022
hydro | TRUE | 987 | N | . | Last Chance | PacifiCorp | 14354 | ID | MTN | WECC |  | 22 | 1 | Electric Utility | HY | WAT | HYC | PACE | 11828 | 3467 | 2022
hydro | TRUE | 989 | N | . | Twin Branch | Indiana Michigan Power Co | 9324 | IN | ENC | RFC |  | 22 | 1 | Electric Utility | HY | WAT | HYC | PJM | 82516 | 24184 | 2022
other | TRUE | 990 | N | . | Harding Street | Indianapolis Power & Light Co | 9273 | IN | ENC | RFC |  | 22 | 1 | Electric Utility | BA | MWH | OTH | MISO | 0 | 0 | 2022
petroleum | TRUE | 990 | N | . | Harding Street | Indianapolis Power & Light Co | 9273 | IN | ENC | RFC |  | 22 | 1 | Electric Utility | GT | DFO | DFO | MISO | 21885 | 1721.52 | 2022
natural gas peaker | TRUE | 990 | N | . | Harding Street | Indianapolis Power & Light Co | 9273 | IN | ENC | RFC |  | 22 | 1 | Electric Utility | GT | NG | NG | MISO | 3278133 | 261936.48 | 2022
petroleum | TRUE | 990 | N | . | Harding Street | Indianapolis Power & Light Co | 9273 | IN | ENC | RFC |  | 22 | 1 | Electric Utility | IC | DFO | DFO | MISO | 1183 | 103 | 2022
hard coal | TRUE | 990 | N | . | Harding Street | Indianapolis Power & Light Co | 9273 | IN | ENC | RFC |  | 22 | 1 | Electric Utility | ST | BIT | COL | MISO | 0 | 0 | 2022
petroleum | TRUE | 990 | N | . | Harding Street | Indianapolis Power & Light Co | 9273 | IN | ENC | RFC |  | 22 | 1 | Electric Utility | ST | DFO | DFO | MISO | 0 | 0 | 2022
natural gas steam turbine | TRUE | 990 | N | . | Harding Street | Indianapolis Power & Light Co | 9273 | IN | ENC | RFC |  | 22 | 1 | Electric Utility | ST | NG | NG | MISO | 14136650 | 1115929 | 2022
natural gas combined cycle | TRUE | 991 | N | . | Eagle Valley (IN) | Indianapolis Power & Light Co | 9273 | IN | ENC | RFC |  | 22 | 1 | Electric Utility | CA | NG | NG | MISO | 0 | 1580219 | 2022
natural gas combined cycle | TRUE | 991 | N | . | Eagle Valley (IN) | Indianapolis Power & Light Co | 9273 | IN | ENC | RFC |  | 22 | 1 | Electric Utility | CT | NG | NG | MISO | 30723257 | 2716274 | 2022
hard coal | TRUE | 992 | Y | . | CC Perry K | Citizens Thermal Energy | 3599 | IN | ENC | RFC |  | 22 | 3 | NAICS-22 Cogen | ST | BIT | COL | MISO | 0 | 0 | 2022
petroleum | TRUE | 992 | Y | . | CC Perry K | Citizens Thermal Energy | 3599 | IN | ENC | RFC |  | 22 | 3 | NAICS-22 Cogen | ST | DFO | DFO | MISO | 0 | 0.114 | 2022
natural gas steam turbine | TRUE | 992 | Y | . | CC Perry K | Citizens Thermal Energy | 3599 | IN | ENC | RFC |  | 22 | 3 | NAICS-22 Cogen | ST | NG | NG | MISO | 70994 | 17155.306 | 2022
petroleum | TRUE | 994 | N | . | AES Petersburg | Indianapolis Power & Light Co | 9273 | IN | ENC | RFC |  | 22 | 1 | Electric Utility | IC | DFO | DFO | MISO | 279 | 22 | 2022
hard coal | TRUE | 994 | N | . | AES Petersburg | Indianapolis Power & Light Co | 9273 | IN | ENC | RFC |  | 22 | 1 | Electric Utility | ST | BIT | COL | MISO | 85920007 | 7993233.7 | 2022
petroleum | TRUE | 994 | N | . | AES Petersburg | Indianapolis Power & Light Co | 9273 | IN | ENC | RFC |  | 22 | 1 | Electric Utility | ST | DFO | DFO | MISO | 149715 | 13829.313 | 2022
hard coal | TRUE | 997 | N | . | Michigan City | Northern Indiana Pub Serv Co | 13756 | IN | ENC | RFC |  | 22 | 1 | Electric Utility | ST | BIT | COL | MISO | 2156826 | 195466.28 | 2022
natural gas steam turbine | TRUE | 997 | N | . | Michigan City | Northern Indiana Pub Serv Co | 13756 | IN | ENC | RFC |  | 22 | 1 | Electric Utility | ST | NG | NG | MISO | 178342 | 15439.427 | 2022
hard coal | TRUE | 997 | N | . | Michigan City | Northern Indiana Pub Serv Co | 13756 | IN | ENC | RFC |  | 22 | 1 | Electric Utility | ST | SUB | COL | MISO | 13285691 | 1204969.3 | 2022
hydro | TRUE | 998 | N | . | Norway (IN) | Northern Indiana Pub Serv Co | 13756 | IN | ENC | RFC |  | 22 | 1 | Electric Utility | HY | WAT | HYC | MISO | 65749 | 19270 | 2022
hydro | TRUE | 999 | N | . | Oakdale | Northern Indiana Pub Serv Co | 13756 | IN | ENC | RFC |  | 22 | 1 | Electric Utility | HY | WAT | HYC | MISO | 85350 | 25015 | 2022
petroleum | TRUE | 1001 | N | . | Cayuga | Duke Energy Indiana, LLC | 15470 | IN | ENC | RFC |  | 22 | 1 | Electric Utility | GT | DFO | DFO | MISO | 3209 | 67.908 | 2022
natural gas peaker | TRUE | 1001 | N | . | Cayuga | Duke Energy Indiana, LLC | 15470 | IN | ENC | RFC |  | 22 | 1 | Electric Utility | GT | NG | NG | MISO | 169095 | 12793.092 | 2022
petroleum | TRUE | 1001 | N | . | Cayuga | Duke Energy Indiana, LLC | 15470 | IN | ENC | RFC |  | 22 | 1 | Electric Utility | IC | DFO | DFO | MISO | 12627 | 455 | 2022
hard coal | TRUE | 1001 | N | . | Cayuga | Duke Energy Indiana, LLC | 15470 | IN | ENC | RFC |  | 22 | 1 | Electric Utility | ST | BIT | COL | MISO | 44871800 | 4433180.5 | 2022
petroleum | TRUE | 1001 | N | . | Cayuga | Duke Energy Indiana, LLC | 15470 | IN | ENC | RFC |  | 22 | 1 | Electric Utility | ST | DFO | DFO | MISO | 42551 | 4169.533 | 2022
hard coal | TRUE | 1004 | N | . | Edwardsport | Duke Energy Indiana, LLC | 15470 | IN | ENC | RFC |  | 22 | 1 | Electric Utility | CA | BIT | COL | MISO | 9927294 | 404795.1 | 2022
natural gas combined cycle | TRUE | 1004 | N | . | Edwardsport | Duke Energy Indiana, LLC | 15470 | IN | ENC | RFC |  | 22 | 1 | Electric Utility | CA | NG | NG | MISO | 0 | 402676.68 | 2022
hard coal | TRUE | 1004 | N | . | Edwardsport | Duke Energy Indiana, LLC | 15470 | IN | ENC | RFC |  | 22 | 1 | Electric Utility | CA | SGC | COL | MISO | 0 | 953228.22 | 2022
hard coal | TRUE | 1004 | N | . | Edwardsport | Duke Energy Indiana, LLC | 15470 | IN | ENC | RFC |  | 22 | 1 | Electric Utility | CT | BIT | COL | MISO | 0 | 0 | 2022
natural gas combined cycle | TRUE | 1004 | N | . | Edwardsport | Duke Energy Indiana, LLC | 15470 | IN | ENC | RFC |  | 22 | 1 | Electric Utility | CT | NG | NG | MISO | 10288572 | 676718.91 | 2022
hard coal | TRUE | 1004 | N | . | Edwardsport | Duke Energy Indiana, LLC | 15470 | IN | ENC | RFC |  | 22 | 1 | Electric Utility | CT | SGC | COL | MISO | 23300617 | 1504588.1 | 2022
hydro | TRUE | 1005 | N | . | Markland | Duke Energy Indiana, LLC | 15470 | IN | ENC | RFC |  | 22 | 1 | Electric Utility | HY | WAT | HYC | MISO | 973703 | 285376 | 2022
natural gas combined cycle | TRUE | 1007 | N | . | Noblesville | Duke Energy Indiana, LLC | 15470 | IN | ENC | RFC |  | 22 | 1 | Electric Utility | CA | NG | NG | MISO | 0 | 0 | 2022
natural gas combined cycle | TRUE | 1007 | N | . | Noblesville | Duke Energy Indiana, LLC | 15470 | IN | ENC | RFC |  | 22 | 1 | Electric Utility | CT | NG | NG | MISO | 12834802 | 1551750 | 2022
hard coal | TRUE | 1012 | N | . | F B Culley | Southern Indiana Gas & Elec Co | 17633 | IN | ENC | RFC |  | 22 | 1 | Electric Utility | ST | BIT | COL | MISO | 9466869 | 840917.99 | 2022
natural gas steam turbine | TRUE | 1012 | N | . | F B Culley | Southern Indiana Gas & Elec Co | 17633 | IN | ENC | RFC |  | 22 | 1 | Electric Utility | ST | NG | NG | MISO | 168082 | 14572.006 | 2022
other | TRUE | 1016 | N | . | Butler-Warner Generation Plant | Fayetteville Public Works Commission | 6235 | NC | SAT | SERC |  | 22 | 1 | Electric Utility | BA | MWH | OTH | CPLE | 0 | -52 | 2022
petroleum | TRUE | 1016 | N | . | Butler-Warner Generation Plant | Fayetteville Public Works Commission | 6235 | NC | SAT | SERC |  | 22 | 1 | Electric Utility | CA | DFO | DFO | CPLE | 0 | 2740.47 | 2022
natural gas combined cycle | TRUE | 1016 | N | . | Butler-Warner Generation Plant | Fayetteville Public Works Commission | 6235 | NC | SAT | SERC |  | 22 | 1 | Electric Utility | CA | NG | NG | CPLE | 0 | 7164.53 | 2022
petroleum | TRUE | 1016 | N | . | Butler-Warner Generation Plant | Fayetteville Public Works Commission | 6235 | NC | SAT | SERC |  | 22 | 1 | Electric Utility | CT | DFO | DFO | CPLE | 131118 | 8841.158 | 2022
natural gas combined cycle | TRUE | 1016 | N | . | Butler-Warner Generation Plant | Fayetteville Public Works Commission | 6235 | NC | SAT | SERC |  | 22 | 1 | Electric Utility | CT | NG | NG | CPLE | 418885 | 25815.842 | 2022
petroleum | TRUE | 1016 | N | . | Butler-Warner Generation Plant | Fayetteville Public Works Commission | 6235 | NC | SAT | SERC |  | 22 | 1 | Electric Utility | GT | DFO | DFO | CPLE | 43490 | 2991.419 | 2022
natural gas peaker | TRUE | 1016 | N | . | Butler-Warner Generation Plant | Fayetteville Public Works Commission | 6235 | NC | SAT | SERC |  | 22 | 1 | Electric Utility | GT | NG | NG | CPLE | 44328 | 2390.581 | 2022
solar pv | TRUE | 1016 | N | . | Butler-Warner Generation Plant | Fayetteville Public Works Commission | 6235 | NC | SAT | SERC |  | 22 | 1 | Electric Utility | PV | SUN | SUN | CPLE | 5329 | 1562 | 2022
hydro | TRUE | 1020 | N | . | Manti Lower | City of Manti - (UT) | 11588 | UT | MTN | WECC |  | 22 | 1 | Electric Utility | HY | WAT | HYC | PACE | 4579 | 1342 | 2022
petroleum | TRUE | 1024 | N | . | Crawfordsville Power Plant | Crawfordsville Energy LLC | 59774 | IN | ENC | RFC |  | 22 | 2 | NAICS-22 Non-Cogen | IC | DFO | DFO | MISO | 0 | 0 | 2022
hard coal | TRUE | 1024 | N | . | Crawfordsville Power Plant | Crawfordsville Energy LLC | 59774 | IN | ENC | RFC |  | 22 | 2 | NAICS-22 Non-Cogen | ST | BIT | COL | MISO | 0 | 0 | 2022
petroleum | TRUE | 1024 | N | . | Crawfordsville Power Plant | Crawfordsville Energy LLC | 59774 | IN | ENC | RFC |  | 22 | 2 | NAICS-22 Non-Cogen | ST | KER | WOO | MISO | 0 | 0 | 2022
natural gas steam turbine | TRUE | 1024 | N | . | Crawfordsville Power Plant | Crawfordsville Energy LLC | 59774 | IN | ENC | RFC |  | 22 | 2 | NAICS-22 Non-Cogen | ST | NG | NG | MISO | 0 | 0 | 2022
biomass | TRUE | 1024 | N | . | Crawfordsville Power Plant | Crawfordsville Energy LLC | 59774 | IN | ENC | RFC |  | 22 | 2 | NAICS-22 Non-Cogen | ST | WDS | WWW | MISO | 0 | 0 | 2022
hard coal | TRUE | 1037 | N | . | Peru (IN) | City of Peru - (IN) | 14839 | IN | ENC | RFC |  | 22 | 1 | Electric Utility | IC | BIT | COL | MISO | 0 | 0 | 2022
petroleum | TRUE | 1037 | N | . | Peru (IN) | City of Peru - (IN) | 14839 | IN | ENC | RFC |  | 22 | 1 | Electric Utility | IC | DFO | DFO | MISO | 78 | 7 | 2022
petroleum | TRUE | 1038 | N | . | Rensselaer City Light Plant | City of Rensselaer - (IN) | 15860 | IN | ENC | RFC |  | 22 | 1 | Electric Utility | IC | DFO | DFO | MISO | 0 | 0 | 2022
natural gas peaker | TRUE | 1038 | N | . | Rensselaer City Light Plant | City of Rensselaer - (IN) | 15860 | IN | ENC | RFC |  | 22 | 1 | Electric Utility | IC | NG | NG | MISO | 0 | 0 | 2022
hard coal | TRUE | 1040 | N | . | Whitewater Valley | City of Richmond - (IN) | 15989 | IN | ENC | RFC |  | 22 | 1 | Electric Utility | ST | BIT | COL | PJM | 705012 | 49623.812 | 2022
petroleum | TRUE | 1040 | N | . | Whitewater Valley | City of Richmond - (IN) | 15989 | IN | ENC | RFC |  | 22 | 1 | Electric Utility | ST | DFO | DFO | PJM | 11229 | 746.188 | 2022
petroleum | TRUE | 1047 | N | . | Lansing | Interstate Power and Light Co | 9417 | IA | WNC | MRO |  | 22 | 1 | Electric Utility | ST | DFO | DFO | MISO | 42188 | 3293.45 | 2022
hard coal | TRUE | 1047 | N | . | Lansing | Interstate Power and Light Co | 9417 | IA | WNC | MRO |  | 22 | 1 | Electric Utility | ST | SUB | COL | MISO | 12454378 | 980153.55 | 2022
hydro | TRUE | 1067 | N | . | Iowa Hydro LLC | Renewable World Energies LLC | 58149 | IA | WNC | MRO |  | 22 | 2 | NAICS-22 Non-Cogen | HY | WAT | HYC | MISO | 18229 | 5342 | 2022
petroleum | TRUE | 1068 | N | . | Marshalltown | Interstate Power and Light Co | 9417 | IA | WNC | MRO |  | 22 | 1 | Electric Utility | GT | DFO | DFO | MISO | 0 | 0 | 2022
natural gas peaker | TRUE | 1068 | N | . | Marshalltown | Interstate Power and Light Co | 9417 | IA | WNC | MRO |  | 22 | 1 | Electric Utility | GT | NG | NG | MISO | 1513646 | 71850 | 2022
natural gas steam turbine | TRUE | 1073 | Y | . | Prairie Creek | Interstate Power and Light Co | 9417 | IA | WNC | MRO |  | 22 | 1 | Electric Utility | ST | NG | NG | MISO | 203249 | 26870.24 | 2022
hard coal | TRUE | 1073 | Y | . | Prairie Creek | Interstate Power and Light Co | 9417 | IA | WNC | MRO |  | 22 | 1 | Electric Utility | ST | SUB | COL | MISO | 860154 | 102907.76 | 2022
natural gas peaker | TRUE | 1079 | N | . | Coralville GT | MidAmerican Energy Co | 12341 | IA | WNC | MRO |  | 22 | 1 | Electric Utility | GT | NG | NG | MISO | 49291 | 2843 | 2022
petroleum | TRUE | 1082 | Y | . | Walter Scott Jr Energy Center | MidAmerican Energy Co | 12341 | IA | WNC | MRO |  | 22 | 1 | Electric Utility | ST | DFO | DFO | MISO | 438368 | 43282.005 | 2022
natural gas steam turbine | TRUE | 1082 | Y | . | Walter Scott Jr Energy Center | MidAmerican Energy Co | 12341 | IA | WNC | MRO |  | 22 | 1 | Electric Utility | ST | NG | NG | MISO | 107424 | 10605.982 | 2022
hard coal | TRUE | 1082 | Y | . | Walter Scott Jr Energy Center | MidAmerican Energy Co | 12341 | IA | WNC | MRO |  | 22 | 1 | Electric Utility | ST | RC | COL | MISO | 576668 | 56777.864 | 2022
hard coal | TRUE | 1082 | Y | . | Walter Scott Jr Energy Center | MidAmerican Energy Co | 12341 | IA | WNC | MRO |  | 22 | 1 | Electric Utility | ST | SUB | COL | MISO | 64982015 | 6469040.1 | 2022
natural gas peaker | TRUE | 1084 | N | . | River Hills | MidAmerican Energy Co | 12341 | IA | WNC | MRO |  | 22 | 1 | Electric Utility | GT | NG | NG | MISO | 32710 | 813 | 2022
natural gas steam turbine | TRUE | 1091 | N | . | George Neal North | MidAmerican Energy Co | 12341 | IA | WNC | MRO |  | 22 | 1 | Electric Utility | ST | NG | NG | MISO | 153922 | 11584.613 | 2022
hard coal | TRUE | 1091 | N | . | George Neal North | MidAmerican Energy Co | 12341 | IA | WNC | MRO |  | 22 | 1 | Electric Utility | ST | RC | COL | MISO | 329389 | 18604.239 | 2022
hard coal | TRUE | 1091 | N | . | George Neal North | MidAmerican Energy Co | 12341 | IA | WNC | MRO |  | 22 | 1 | Electric Utility | ST | SUB | COL | MISO | 7228961 | 635574.15 | 2022
petroleum | TRUE | 1097 | N | . | Merl Parr | MidAmerican Energy Co | 12341 | IA | WNC | MRO |  | 22 | 1 | Electric Utility | GT | DFO | DFO | MISO | 0 | 0 | 2022
natural gas peaker | TRUE | 1097 | N | . | Merl Parr | MidAmerican Energy Co | 12341 | IA | WNC | MRO |  | 22 | 1 | Electric Utility | GT | NG | NG | MISO | 11571 | 663 | 2022
natural gas peaker | TRUE | 1104 | N | . | Burlington (IA) | Interstate Power and Light Co | 9417 | IA | WNC | MRO |  | 22 | 1 | Electric Utility | GT | NG | NG | MISO | 16304 | -1028 | 2022
natural gas steam turbine | TRUE | 1104 | N | . | Burlington (IA) | Interstate Power and Light Co | 9417 | IA | WNC | MRO |  | 22 | 1 | Electric Utility | ST | NG | NG | MISO | 343891 | 23204.091 | 2022
hard coal | TRUE | 1104 | N | . | Burlington (IA) | Interstate Power and Light Co | 9417 | IA | WNC | MRO |  | 22 | 1 | Electric Utility | ST | SUB | COL | MISO | 0 | -6509.091 | 2022
hydro | TRUE | 1109 | N | . | Keokuk | Union Electric Co - (MO) | 19436 | IA | WNC | SERC |  | 22 | 1 | Electric Utility | HY | WAT | HYC | MISO | 3053071 | 894804 | 2022
petroleum | TRUE | 1120 | N | . | Algona | City of Algona - (IA) | 309 | IA | WNC | MRO |  | 22 | 1 | Electric Utility | IC | DFO | DFO | SWPP | 5437 | 521.637 | 2022
natural gas peaker | TRUE | 1120 | N | . | Algona | City of Algona - (IA) | 309 | IA | WNC | MRO |  | 22 | 1 | Electric Utility | IC | NG | NG | SWPP | 1287 | 123.363 | 2022
petroleum | TRUE | 1121 | N | . | Alta Municipal Utilities | City of Alta - (IA) | 405 | IA | WNC | MRO |  | 22 | 1 | Electric Utility | IC | DFO | DFO | SWPP | 3130 | 173 | 2022
natural gas peaker | TRUE | 1121 | N | . | Alta Municipal Utilities | City of Alta - (IA) | 405 | IA | WNC | MRO |  | 22 | 1 | Electric Utility | IC | NG | NG | SWPP | 0 | 0 | 2022
petroleum | TRUE | 1122 | N | . | Ames Electric Services Power Plant | City of Ames - (IA) | 554 | IA | WNC | MRO |  | 22 | 1 | Electric Utility | ST | DFO | DFO | MISO | 0 | 0 | 2022
natural gas steam turbine | TRUE | 1122 | N | . | Ames Electric Services Power Plant | City of Ames - (IA) | 554 | IA | WNC | MRO |  | 22 | 1 | Electric Utility | ST | NG | NG | MISO | 3543096 | 289949.12 | 2022
biomass | TRUE | 1122 | N | . | Ames Electric Services Power Plant | City of Ames - (IA) | 554 | IA | WNC | MRO |  | 22 | 1 | Electric Utility | ST | OBS | ORW | MISO | 397753 | 32474.882 | 2022
hard coal | TRUE | 1122 | N | . | Ames Electric Services Power Plant | City of Ames - (IA) | 554 | IA | WNC | MRO |  | 22 | 1 | Electric Utility | ST | SUB | COL | MISO | 0 | 0 | 2022
petroleum | TRUE | 1123 | N | . | Anita | City of Anita - (IA) | 682 | IA | WNC | MRO |  | 22 | 1 | Electric Utility | IC | DFO | DFO | MISO | 355 | 34 | 2022
petroleum | TRUE | 1124 | N | . | Atlantic | Atlantic Municipal Utilities | 965 | IA | WNC | MRO |  | 22 | 1 | Electric Utility | GT | DFO | DFO | MISO | 462 | 29.961 | 2022
natural gas peaker | TRUE | 1124 | N | . | Atlantic | Atlantic Municipal Utilities | 965 | IA | WNC | MRO |  | 22 | 1 | Electric Utility | GT | NG | NG | MISO | 2066 | 134.039 | 2022
petroleum | TRUE | 1125 | N | . | Bancroft | Bancroft Municipal Utilities | 1172 | IA | WNC | MRO |  | 22 | 1 | Electric Utility | IC | DFO | DFO | MISO | 687 | 34 | 2022
petroleum | TRUE | 1126 | N | . | Bellevue | City of Bellevue - (IA) | 1515 | IA | WNC | MRO |  | 22 | 1 | Electric Utility | IC | DFO | DFO | MISO | 317 | 30 | 2022
natural gas peaker | TRUE | 1126 | N | . | Bellevue | City of Bellevue - (IA) | 1515 | IA | WNC | MRO |  | 22 | 1 | Electric Utility | IC | NG | NG | MISO | 0 | 0 | 2022
petroleum | TRUE | 1127 | N | . | Bloomfield | City of Bloomfield - (IA) | 1869 | IA | WNC | MRO |  | 22 | 1 | Electric Utility | IC | DFO | DFO | AECI | 0 | 0 | 2022
natural gas peaker | TRUE | 1127 | N | . | Bloomfield | City of Bloomfield - (IA) | 1869 | IA | WNC | MRO |  | 22 | 1 | Electric Utility | IC | NG | NG | AECI | 0 | 0 | 2022
petroleum | TRUE | 1128 | N | . | Brooklyn | City of Brooklyn - (IA) | 2287 | IA | WNC | MRO |  | 22 | 1 | Electric Utility | IC | DFO | DFO | MISO | 6178 | 641 | 2022
natural gas peaker | TRUE | 1128 | N | . | Brooklyn | City of Brooklyn - (IA) | 2287 | IA | WNC | MRO |  | 22 | 1 | Electric Utility | IC | NG | NG | MISO | 0 | 0 | 2022
petroleum | TRUE | 1129 | N | . | Cascade | Cascade Municipal Utilities | 3137 | IA | WNC | MRO |  | 22 | 1 | Electric Utility | IC | DFO | DFO | MISO | 468 | 50 | 2022
natural gas peaker | TRUE | 1129 | N | . | Cascade | Cascade Municipal Utilities | 3137 | IA | WNC | MRO |  | 22 | 1 | Electric Utility | IC | NG | NG | MISO | 0 | 0 | 2022
petroleum | TRUE | 1130 | N | . | Gas Turbine (IA) | Cedar Falls Utilities | 3203 | IA | WNC | MRO |  | 22 | 1 | Electric Utility | GT | DFO | DFO | MISO | 0 | 0 | 2022
natural gas peaker | TRUE | 1130 | N | . | Gas Turbine (IA) | Cedar Falls Utilities | 3203 | IA | WNC | MRO |  | 22 | 1 | Electric Utility | GT | NG | NG | MISO | 26647 | 607 | 2022
biomass | TRUE | 1131 | N | . | Streeter Station | Cedar Falls Utilities | 3203 | IA | WNC | MRO |  | 22 | 1 | Electric Utility | ST | AB | ORW | MISO | 0 | 0 | 2022
hard coal | TRUE | 1131 | N | . | Streeter Station | Cedar Falls Utilities | 3203 | IA | WNC | MRO |  | 22 | 1 | Electric Utility | ST | BIT | COL | MISO | 19551 | 625.41 | 2022
natural gas steam turbine | TRUE | 1131 | N | . | Streeter Station | Cedar Falls Utilities | 3203 | IA | WNC | MRO |  | 22 | 1 | Electric Utility | ST | NG | NG | MISO | 150877 | 8057.59 | 2022
biomass | TRUE | 1131 | N | . | Streeter Station | Cedar Falls Utilities | 3203 | IA | WNC | MRO |  | 22 | 1 | Electric Utility | ST | OBS | ORW | MISO | 0 | 0 | 2022
biomass | TRUE | 1131 | N | . | Streeter Station | Cedar Falls Utilities | 3203 | IA | WNC | MRO |  | 22 | 1 | Electric Utility | ST | WDS | WWW | MISO | 0 | 0 | 2022
petroleum | TRUE | 1132 | N | . | Coggon | Coggon Municipal Light Plant | 65337 | IA | WNC | MRO |  | 22 | 1 | Electric Utility | IC | DFO | DFO | MISO | 267 | 25 | 2022
petroleum | TRUE | 1134 | N | . | Corning | City of Corning - (IA) | 4375 | IA | WNC | MRO |  | 22 | 1 | Electric Utility | IC | DFO | DFO | MISO | 261 | 25 | 2022
petroleum | TRUE | 1135 | N | . | Dayton (IA) | City of Dayton - (IA) | 4919 | IA | WNC | MRO |  | 22 | 1 | Electric Utility | IC | DFO | DFO | MISO | 243 | 16 | 2022
petroleum | TRUE | 1137 | N | . | Estherville | City of Estherville - (IA) | 5998 | IA | WNC | MRO |  | 22 | 1 | Electric Utility | IC | DFO | DFO | SWPP | 2589 | 325 | 2022
natural gas peaker | TRUE | 1137 | N | . | Estherville | City of Estherville - (IA) | 5998 | IA | WNC | MRO |  | 22 | 1 | Electric Utility | IC | NG | NG | SWPP | 0 | 0 | 2022
petroleum | TRUE | 1138 | N | . | Forest City Light Plant | City of Forest City- (IA) | 6579 | IA | WNC | MRO |  | 22 | 1 | Electric Utility | IC | DFO | DFO | MISO | 2292 | 231 | 2022
petroleum | TRUE | 1141 | N | . | Gowrie | Gowrie Municipal Utilities | 7424 | IA | WNC | MRO |  | 22 | 1 | Electric Utility | IC | DFO | DFO | MISO | 159 | 10 | 2022
petroleum | TRUE | 1142 | N | . | Graettinger | City of Graettinger - (IA) | 7443 | IA | WNC | MRO |  | 22 | 1 | Electric Utility | IC | DFO | DFO | MISO | 1287 | 103 | 2022
petroleum | TRUE | 1143 | N | . | Grand Junction | City of Grand Junction - (IA) | 7486 | IA | WNC | MRO |  | 22 | 1 | Electric Utility | IC | DFO | DFO | MISO | 92 | 7 | 2022
petroleum | TRUE | 1145 | N | . | Grundy Center City Light Plant | Grundy Center Mun Light & Power | 7743 | IA | WNC | MRO |  | 22 | 1 | Electric Utility | IC | DFO | DFO | MISO | 3097 | 388.08 | 2022
natural gas peaker | TRUE | 1145 | N | . | Grundy Center City Light Plant | Grundy Center Mun Light & Power | 7743 | IA | WNC | MRO |  | 22 | 1 | Electric Utility | IC | NG | NG | MISO | 0 | 0 | 2022
petroleum | TRUE | 1146 | N | . | Harlan | Harlan Municipal Utilities - (IA) | 8122 | IA | WNC | MRO |  | 22 | 1 | Electric Utility | IC | DFO | DFO | MISO | 0 | 0 | 2022
petroleum | TRUE | 1150 | N | . | Indianola | Indianola Municipal Utilities | 9275 | IA | WNC | MRO |  | 22 | 1 | Electric Utility | GT | DFO | DFO | MISO | 5214 | -216 | 2022
petroleum | TRUE | 1150 | N | . | Indianola | Indianola Municipal Utilities | 9275 | IA | WNC | MRO |  | 22 | 1 | Electric Utility | IC | DFO | DFO | MISO | 0 | 0 | 2022
natural gas peaker | TRUE | 1150 | N | . | Indianola | Indianola Municipal Utilities | 9275 | IA | WNC | MRO |  | 22 | 1 | Electric Utility | IC | NG | NG | MISO | 0 | 0 | 2022
petroleum | TRUE | 1153 | N | . | Lake Park | City of Lake Park - (IA) | 10608 | IA | WNC | MRO |  | 22 | 1 | Electric Utility | IC | DFO | DFO | MISO | 386 | 33 | 2022
petroleum | TRUE | 1154 | N | . | Lake Mills | City of Lake Mills | 10606 | IA | WNC | MRO |  | 22 | 1 | Electric Utility | IC | DFO | DFO | MISO | 739 | 74 | 2022
natural gas peaker | TRUE | 1154 | N | . | Lake Mills | City of Lake Mills | 10606 | IA | WNC | MRO |  | 22 | 1 | Electric Utility | IC | NG | NG | MISO | 0 | 0 | 2022
petroleum | TRUE | 1155 | N | . | Lamoni Municipal Utilities | City of Lamoni - (IA) | 10650 | IA | WNC | MRO |  | 22 | 1 | Electric Utility | IC | DFO | DFO | MISO | 3838 | 354 | 2022
natural gas peaker | TRUE | 1155 | N | . | Lamoni Municipal Utilities | City of Lamoni - (IA) | 10650 | IA | WNC | MRO |  | 22 | 1 | Electric Utility | IC | NG | NG | MISO | 0 | 0 | 2022
petroleum | TRUE | 1156 | N | . | La Porte | La Porte City Utilities | 10542 | IA | WNC | MRO |  | 22 | 1 | Electric Utility | IC | DFO | DFO | MISO | 924 | 79 | 2022
petroleum | TRUE | 1157 | N | . | Laurens | City of Laurens - (IA) | 10769 | IA | WNC | MRO |  | 22 | 1 | Electric Utility | IC | DFO | DFO | SWPP | 3574 | 347 | 2022
petroleum | TRUE | 1158 | N | . | Lenox | City of Lenox - (IA) | 10908 | IA | WNC | MRO |  | 22 | 1 | Electric Utility | IC | DFO | DFO | MISO | 397 | 23 | 2022
petroleum | TRUE | 1160 | N | . | Manning | City of Manning | 11581 | IA | WNC | MRO |  | 22 | 1 | Electric Utility | IC | DFO | DFO | SWPP | 1398 | -41 | 2022
petroleum | TRUE | 1162 | N | . | Maquoketa 1 | City of Maquoketa - (IA) | 11611 | IA | WNC | MRO |  | 22 | 1 | Electric Utility | IC | DFO | DFO | MISO | 1077 | -32.146 | 2022
natural gas peaker | TRUE | 1162 | N | . | Maquoketa 1 | City of Maquoketa - (IA) | 11611 | IA | WNC | MRO |  | 22 | 1 | Electric Utility | IC | NG | NG | MISO | 4819 | -143.854 | 2022
petroleum | TRUE | 1163 | N | . | McGregor | City of McGregor- (IA) | 12114 | IA | WNC | MRO |  | 22 | 1 | Electric Utility | IC | DFO | DFO | MISO | 135 | 11 | 2022
petroleum | TRUE | 1164 | N | . | Milford | City of Milford - (IA) | 12541 | IA | WNC | MRO |  | 22 | 1 | Electric Utility | IC | DFO | DFO | SWPP | 2882 | 289 | 2022
petroleum | TRUE | 1165 | N | . | Montezuma | City of Montezuma - (IA) | 12839 | IA | WNC | MRO |  | 22 | 1 | Electric Utility | IC | DFO | DFO | MISO | 858 | 72.424 | 2022
natural gas peaker | TRUE | 1165 | N | . | Montezuma | City of Montezuma - (IA) | 12839 | IA | WNC | MRO |  | 22 | 1 | Electric Utility | IC | NG | NG | MISO | 623 | 52.576 | 2022
petroleum | TRUE | 1166 | N | . | Mt Pleasant | City of Mt Pleasant - (IA) | 13038 | IA | WNC | MRO |  | 22 | 1 | Electric Utility | IC | DFO | DFO | AECI | 5564 | 623 | 2022
petroleum | TRUE | 1167 | Y | . | Muscatine Plant #1 | Board of Water Electric & Communications | 13143 | IA | WNC | MRO |  | 22 | 1 | Electric Utility | ST | DFO | DFO | MISO | 5162 | 919.354 | 2022
natural gas steam turbine | TRUE | 1167 | Y | . | Muscatine Plant #1 | Board of Water Electric & Communications | 13143 | IA | WNC | MRO |  | 22 | 1 | Electric Utility | ST | NG | NG | MISO | 11732 | 2081.671 | 2022
hard coal | TRUE | 1167 | Y | . | Muscatine Plant #1 | Board of Water Electric & Communications | 13143 | IA | WNC | MRO |  | 22 | 1 | Electric Utility | ST | RC | COL | MISO | 93832 | 16446.223 | 2022
hard coal | TRUE | 1167 | Y | . | Muscatine Plant #1 | Board of Water Electric & Communications | 13143 | IA | WNC | MRO |  | 22 | 1 | Electric Utility | ST | SUB | COL | MISO | 4414895 | 783417.75 | 2022
petroleum | TRUE | 1168 | N | . | New Hampton | City of New Hampton - (IA) | 13444 | IA | WNC | MRO |  | 22 | 1 | Electric Utility | IC | DFO | DFO | SWPP | 278650 | 82.12 | 2022
natural gas peaker | TRUE | 1168 | N | . | New Hampton | City of New Hampton - (IA) | 13444 | IA | WNC | MRO |  | 22 | 1 | Electric Utility | IC | NG | NG | SWPP | 3525122 | 1038.88 | 2022
petroleum | TRUE | 1169 | N | . | Ogden | City of Ogden - (IA) | 13990 | IA | WNC | MRO |  | 22 | 1 | Electric Utility | IC | DFO | DFO | MISO | 377 | 31 | 2022
natural gas peaker | TRUE | 1169 | N | . | Ogden | City of Ogden - (IA) | 13990 | IA | WNC | MRO |  | 22 | 1 | Electric Utility | IC | NG | NG | MISO | 0 | 0 | 2022
petroleum | TRUE | 1172 | N | . | Osage (IA) | City of Osage - (IA) | 14201 | IA | WNC | MRO |  | 22 | 1 | Electric Utility | IC | DFO | DFO | MISO | 382 | -6.083 | 2022
natural gas peaker | TRUE | 1172 | N | . | Osage (IA) | City of Osage - (IA) | 14201 | IA | WNC | MRO |  | 22 | 1 | Electric Utility | IC | NG | NG | MISO | 4463 | -70.917 | 2022
solar pv | TRUE | 1172 | N | . | Osage (IA) | City of Osage - (IA) | 14201 | IA | WNC | MRO |  | 22 | 1 | Electric Utility | PV | SUN | SUN | MISO | 3454 | 1012 | 2022
onshore wind | TRUE | 1172 | N | . | Osage (IA) | City of Osage - (IA) | 14201 | IA | WNC | MRO |  | 22 | 1 | Electric Utility | WT | WND | WND | MISO | 15255 | 4471 | 2022
hydro | TRUE | 1173 | N | . | Ottumwa City of | Ottumwa City of | 14236 | IA | WNC | MRO |  | 22 | 1 | Electric Utility | HY | WAT | HYC | MISO | 21897 | 6418 | 2022
petroleum | TRUE | 1176 | N | . | Preston (IA) | City of Preston | 15349 | IA | WNC | MRO |  | 22 | 1 | Electric Utility | IC | DFO | DFO | MISO | 60 | 3.349 | 2022
natural gas peaker | TRUE | 1176 | N | . | Preston (IA) | City of Preston | 15349 | IA | WNC | MRO |  | 22 | 1 | Electric Utility | IC | NG | NG | MISO | 118 | 6.651 | 2022
petroleum | TRUE | 1177 | N | . | Primghar | City of Primghar - (IA) | 15377 | IA | WNC | MRO |  | 22 | 1 | Electric Utility | IC | DFO | DFO | MISO | 0 | 0 | 2022
petroleum | TRUE | 1180 | N | . | Rockford | City of Rockford- (IA) | 16211 | IA | WNC | MRO |  | 22 | 1 | Electric Utility | IC | DFO | DFO | MISO | 120 | 14 | 2022
petroleum | TRUE | 1181 | N | . | Rock Rapids | Rock Rapids Municipal Utility | 16206 | IA | WNC | MRO |  | 22 | 1 | Electric Utility | IC | DFO | DFO | SWPP | 164 | 14 | 2022
petroleum | TRUE | 1184 | N | . | Sibley One | City of Sibley - (IA) | 17141 | IA | WNC | MRO |  | 22 | 1 | Electric Utility | IC | DFO | DFO | MISO | 282 | 21.095 | 2022
natural gas peaker | TRUE | 1184 | N | . | Sibley One | City of Sibley - (IA) | 17141 | IA | WNC | MRO |  | 22 | 1 | Electric Utility | IC | NG | NG | MISO | 241 | 18.105 | 2022
petroleum | TRUE | 1186 | N | . | Spencer Gas Turbine | City of Spencer - (IA) | 17783 | IA | WNC | MRO |  | 22 | 1 | Electric Utility | GT | KER | WOO | MISO | 14594 | 800 | 2022
petroleum | TRUE | 1187 | N | . | State Center | City of State Center - (IA) | 18014 | IA | WNC | MRO |  | 22 | 1 | Electric Utility | IC | DFO | DFO | MISO | 701 | 64.484 | 2022
natural gas peaker | TRUE | 1187 | N | . | State Center | City of State Center - (IA) | 18014 | IA | WNC | MRO |  | 22 | 1 | Electric Utility | IC | NG | NG | MISO | 189 | 17.516 | 2022
petroleum | TRUE | 1188 | N | . | Story City | City of Story City - (IA) | 18177 | IA | WNC | MRO |  | 22 | 1 | Electric Utility | IC | DFO | DFO | MISO | 10538 | 979.386 | 2022
natural gas peaker | TRUE | 1188 | N | . | Story City | City of Story City - (IA) | 18177 | IA | WNC | MRO |  | 22 | 1 | Electric Utility | IC | NG | NG | MISO | 1943 | 180.614 | 2022
petroleum | TRUE | 1190 | N | . | Stuart (IA) | City of Stuart - (IA) | 18231 | IA | WNC | MRO |  | 22 | 1 | Electric Utility | IC | DFO | DFO | MISO | 25 | 1 | 2022
natural gas peaker | TRUE | 1190 | N | . | Stuart (IA) | City of Stuart - (IA) | 18231 | IA | WNC | MRO |  | 22 | 1 | Electric Utility | IC | NG | NG | MISO | 0 | 0 | 2022
petroleum | TRUE | 1191 | N | . | Sumner | City of Sumner - (IA) | 18301 | IA | WNC | MRO |  | 22 | 1 | Electric Utility | IC | DFO | DFO | SWPP | 2989 | 275 | 2022
natural gas peaker | TRUE | 1191 | N | . | Sumner | City of Sumner - (IA) | 18301 | IA | WNC | MRO |  | 22 | 1 | Electric Utility | IC | NG | NG | SWPP | 0 | 0 | 2022
petroleum | TRUE | 1192 | N | . | Traer Main | City of Traer - (IA) | 19062 | IA | WNC | MRO |  | 22 | 1 | Electric Utility | IC | DFO | DFO | MISO | 41 | -43.254 | 2022
natural gas peaker | TRUE | 1192 | N | . | Traer Main | City of Traer - (IA) | 19062 | IA | WNC | MRO |  | 22 | 1 | Electric Utility | IC | NG | NG | MISO | 42 | -44.746 | 2022
petroleum | TRUE | 1193 | N | . | Villisca Municipal Power Plant | City of Villisca - (IA) | 19843 | IA | WNC | MRO |  | 22 | 1 | Electric Utility | IC | DFO | DFO | MISO | 239 | 25 | 2022
natural gas peaker | TRUE | 1193 | N | . | Villisca Municipal Power Plant | City of Villisca - (IA) | 19843 | IA | WNC | MRO |  | 22 | 1 | Electric Utility | IC | NG | NG | MISO | 0 | 0 | 2022
petroleum | TRUE | 1194 | N | . | Vinton | City of Vinton - (IA) | 19865 | IA | WNC | MRO |  | 22 | 1 | Electric Utility | IC | DFO | DFO | MISO | 1494 | -58.642 | 2022
natural gas peaker | TRUE | 1194 | N | . | Vinton | City of Vinton - (IA) | 19865 | IA | WNC | MRO |  | 22 | 1 | Electric Utility | IC | NG | NG | MISO | 6355 | -249.358 | 2022
petroleum | TRUE | 1198 | N | . | Webster City | City of Webster City - (IA) | 20259 | IA | WNC | MRO |  | 22 | 1 | Electric Utility | GT | DFO | DFO | MISO | 20259 | 1489.6 | 2022
petroleum | TRUE | 1199 | N | . | West Bend | City of West Bend | 20364 | IA | WNC | MRO |  | 22 | 1 | Electric Utility | IC | DFO | DFO | MISO | 4061 | 183 | 2022
natural gas peaker | TRUE | 1199 | N | . | West Bend | City of West Bend | 20364 | IA | WNC | MRO |  | 22 | 1 | Electric Utility | IC | NG | NG | MISO | 0 | 0 | 2022
petroleum | TRUE | 1200 | N | . | West Liberty | City of West Liberty - (IA) | 20380 | IA | WNC | MRO |  | 22 | 1 | Electric Utility | GT | DFO | DFO | MISO | 0 | 0 | 2022
petroleum | TRUE | 1200 | N | . | West Liberty | City of West Liberty - (IA) | 20380 | IA | WNC | MRO |  | 22 | 1 | Electric Utility | IC | DFO | DFO | MISO | 0 | 0 | 2022
natural gas peaker | TRUE | 1200 | N | . | West Liberty | City of West Liberty - (IA) | 20380 | IA | WNC | MRO |  | 22 | 1 | Electric Utility | IC | NG | NG | MISO | 0 | 0 | 2022
petroleum | TRUE | 1202 | N | . | Wilton | City of Wilton | 20789 | IA | WNC | MRO |  | 22 | 1 | Electric Utility | IC | DFO | DFO | MISO | 405 | 46.06 | 2022
petroleum | TRUE | 1203 | N | . | Winterset | City of Winterset - (IA) | 20835 | IA | WNC | MRO |  | 22 | 1 | Electric Utility | IC | DFO | DFO | MISO | 525 | 39.32 | 2022
natural gas peaker | TRUE | 1203 | N | . | Winterset | City of Winterset - (IA) | 20835 | IA | WNC | MRO |  | 22 | 1 | Electric Utility | IC | NG | NG | MISO | 273 | 20.68 | 2022
petroleum | TRUE | 1206 | N | . | Summit Lake | Central Iowa Power Cooperative | 3258 | IA | WNC | MRO |  | 22 | 1 | Electric Utility | GT | DFO | DFO | MISO | 6 | 0.31 | 2022
natural gas peaker | TRUE | 1206 | N | . | Summit Lake | Central Iowa Power Cooperative | 3258 | IA | WNC | MRO |  | 22 | 1 | Electric Utility | GT | NG | NG | MISO | 72125 | 3851.69 | 2022
petroleum | TRUE | 1206 | N | . | Summit Lake | Central Iowa Power Cooperative | 3258 | IA | WNC | MRO |  | 22 | 1 | Electric Utility | IC | DFO | DFO | MISO | 0 | 0 | 2022
natural gas peaker | TRUE | 1206 | N | . | Summit Lake | Central Iowa Power Cooperative | 3258 | IA | WNC | MRO |  | 22 | 1 | Electric Utility | IC | NG | NG | MISO | 617241 | 72025 | 2022
hard coal | TRUE | 1217 | N | . | Earl F Wisdom | Corn Belt Power Coop | 4363 | IA | WNC | MRO |  | 22 | 1 | Electric Utility | GT | BIT | COL | SWPP | 0 | 0 | 2022
petroleum | TRUE | 1217 | N | . | Earl F Wisdom | Corn Belt Power Coop | 4363 | IA | WNC | MRO |  | 22 | 1 | Electric Utility | GT | DFO | DFO | SWPP | 2782 | 204.377 | 2022
natural gas peaker | TRUE | 1217 | N | . | Earl F Wisdom | Corn Belt Power Coop | 4363 | IA | WNC | MRO |  | 22 | 1 | Electric Utility | GT | NG | NG | SWPP | 18492 | 1358.623 | 2022
hard coal | TRUE | 1217 | N | . | Earl F Wisdom | Corn Belt Power Coop | 4363 | IA | WNC | MRO |  | 22 | 1 | Electric Utility | GT | SUB | COL | SWPP | 0 | 0 | 2022
hard coal | TRUE | 1217 | N | . | Earl F Wisdom | Corn Belt Power Coop | 4363 | IA | WNC | MRO |  | 22 | 1 | Electric Utility | ST | BIT | COL | SWPP | 0 | 0 | 2022
petroleum | TRUE | 1217 | N | . | Earl F Wisdom | Corn Belt Power Coop | 4363 | IA | WNC | MRO |  | 22 | 1 | Electric Utility | ST | DFO | DFO | SWPP | 0 | -25.986 | 2022
natural gas steam turbine | TRUE | 1217 | N | . | Earl F Wisdom | Corn Belt Power Coop | 4363 | IA | WNC | MRO |  | 22 | 1 | Electric Utility | ST | NG | NG | SWPP | 36476 | 666.986 | 2022
hard coal | TRUE | 1217 | N | . | Earl F Wisdom | Corn Belt Power Coop | 4363 | IA | WNC | MRO |  | 22 | 1 | Electric Utility | ST | SUB | COL | SWPP | 0 | 0 | 2022
petroleum | TRUE | 1224 | N | . | Bird City | Midwest Energy Inc | 12524 | KS | WNC | MRO |  | 22 | 1 | Electric Utility | IC | DFO | DFO | SWPP | 0 | 0 | 2022
petroleum | TRUE | 1225 | N | . | Colby | Midwest Energy Inc | 12524 | KS | WNC | MRO |  | 22 | 1 | Electric Utility | GT | DFO | DFO | SWPP | 0 | 0 | 2022
natural gas peaker | TRUE | 1225 | N | . | Colby | Midwest Energy Inc | 12524 | KS | WNC | MRO |  | 22 | 1 | Electric Utility | GT | NG | NG | SWPP | 5123 | 264 | 2022
natural gas peaker | TRUE | 1230 | N | . | Cimarron River | Sunflower Electric Power Corp | 18315 | KS | WNC | MRO |  | 22 | 1 | Electric Utility | GT | NG | NG | SWPP | 0 | 0 | 2022
natural gas steam turbine | TRUE | 1230 | N | . | Cimarron River | Sunflower Electric Power Corp | 18315 | KS | WNC | MRO |  | 22 | 1 | Electric Utility | ST | NG | NG | SWPP | 50473 | 4578 | 2022
natural gas steam turbine | TRUE | 1233 | N | . | Fort Dodge | Sunflower Electric Power Corp | 18315 | KS | WNC | MRO |  | 22 | 1 | Electric Utility | ST | NG | NG | SWPP | 105060 | 6244 | 2022
petroleum | TRUE | 1233 | N | . | Fort Dodge | Sunflower Electric Power Corp | 18315 | KS | WNC | MRO |  | 22 | 1 | Electric Utility | ST | RFO | RFO | SWPP | 0 | 0 | 2022
natural gas steam turbine | TRUE | 1235 | N | . | Great Bend - Sunflower | Sunflower Electric Power Corp | 18315 | KS | WNC | MRO |  | 22 | 1 | Electric Utility | ST | NG | NG | SWPP | 204519 | 17263 | 2022
petroleum | TRUE | 1235 | N | . | Great Bend - Sunflower | Sunflower Electric Power Corp | 18315 | KS | WNC | MRO |  | 22 | 1 | Electric Utility | ST | RFO | RFO | SWPP | 0 | 0 | 2022
natural gas combined cycle | TRUE | 1239 | N | . | Riverton | Empire District Electric Co | 5860 | KS | WNC | MRO |  | 22 | 1 | Electric Utility | CA | NG | NG | SWPP | 0 | 476554 | 2022
natural gas combined cycle | TRUE | 1239 | N | . | Riverton | Empire District Electric Co | 5860 | KS | WNC | MRO |  | 22 | 1 | Electric Utility | CT | NG | NG | SWPP | 10727826 | 989889 | 2022
petroleum | TRUE | 1239 | N | . | Riverton | Empire District Electric Co | 5860 | KS | WNC | MRO |  | 22 | 1 | Electric Utility | GT | DFO | DFO | SWPP | 957 | 29.654 | 2022
natural gas peaker | TRUE | 1239 | N | . | Riverton | Empire District Electric Co | 5860 | KS | WNC | MRO |  | 22 | 1 | Electric Utility | GT | NG | NG | SWPP | 96099 | 4834.346 | 2022
petroleum | TRUE | 1240 | N | . | Gordon Evans Energy Center | Evergy Kansas South, Inc | 10005 | KS | WNC | MRO |  | 22 | 1 | Electric Utility | GT | DFO | DFO | SWPP | 79518 | 6273.315 | 2022
natural gas peaker | TRUE | 1240 | N | . | Gordon Evans Energy Center | Evergy Kansas South, Inc | 10005 | KS | WNC | MRO |  | 22 | 1 | Electric Utility | GT | NG | NG | SWPP | 2101466 | 183266.69 | 2022
petroleum | TRUE | 1240 | N | . | Gordon Evans Energy Center | Evergy Kansas South, Inc | 10005 | KS | WNC | MRO |  | 22 | 1 | Electric Utility | IC | DFO | DFO | SWPP | 209 | 19 | 2022
hard coal | TRUE | 1241 | N | . | La Cygne | Evergy Metro | 10000 | KS | WNC | MRO |  | 22 | 1 | Electric Utility | ST | BIT | COL | SWPP | 143779 | 13455.807 | 2022
petroleum | TRUE | 1241 | N | . | La Cygne | Evergy Metro | 10000 | KS | WNC | MRO |  | 22 | 1 | Electric Utility | ST | DFO | DFO | SWPP | 332618 | 30301.265 | 2022
hard coal | TRUE | 1241 | N | . | La Cygne | Evergy Metro | 10000 | KS | WNC | MRO |  | 22 | 1 | Electric Utility | ST | SUB | COL | SWPP | 70742513 | 6508558.9 | 2022
petroleum | TRUE | 1248 | N | . | Hutchinson Energy Center | Evergy Kansas Central, Inc | 22500 | KS | WNC | MRO |  | 22 | 1 | Electric Utility | GT | DFO | DFO | SWPP | 114311 | 5022.91 | 2022
natural gas peaker | TRUE | 1248 | N | . | Hutchinson Energy Center | Evergy Kansas Central, Inc | 22500 | KS | WNC | MRO |  | 22 | 1 | Electric Utility | GT | NG | NG | SWPP | 685000 | 30099.09 | 2022
petroleum | TRUE | 1248 | N | . | Hutchinson Energy Center | Evergy Kansas Central, Inc | 22500 | KS | WNC | MRO |  | 22 | 1 | Electric Utility | IC | DFO | DFO | SWPP | 336 | 0 | 2022
natural gas steam turbine | TRUE | 1250 | N | . | Lawrence Energy Center | Evergy Kansas Central, Inc | 22500 | KS | WNC | MRO |  | 22 | 1 | Electric Utility | ST | NG | NG | SWPP | 954772 | 83527.808 | 2022
hard coal | TRUE | 1250 | N | . | Lawrence Energy Center | Evergy Kansas Central, Inc | 22500 | KS | WNC | MRO |  | 22 | 1 | Electric Utility | ST | SUB | COL | SWPP | 21735039 | 1908757.2 | 2022
petroleum | TRUE | 1258 | N | . | Anthony | City of Anthony - (KS) | 701 | KS | WNC | MRO |  | 22 | 1 | Electric Utility | IC | DFO | DFO | SWPP | 59 | 0.571 | 2022
natural gas peaker | TRUE | 1258 | N | . | Anthony | City of Anthony - (KS) | 701 | KS | WNC | MRO |  | 22 | 1 | Electric Utility | IC | NG | NG | SWPP | 977 | 9.429 | 2022
petroleum | TRUE | 1259 | N | . | Ashland | City of Ashland - (KS) | 911 | KS | WNC | MRO |  | 22 | 1 | Electric Utility | IC | DFO | DFO | SWPP | 211 | 19 | 2022
natural gas peaker | TRUE | 1259 | N | . | Ashland | City of Ashland - (KS) | 911 | KS | WNC | MRO |  | 22 | 1 | Electric Utility | IC | NG | NG | SWPP | 0 | 0 | 2022
petroleum | TRUE | 1261 | N | . | Augusta Electric Plant No 1 | City of Augusta - (KS) | 998 | KS | WNC | MRO |  | 22 | 1 | Electric Utility | IC | DFO | DFO | SWPP | 56 | -168 | 2022
natural gas peaker | TRUE | 1261 | N | . | Augusta Electric Plant No 1 | City of Augusta - (KS) | 998 | KS | WNC | MRO |  | 22 | 1 | Electric Utility | IC | NG | NG | SWPP | 0 | 0 | 2022
petroleum | TRUE | 1262 | N | . | Baldwin City Plant No 1 | City of Baldwin City- (KS) | 1148 | KS | WNC | MRO |  | 22 | 1 | Electric Utility | IC | DFO | DFO | SWPP | 186 | 17 | 2022
natural gas peaker | TRUE | 1262 | N | . | Baldwin City Plant No 1 | City of Baldwin City- (KS) | 1148 | KS | WNC | MRO |  | 22 | 1 | Electric Utility | IC | NG | NG | SWPP | 0 | 0 | 2022
petroleum | TRUE | 1263 | N | . | Belleville | City of Belleville - (KS) | 1512 | KS | WNC | MRO |  | 22 | 1 | Electric Utility | IC | DFO | DFO | SWPP | 3099 | 293.774 | 2022
natural gas peaker | TRUE | 1263 | N | . | Belleville | City of Belleville - (KS) | 1512 | KS | WNC | MRO |  | 22 | 1 | Electric Utility | IC | NG | NG | SWPP | 348 | 33.226 | 2022
petroleum | TRUE | 1264 | N | . | Beloit | City of Beloit - (KS) | 1525 | KS | WNC | MRO |  | 22 | 1 | Electric Utility | IC | DFO | DFO | SWPP | 731 | 67.167 | 2022
natural gas peaker | TRUE | 1264 | N | . | Beloit | City of Beloit - (KS) | 1525 | KS | WNC | MRO |  | 22 | 1 | Electric Utility | IC | NG | NG | SWPP | 1552 | 142.833 | 2022
petroleum | TRUE | 1265 | N | . | Burlingame | City of Burlingame - (KS) | 2547 | KS | WNC | MRO |  | 22 | 1 | Electric Utility | IC | DFO | DFO | SWPP | 18 | 1.246 | 2022
natural gas peaker | TRUE | 1265 | N | . | Burlingame | City of Burlingame - (KS) | 2547 | KS | WNC | MRO |  | 22 | 1 | Electric Utility | IC | NG | NG | SWPP | 308 | 21.754 | 2022
petroleum | TRUE | 1266 | N | . | Burlington (KS) | City of Burlington - (KS) | 2551 | KS | WNC | MRO |  | 22 | 1 | Electric Utility | IC | DFO | DFO | SWPP | 1147 | 102.381 | 2022
natural gas peaker | TRUE | 1266 | N | . | Burlington (KS) | City of Burlington - (KS) | 2551 | KS | WNC | MRO |  | 22 | 1 | Electric Utility | IC | NG | NG | SWPP | 76 | 6.399 | 2022
petroleum | TRUE | 1268 | N | . | Chanute 2 | City of Chanute | 3355 | KS | WNC | MRO |  | 22 | 1 | Electric Utility | GT | DFO | DFO | SWPP | 0 | 0 | 2022
natural gas peaker | TRUE | 1268 | N | . | Chanute 2 | City of Chanute | 3355 | KS | WNC | MRO |  | 22 | 1 | Electric Utility | GT | NG | NG | SWPP | 3234701 | 256643 | 2022
petroleum | TRUE | 1268 | N | . | Chanute 2 | City of Chanute | 3355 | KS | WNC | MRO |  | 22 | 1 | Electric Utility | IC | DFO | DFO | SWPP | 50 | 4.62 | 2022
natural gas peaker | TRUE | 1268 | N | . | Chanute 2 | City of Chanute | 3355 | KS | WNC | MRO |  | 22 | 1 | Electric Utility | IC | NG | NG | SWPP | 250 | 23.381 | 2022
petroleum | TRUE | 1270 | N | . | Clay Center | City of Clay Center - (KS) | 3710 | KS | WNC | MRO |  | 22 | 1 | Electric Utility | IC | DFO | DFO | SWPP | 6463 | 190.481 | 2022
natural gas peaker | TRUE | 1270 | N | . | Clay Center | City of Clay Center - (KS) | 3710 | KS | WNC | MRO |  | 22 | 1 | Electric Utility | IC | NG | NG | SWPP | 9244 | 272.519 | 2022
petroleum | TRUE | 1270 | N | . | Clay Center | City of Clay Center - (KS) | 3710 | KS | WNC | MRO |  | 22 | 1 | Electric Utility | ST | DFO | DFO | SWPP | 0 | 0 | 2022
natural gas steam turbine | TRUE | 1270 | N | . | Clay Center | City of Clay Center - (KS) | 3710 | KS | WNC | MRO |  | 22 | 1 | Electric Utility | ST | NG | NG | SWPP | 0 | 0 | 2022
petroleum | TRUE | 1271 | N | . | Coffeyville | City of Coffeyville - (KS) | 3892 | KS | WNC | MRO |  | 22 | 1 | Electric Utility | IC | DFO | DFO | SWPP | 25 | 3 | 2022
natural gas steam turbine | TRUE | 1271 | N | . | Coffeyville | City of Coffeyville - (KS) | 3892 | KS | WNC | MRO |  | 22 | 1 | Electric Utility | ST | NG | NG | SWPP | 23696 | 1771 | 2022
petroleum | TRUE | 1272 | N | . | Colby City of | City of Colby - (KS) | 3913 | KS | WNC | MRO |  | 22 | 1 | Electric Utility | IC | DFO | DFO | SWPP | 1482 | 0 | 2022
natural gas peaker | TRUE | 1272 | N | . | Colby City of | City of Colby - (KS) | 3913 | KS | WNC | MRO |  | 22 | 1 | Electric Utility | IC | NG | NG | SWPP | 76 | 0 | 2022
petroleum | TRUE | 1274 | N | . | Ellinwood | City of Ellinwood - (KS) | 5802 | KS | WNC | MRO |  | 22 | 1 | Electric Utility | IC | DFO | DFO | SWPP | 36 | 2.983 | 2022
natural gas peaker | TRUE | 1274 | N | . | Ellinwood | City of Ellinwood - (KS) | 5802 | KS | WNC | MRO |  | 22 | 1 | Electric Utility | IC | NG | NG | SWPP | 310 | 28.017 | 2022
petroleum | TRUE | 1276 | N | . | Erie | City of Erie - (KS) | 5957 | KS | WNC | MRO |  | 22 | 1 | Electric Utility | IC | DFO | DFO | SWPP | 138 | 12 | 2022
petroleum | TRUE | 1278 | N | . | Garnett Municipal | City of Garnett - (KS) | 6965 | KS | WNC | MRO |  | 22 | 1 | Electric Utility | IC | DFO | DFO | SWPP | 0 | 0 | 2022
natural gas peaker | TRUE | 1278 | N | . | Garnett Municipal | City of Garnett - (KS) | 6965 | KS | WNC | MRO |  | 22 | 1 | Electric Utility | IC | NG | NG | SWPP | 0 | 0 | 2022
petroleum | TRUE | 1279 | N | . | Girard | City of Girard - (KS) | 7257 | KS | WNC | MRO |  | 22 | 1 | Electric Utility | IC | DFO | DFO | SWPP | 1764 | 168.95 | 2022
natural gas peaker | TRUE | 1279 | N | . | Girard | City of Girard - (KS) | 7257 | KS | WNC | MRO |  | 22 | 1 | Electric Utility | IC | NG | NG | SWPP | 2334 | 224.05 | 2022
petroleum | TRUE | 1280 | N | . | Goodland | City of Goodland - (KS) | 7374 | KS | WNC | MRO |  | 22 | 1 | Electric Utility | IC | DFO | DFO | SWPP | 532 | -448.809 | 2022
natural gas peaker | TRUE | 1280 | N | . | Goodland | City of Goodland - (KS) | 7374 | KS | WNC | MRO |  | 22 | 1 | Electric Utility | IC | NG | NG | SWPP | 3042 | -2559.191 | 2022
petroleum | TRUE | 1283 | N | . | Herington | City of Herington - (KS) | 8490 | KS | WNC | MRO |  | 22 | 1 | Electric Utility | IC | DFO | DFO | SWPP | 0 | 0 | 2022
natural gas peaker | TRUE | 1283 | N | . | Herington | City of Herington - (KS) | 8490 | KS | WNC | MRO |  | 22 | 1 | Electric Utility | IC | NG | NG | SWPP | 0 | 0 | 2022
petroleum | TRUE | 1285 | N | . | Hill City | City of Hill City | 8599 | KS | WNC | MRO |  | 22 | 1 | Electric Utility | IC | DFO | DFO | SWPP | 18 | 11.76 | 2022
natural gas peaker | TRUE | 1285 | N | . | Hill City | City of Hill City | 8599 | KS | WNC | MRO |  | 22 | 1 | Electric Utility | IC | NG | NG | SWPP | 0 | 0 | 2022
petroleum | TRUE | 1286 | N | . | Hoisington | City of Hoisington - (KS) | 8703 | KS | WNC | MRO |  | 22 | 1 | Electric Utility | IC | DFO | DFO | SWPP | 164 | 14.775 | 2022
natural gas peaker | TRUE | 1286 | N | . | Hoisington | City of Hoisington - (KS) | 8703 | KS | WNC | MRO |  | 22 | 1 | Electric Utility | IC | NG | NG | SWPP | 155 | 14.225 | 2022
petroleum | TRUE | 1287 | N | . | Holton | City of Holton - (KS) | 8770 | KS | WNC | MRO |  | 22 | 1 | Electric Utility | IC | DFO | DFO | SWPP | 2778 | 99.853 | 2022
natural gas peaker | TRUE | 1287 | N | . | Holton | City of Holton - (KS) | 8770 | KS | WNC | MRO |  | 22 | 1 | Electric Utility | IC | NG | NG | SWPP | 24066 | 865.147 | 2022
petroleum | TRUE | 1291 | N | . | Iola | City of Iola - (KS) | 9418 | KS | WNC | MRO |  | 22 | 1 | Electric Utility | IC | DFO | DFO | SWPP | 281 | 26.643 | 2022
natural gas peaker | TRUE | 1291 | N | . | Iola | City of Iola - (KS) | 9418 | KS | WNC | MRO |  | 22 | 1 | Electric Utility | IC | NG | NG | SWPP | 15775 | 1506.357 | 2022
petroleum | TRUE | 1291 | N | . | Iola | City of Iola - (KS) | 9418 | KS | WNC | MRO |  | 22 | 1 | Electric Utility | IC | RFO | RFO | SWPP | 0 | 0 | 2022
petroleum | TRUE | 1292 | N | . | Jetmore | City of Jetmore | 9732 | KS | WNC | MRO |  | 22 | 1 | Electric Utility | IC | DFO | DFO | SWPP | 2115 | 205 | 2022
natural gas peaker | TRUE | 1292 | N | . | Jetmore | City of Jetmore | 9732 | KS | WNC | MRO |  | 22 | 1 | Electric Utility | IC | NG | NG | SWPP | 0 | 0 | 2022
petroleum | TRUE | 1295 | N | . | Quindaro | City of Kansas City - (KS) | 9996 | KS | WNC | MRO |  | 22 | 1 | Electric Utility | GT | DFO | DFO | SWPP | 159481 | 9525 | 2022
natural gas peaker | TRUE | 1295 | N | . | Quindaro | City of Kansas City - (KS) | 9996 | KS | WNC | MRO |  | 22 | 1 | Electric Utility | GT | NG | NG | SWPP | 0 | 0 | 2022
natural gas steam turbine | TRUE | 1295 | N | . | Quindaro | City of Kansas City - (KS) | 9996 | KS | WNC | MRO |  | 22 | 1 | Electric Utility | ST | NG | NG | SWPP | 0 | 0 | 2022
petroleum | TRUE | 1296 | N | . | Kingman Municipal Power and Light Plant | City of Kingman - (KS) | 10321 | KS | WNC | MRO |  | 22 | 1 | Electric Utility | IC | DFO | DFO | SWPP | 3432 | 265.249 | 2022
natural gas peaker | TRUE | 1296 | N | . | Kingman Municipal Power and Light Plant | City of Kingman - (KS) | 10321 | KS | WNC | MRO |  | 22 | 1 | Electric Utility | IC | NG | NG | SWPP | 56914 | 4399.751 | 2022
petroleum | TRUE | 1297 | N | . | La Crosse | City of La Crosse - (KS) | 10559 | KS | WNC | MRO |  | 22 | 1 | Electric Utility | IC | DFO | DFO | SWPP | 743 | 85 | 2022
natural gas peaker | TRUE | 1297 | N | . | La Crosse | City of La Crosse - (KS) | 10559 | KS | WNC | MRO |  | 22 | 1 | Electric Utility | IC | NG | NG | SWPP | 0 | 0 | 2022
petroleum | TRUE | 1299 | N | . | Larned | City of Larned - (KS) | 10713 | KS | WNC | MRO |  | 22 | 1 | Electric Utility | IC | DFO | DFO | SWPP | 2230 | -311800 | 2022
natural gas peaker | TRUE | 1299 | N | . | Larned | City of Larned - (KS) | 10713 | KS | WNC | MRO |  | 22 | 1 | Electric Utility | IC | NG | NG | SWPP | 0 | 0 | 2022
petroleum | TRUE | 1300 | N | . | Lincoln | City of Lincoln Center - (KS) | 11017 | KS | WNC | MRO |  | 22 | 1 | Electric Utility | IC | DFO | DFO | SWPP | 378 | 25.943 | 2022
natural gas peaker | TRUE | 1300 | N | . | Lincoln | City of Lincoln Center - (KS) | 11017 | KS | WNC | MRO |  | 22 | 1 | Electric Utility | IC | NG | NG | SWPP | 176 | 12.057 | 2022
petroleum | TRUE | 1305 | N | . | McPherson 2 | City of McPherson - (KS) | 12208 | KS | WNC | MRO |  | 22 | 1 | Electric Utility | GT | DFO | DFO | SWPP | 145401 | 4007.252 | 2022
natural gas peaker | TRUE | 1305 | N | . | McPherson 2 | City of McPherson - (KS) | 12208 | KS | WNC | MRO |  | 22 | 1 | Electric Utility | GT | NG | NG | SWPP | 414735 | 11430.749 | 2022
petroleum | TRUE | 1305 | N | . | McPherson 2 | City of McPherson - (KS) | 12208 | KS | WNC | MRO |  | 22 | 1 | Electric Utility | GT | RFO | RFO | SWPP | 0 | 0 | 2022
petroleum | TRUE | 1306 | N | . | Meade | City of Meade - (KS) | 12242 | KS | WNC | MRO |  | 22 | 1 | Electric Utility | IC | DFO | DFO | SWPP | 132 | 11.083 | 2022
natural gas peaker | TRUE | 1306 | N | . | Meade | City of Meade - (KS) | 12242 | KS | WNC | MRO |  | 22 | 1 | Electric Utility | IC | NG | NG | SWPP | 797 | 66.917 | 2022
petroleum | TRUE | 1306 | N | . | Meade | City of Meade - (KS) | 12242 | KS | WNC | MRO |  | 22 | 1 | Electric Utility | IC | RFO | RFO | SWPP | 0 | 0 | 2022
petroleum | TRUE | 1307 | N | . | Minneapolis City of | City of Minneapolis - (KS) | 21533 | KS | WNC | MRO |  | 22 | 1 | Electric Utility | IC | DFO | DFO | SWPP | 126 | 15.309 | 2022
natural gas peaker | TRUE | 1307 | N | . | Minneapolis City of | City of Minneapolis - (KS) | 21533 | KS | WNC | MRO |  | 22 | 1 | Electric Utility | IC | NG | NG | SWPP | 563 | 67.691 | 2022
petroleum | TRUE | 1312 | N | . | Oberlin (KS) | City of Oberlin - (KS) | 13948 | KS | WNC | MRO |  | 22 | 1 | Electric Utility | IC | DFO | DFO | SWPP | 415 | 39.2 | 2022
natural gas peaker | TRUE | 1312 | N | . | Oberlin (KS) | City of Oberlin - (KS) | 13948 | KS | WNC | MRO |  | 22 | 1 | Electric Utility | IC | NG | NG | SWPP | 0 | 0 | 2022
petroleum | TRUE | 1313 | N | . | Osage City | City of Osage City - (KS) | 14199 | KS | WNC | MRO |  | 22 | 1 | Electric Utility | IC | DFO | DFO | SWPP | 366 | -8.073 | 2022
natural gas peaker | TRUE | 1313 | N | . | Osage City | City of Osage City - (KS) | 14199 | KS | WNC | MRO |  | 22 | 1 | Electric Utility | IC | NG | NG | SWPP | 1852 | -40.927 | 2022
petroleum | TRUE | 1314 | N | . | Osawatomie City of | City of Osawatomie - (KS) | 14203 | KS | WNC | MRO |  | 22 | 1 | Electric Utility | IC | DFO | DFO | SWPP | 207 | 25 | 2022
natural gas peaker | TRUE | 1314 | N | . | Osawatomie City of | City of Osawatomie - (KS) | 14203 | KS | WNC | MRO |  | 22 | 1 | Electric Utility | IC | NG | NG | SWPP | 0 | 0 | 2022
petroleum | TRUE | 1315 | N | . | Osborne | City of Osborne - (KS) | 14214 | KS | WNC | MRO |  | 22 | 1 | Electric Utility | IC | DFO | DFO | SWPP | 152 | 17.71 | 2022
natural gas peaker | TRUE | 1315 | N | . | Osborne | City of Osborne - (KS) | 14214 | KS | WNC | MRO |  | 22 | 1 | Electric Utility | IC | NG | NG | SWPP | 94 | 10.71 | 2022
natural gas peaker | TRUE | 1316 | N | . | Ottawa | City of Ottawa - (KS) | 14229 | KS | WNC | MRO |  | 22 | 1 | Electric Utility | GT | NG | NG | SWPP | 0 | -36 | 2022
petroleum | TRUE | 1316 | N | . | Ottawa | City of Ottawa - (KS) | 14229 | KS | WNC | MRO |  | 22 | 1 | Electric Utility | IC | DFO | DFO | SWPP | 2902 | 91.412 | 2022
natural gas peaker | TRUE | 1316 | N | . | Ottawa | City of Ottawa - (KS) | 14229 | KS | WNC | MRO |  | 22 | 1 | Electric Utility | IC | NG | NG | SWPP | 14274 | 449.588 | 2022
petroleum | TRUE | 1317 | N | . | Pratt | City of Pratt- (KS) | 15321 | KS | WNC | MRO |  | 22 | 1 | Electric Utility | IC | DFO | DFO | SWPP | 41 | 3 | 2022
natural gas steam turbine | TRUE | 1317 | N | . | Pratt | City of Pratt- (KS) | 15321 | KS | WNC | MRO |  | 22 | 1 | Electric Utility | ST | NG | NG | SWPP | 18997 | 1251 | 2022
petroleum | TRUE | 1319 | N | . | Russell Downtown | City of Russell - (KS) | 16440 | KS | WNC | MRO |  | 22 | 1 | Electric Utility | IC | DFO | DFO | SWPP | 202 | 17.042 | 2022
natural gas peaker | TRUE | 1319 | N | . | Russell Downtown | City of Russell - (KS) | 16440 | KS | WNC | MRO |  | 22 | 1 | Electric Utility | IC | NG | NG | SWPP | 376 | 31.958 | 2022
petroleum | TRUE | 1320 | N | . | Sabetha Power Plant | City of Sabetha - (KS) | 16518 | KS | WNC | MRO |  | 22 | 1 | Electric Utility | IC | DFO | DFO | SWPP | 30567 | -314.821 | 2022
natural gas peaker | TRUE | 1320 | N | . | Sabetha Power Plant | City of Sabetha - (KS) | 16518 | KS | WNC | MRO |  | 22 | 1 | Electric Utility | IC | NG | NG | SWPP | 6718 | -69.179 | 2022
petroleum | TRUE | 1321 | N | . | St Francis | City of St Francis - (KS) | 17872 | KS | WNC | MRO |  | 22 | 1 | Electric Utility | IC | DFO | DFO | SWPP | 0 | 0 | 2022
natural gas peaker | TRUE | 1321 | N | . | St Francis | City of St Francis - (KS) | 17872 | KS | WNC | MRO |  | 22 | 1 | Electric Utility | IC | NG | NG | SWPP | 0 | 0 | 2022
petroleum | TRUE | 1322 | N | . | St John | City of St. John - (KS) | 17879 | KS | WNC | MRO |  | 22 | 1 | Electric Utility | IC | DFO | DFO | SWPP | 213 | 9 | 2022
natural gas peaker | TRUE | 1322 | N | . | St John | City of St. John - (KS) | 17879 | KS | WNC | MRO |  | 22 | 1 | Electric Utility | IC | NG | NG | SWPP | 0 | 0 | 2022
petroleum | TRUE | 1324 | N | . | Sharon Spring | City of Sharon Springs - (KS) | 16988 | KS | WNC | MRO |  | 22 | 1 | Electric Utility | IC | DFO | DFO | SWPP | 186 | 2.13 | 2022
natural gas peaker | TRUE | 1324 | N | . | Sharon Spring | City of Sharon Springs - (KS) | 16988 | KS | WNC | MRO |  | 22 | 1 | Electric Utility | IC | NG | NG | SWPP | 1525 | 17.47 | 2022
petroleum | TRUE | 1326 | N | . | Sterling | City of Sterling - (KS) | 18086 | KS | WNC | MRO |  | 22 | 1 | Electric Utility | IC | DFO | DFO | SWPP | 270 | 26.017 | 2022
natural gas peaker | TRUE | 1326 | N | . | Sterling | City of Sterling - (KS) | 18086 | KS | WNC | MRO |  | 22 | 1 | Electric Utility | IC | NG | NG | SWPP | 210 | 19.983 | 2022
petroleum | TRUE | 1327 | N | . | Stockton | City of Stockton - (KS) | 18137 | KS | WNC | MRO |  | 22 | 1 | Electric Utility | IC | DFO | DFO | SWPP | 162 | -38.723 | 2022
natural gas peaker | TRUE | 1327 | N | . | Stockton | City of Stockton - (KS) | 18137 | KS | WNC | MRO |  | 22 | 1 | Electric Utility | IC | NG | NG | SWPP | 499 | -119.277 | 2022
petroleum | TRUE | 1328 | N | . | Wamego | City of Wamego - (KS) | 20069 | KS | WNC | MRO |  | 22 | 1 | Electric Utility | IC | DFO | DFO | SWPP | 270 | -77.415 | 2022
natural gas peaker | TRUE | 1328 | N | . | Wamego | City of Wamego - (KS) | 20069 | KS | WNC | MRO |  | 22 | 1 | Electric Utility | IC | NG | NG | SWPP | 1926 | -561.585 | 2022
petroleum | TRUE | 1329 | N | . | Washington | City of Washington - (KS) | 20141 | KS | WNC | MRO |  | 22 | 1 | Electric Utility | IC | DFO | DFO | SWPP | 7686 | 45.795 | 2022
natural gas peaker | TRUE | 1329 | N | . | Washington | City of Washington - (KS) | 20141 | KS | WNC | MRO |  | 22 | 1 | Electric Utility | IC | NG | NG | SWPP | 370 | 2.205 | 2022
petroleum | TRUE | 1330 | N | . | Wellington 1 | City of Wellington - (KS) | 20315 | KS | WNC | MRO |  | 22 | 1 | Electric Utility | IC | DFO | DFO | SWPP | 108 | 6 | 2022
natural gas steam turbine | TRUE | 1330 | N | . | Wellington 1 | City of Wellington - (KS) | 20315 | KS | WNC | MRO |  | 22 | 1 | Electric Utility | ST | NG | NG | SWPP | 31095 | 2097 | 2022
natural gas peaker | TRUE | 1332 | N | . | West 14th Street | City of Winfield - (KS) | 20813 | KS | WNC | MRO |  | 22 | 1 | Electric Utility | GT | NG | NG | SWPP | 28040 | 952 | 2022
natural gas peaker | TRUE | 1336 | N | . | Garden City | Sunflower Electric Power Corp | 18315 | KS | WNC | MRO |  | 22 | 1 | Electric Utility | GT | NG | NG | SWPP | 374734 | 22938 | 2022
natural gas steam turbine | TRUE | 1336 | N | . | Garden City | Sunflower Electric Power Corp | 18315 | KS | WNC | MRO |  | 22 | 1 | Electric Utility | ST | NG | NG | SWPP | 85815 | 5552 | 2022
natural gas steam turbine | TRUE | 1353 | N | . | Big Sandy | Kentucky Power Co | 22053 | KY | ESC | RFC |  | 22 | 1 | Electric Utility | ST | NG | NG | PJM | 5256316 | 509951 | 2022
hydro | TRUE | 1354 | N | . | Dix Dam | Kentucky Utilities Co | 10171 | KY | ESC | SERC |  | 22 | 1 | Electric Utility | HY | WAT | HYC | LGEE | 206596 | 60550 | 2022
petroleum | TRUE | 1355 | N | . | E W Brown | Kentucky Utilities Co | 10171 | KY | ESC | SERC |  | 22 | 1 | Electric Utility | GT | DFO | DFO | LGEE | 89328 | 7025.437 | 2022
natural gas peaker | TRUE | 1355 | N | . | E W Brown | Kentucky Utilities Co | 10171 | KY | ESC | SERC |  | 22 | 1 | Electric Utility | GT | NG | NG | LGEE | 4423449 | 371299.56 | 2022
solar pv | TRUE | 1355 | N | . | E W Brown | Kentucky Utilities Co | 10171 | KY | ESC | SERC |  | 22 | 1 | Electric Utility | PV | SUN | SUN | LGEE | 58146 | 17042 | 2022
hard coal | TRUE | 1355 | N | . | E W Brown | Kentucky Utilities Co | 10171 | KY | ESC | SERC |  | 22 | 1 | Electric Utility | ST | BIT | COL | LGEE | 11683929 | 983492.68 | 2022
petroleum | TRUE | 1355 | N | . | E W Brown | Kentucky Utilities Co | 10171 | KY | ESC | SERC |  | 22 | 1 | Electric Utility | ST | DFO | DFO | LGEE | 38115 | 3134.323 | 2022
hard coal | TRUE | 1356 | N | . | Ghent | Kentucky Utilities Co | 10171 | KY | ESC | SERC |  | 22 | 1 | Electric Utility | ST | BIT | COL | LGEE | 108321799 | 10028844 | 2022
petroleum | TRUE | 1356 | N | . | Ghent | Kentucky Utilities Co | 10171 | KY | ESC | SERC |  | 22 | 1 | Electric Utility | ST | DFO | DFO | LGEE | 104439 | 9691.173 | 2022
hard coal | TRUE | 1356 | N | . | Ghent | Kentucky Utilities Co | 10171 | KY | ESC | SERC |  | 22 | 1 | Electric Utility | ST | RC | COL | LGEE | 0 | 0 | 2022
hard coal | TRUE | 1356 | N | . | Ghent | Kentucky Utilities Co | 10171 | KY | ESC | SERC |  | 22 | 1 | Electric Utility | ST | SUB | COL | LGEE | 0 | 0 | 2022
petroleum | TRUE | 1358 | N | . | Haefling | Kentucky Utilities Co | 10171 | KY | ESC | SERC |  | 22 | 1 | Electric Utility | GT | DFO | DFO | LGEE | 0 | 0 | 2022
natural gas peaker | TRUE | 1358 | N | . | Haefling | Kentucky Utilities Co | 10171 | KY | ESC | SERC |  | 22 | 1 | Electric Utility | GT | NG | NG | LGEE | 419 | -154 | 2022
hydro | TRUE | 1359 | N | . | Mother Ann Lee | Lock 7 Hydro Partners LLC | 54775 | KY | ESC | SERC |  | 22 | 2 | NAICS-22 Non-Cogen | HY | WAT | HYC | PJM | 23708 | 6948 | 2022
natural gas combined cycle | TRUE | 1363 | N | . | Cane Run | Louisville Gas & Electric Co | 11249 | KY | ESC | SERC |  | 22 | 1 | Electric Utility | CA | NG | NG | LGEE | 0 | 1529714 | 2022
natural gas combined cycle | TRUE | 1363 | N | . | Cane Run | Louisville Gas & Electric Co | 11249 | KY | ESC | SERC |  | 22 | 1 | Electric Utility | CT | NG | NG | LGEE | 30610790 | 2885127 | 2022
petroleum | TRUE | 1363 | N | . | Cane Run | Louisville Gas & Electric Co | 11249 | KY | ESC | SERC |  | 22 | 1 | Electric Utility | GT | DFO | DFO | LGEE | 0 | 0 | 2022
natural gas peaker | TRUE | 1363 | N | . | Cane Run | Louisville Gas & Electric Co | 11249 | KY | ESC | SERC |  | 22 | 1 | Electric Utility | GT | NG | NG | LGEE | 0 | 0 | 2022
hard coal | TRUE | 1364 | N | . | Mill Creek (KY) | Louisville Gas & Electric Co | 11249 | KY | ESC | SERC |  | 22 | 1 | Electric Utility | ST | BIT | COL | LGEE | 75721078 | 7290806.4 | 2022
natural gas steam turbine | TRUE | 1364 | N | . | Mill Creek (KY) | Louisville Gas & Electric Co | 11249 | KY | ESC | SERC |  | 22 | 1 | Electric Utility | ST | NG | NG | LGEE | 220232 | 21203.625 | 2022
hard coal | TRUE | 1364 | N | . | Mill Creek (KY) | Louisville Gas & Electric Co | 11249 | KY | ESC | SERC |  | 22 | 1 | Electric Utility | ST | RC | COL | LGEE | 0 | 0 | 2022
hydro | TRUE | 1365 | N | . | Ohio Falls | Louisville Gas & Electric Co | 11249 | KY | ESC | SERC |  | 22 | 1 | Electric Utility | HY | WAT | HYC | LGEE | 948060 | 277860 | 2022
natural gas peaker | TRUE | 1366 | N | . | Paddys Run | Louisville Gas & Electric Co | 11249 | KY | ESC | SERC |  | 22 | 1 | Electric Utility | GT | NG | NG | LGEE | 1061288 | 92576 | 2022
hydro | TRUE | 1371 | N | . | Barkley | USCE-Nashville District | 19462 | KY | ESC | SERC |  | 22 | 1 | Electric Utility | HY | WAT | HYC | TVA | 2144198 | 628428 | 2022
petroleum | TRUE | 1376 | N | . | Paris (KY) | City of Paris - (KY) | 14459 | KY | ESC | SERC |  | 22 | 1 | Electric Utility | IC | DFO | DFO | LGEE | 552 | 44.1 | 2022
hydro | TRUE | 1377 | N | . | Kentucky Dam | Tennessee Valley Authority | 18642 | KY | ESC | SERC |  | 22 | 1 | Electric Utility | HY | WAT | HYC | TVA | 3709277 | 1087127 | 2022
natural gas combined cycle | TRUE | 1378 | N | . | Paradise | Tennessee Valley Authority | 18642 | KY | ESC | SERC |  | 22 | 1 | Electric Utility | CA | NG | NG | TVA | 17401777 | 2571668 | 2022
hard coal | TRUE | 1378 | N | . | Paradise | Tennessee Valley Authority | 18642 | KY | ESC | SERC |  | 22 | 1 | Electric Utility | CT | BIT | COL | TVA | 0 | 0 | 2022
natural gas combined cycle | TRUE | 1378 | N | . | Paradise | Tennessee Valley Authority | 18642 | KY | ESC | SERC |  | 22 | 1 | Electric Utility | CT | NG | NG | TVA | 29185331 | 4310757 | 2022
hard coal | TRUE | 1379 | N | . | Shawnee | Tennessee Valley Authority | 18642 | KY | ESC | SERC |  | 22 | 1 | Electric Utility | ST | BIT | COL | TVA | 0 | 0 | 2022
petroleum | TRUE | 1379 | N | . | Shawnee | Tennessee Valley Authority | 18642 | KY | ESC | SERC |  | 22 | 1 | Electric Utility | ST | DFO | DFO | TVA | 138948 | 12066.874 | 2022
hard coal | TRUE | 1379 | N | . | Shawnee | Tennessee Valley Authority | 18642 | KY | ESC | SERC |  | 22 | 1 | Electric Utility | ST | SUB | COL | TVA | 67961862 | 5977426.1 | 2022
hydro | TRUE | 1380 | N | . | Wolf Creek | USCE-Nashville District | 19462 | KY | ESC | SERC |  | 22 | 1 | Electric Utility | HY | WAT | HYC | TVA | 3157079 | 925286 | 2022
petroleum | TRUE | 1383 | N | . | Robert A Reid | Big Rivers Electric Corp | 1692 | KY | ESC | SERC |  | 22 | 1 | Electric Utility | GT | DFO | DFO | MISO | 0 | 0 | 2022
natural gas peaker | TRUE | 1383 | N | . | Robert A Reid | Big Rivers Electric Corp | 1692 | KY | ESC | SERC |  | 22 | 1 | Electric Utility | GT | NG | NG | MISO | 20340 | 576.001 | 2022
hard coal | TRUE | 1383 | N | . | Robert A Reid | Big Rivers Electric Corp | 1692 | KY | ESC | SERC |  | 22 | 1 | Electric Utility | ST | BIT | COL | MISO | 0 | -14084.33 | 2022
petroleum | TRUE | 1383 | N | . | Robert A Reid | Big Rivers Electric Corp | 1692 | KY | ESC | SERC |  | 22 | 1 | Electric Utility | ST | DFO | DFO | MISO | 2117 | -17804.33 | 2022
natural gas steam turbine | TRUE | 1383 | N | . | Robert A Reid | Big Rivers Electric Corp | 1692 | KY | ESC | SERC |  | 22 | 1 | Electric Utility | ST | NG | NG | MISO | 0 | -14084.33 | 2022
hard coal | TRUE | 1384 | N | . | Cooper | East Kentucky Power Coop, Inc | 5580 | KY | ESC | SERC |  | 22 | 1 | Electric Utility | ST | BIT | COL | PJM | 5991943 | 548631.68 | 2022
petroleum | TRUE | 1384 | N | . | Cooper | East Kentucky Power Coop, Inc | 5580 | KY | ESC | SERC |  | 22 | 1 | Electric Utility | ST | DFO | DFO | PJM | 26621 | 650.318 | 2022
natural gas peaker | FALSE | 1391 | Y | . | Louisiana 1 | Entergy Louisiana LLC | 11241 | LA | WSC | SERC |  | 32411 | 7 | Industrial NAICS Cogen | GT | NG | NG | MISO | 8714125 | 1915472.7 | 2022
other | FALSE | 1391 | Y | . | Louisiana 1 | Entergy Louisiana LLC | 11241 | LA | WSC | SERC |  | 32411 | 7 | Industrial NAICS Cogen | GT | OG | OOG | MISO | 374002 | 82210.26 | 2022
petroleum | FALSE | 1391 | Y | . | Louisiana 1 | Entergy Louisiana LLC | 11241 | LA | WSC | SERC |  | 32411 | 7 | Industrial NAICS Cogen | ST | DFO | DFO | MISO | 0 | 0 | 2022
natural gas steam turbine | FALSE | 1391 | Y | . | Louisiana 1 | Entergy Louisiana LLC | 11241 | LA | WSC | SERC |  | 32411 | 7 | Industrial NAICS Cogen | ST | NG | NG | MISO | 10310 | 2266.353 | 2022
other | FALSE | 1391 | Y | . | Louisiana 1 | Entergy Louisiana LLC | 11241 | LA | WSC | SERC |  | 32411 | 7 | Industrial NAICS Cogen | ST | OG | OOG | MISO | 4458120 | 979949.65 | 2022
petroleum | TRUE | 1393 | Y | . | R S Nelson | Entergy Louisiana LLC | 11241 | LA | WSC | SERC |  | 22 | 1 | Electric Utility | ST | DFO | DFO | MISO | 47586 | 3993.151 | 2022
natural gas steam turbine | TRUE | 1393 | Y | . | R S Nelson | Entergy Louisiana LLC | 11241 | LA | WSC | SERC |  | 22 | 1 | Electric Utility | ST | NG | NG | MISO | 81753 | 6969.835 | 2022
petroleum | TRUE | 1393 | Y | . | R S Nelson | Entergy Louisiana LLC | 11241 | LA | WSC | SERC |  | 22 | 1 | Electric Utility | ST | PC | PC | MISO | 15782040 | 1330446.8 | 2022
hard coal | TRUE | 1393 | Y | . | R S Nelson | Entergy Louisiana LLC | 11241 | LA | WSC | SERC |  | 22 | 1 | Electric Utility | ST | SUB | COL | MISO | 22570134 | 1933203.2 | 2022
natural gas combined cycle | TRUE | 1396 | N | . | Coughlin Power Station | Cleco Power LLC | 3265 | LA | WSC | SERC |  | 22 | 1 | Electric Utility | CA | NG | NG | MISO | 9958969 | 1296772 | 2022
natural gas combined cycle | TRUE | 1396 | N | . | Coughlin Power Station | Cleco Power LLC | 3265 | LA | WSC | SERC |  | 22 | 1 | Electric Utility | CT | NG | NG | MISO | 19772440 | 2574345 | 2022
natural gas peaker | TRUE | 1400 | N | . | Teche | Cleco Power LLC | 3265 | LA | WSC | SERC |  | 22 | 1 | Electric Utility | GT | NG | NG | MISO | 119636 | 6047 | 2022
petroleum | TRUE | 1400 | N | . | Teche | Cleco Power LLC | 3265 | LA | WSC | SERC |  | 22 | 1 | Electric Utility | ST | DFO | DFO | MISO | 0 | 0 | 2022
natural gas steam turbine | TRUE | 1400 | N | . | Teche | Cleco Power LLC | 3265 | LA | WSC | SERC |  | 22 | 1 | Electric Utility | ST | NG | NG | MISO | 3323905 | 276676 | 2022
petroleum | TRUE | 1402 | N | . | Little Gypsy | Entergy Louisiana LLC | 11241 | LA | WSC | SERC |  | 22 | 1 | Electric Utility | ST | DFO | DFO | MISO | 0 | 0 | 2022
natural gas steam turbine | TRUE | 1402 | N | . | Little Gypsy | Entergy Louisiana LLC | 11241 | LA | WSC | SERC |  | 22 | 1 | Electric Utility | ST | NG | NG | MISO | 9918944 | 837186 | 2022
petroleum | TRUE | 1403 | N | . | Nine Mile Point | Entergy Louisiana LLC | 11241 | LA | WSC | SERC |  | 22 | 1 | Electric Utility | CA | DFO | DFO | MISO | 1546 | 1470.452 | 2022
natural gas combined cycle | TRUE | 1403 | N | . | Nine Mile Point | Entergy Louisiana LLC | 11241 | LA | WSC | SERC |  | 22 | 1 | Electric Utility | CA | NG | NG | MISO | 1434533 | 1479387.5 | 2022
petroleum | TRUE | 1403 | N | . | Nine Mile Point | Entergy Louisiana LLC | 11241 | LA | WSC | SERC |  | 22 | 1 | Electric Utility | CT | DFO | DFO | MISO | 26309 | 2506.457 | 2022
natural gas combined cycle | TRUE | 1403 | N | . | Nine Mile Point | Entergy Louisiana LLC | 11241 | LA | WSC | SERC |  | 22 | 1 | Electric Utility | CT | NG | NG | MISO | 25274924 | 2381017.5 | 2022
petroleum | TRUE | 1403 | N | . | Nine Mile Point | Entergy Louisiana LLC | 11241 | LA | WSC | SERC |  | 22 | 1 | Electric Utility | ST | DFO | DFO | MISO | 0 | 0 | 2022
natural gas steam turbine | TRUE | 1403 | N | . | Nine Mile Point | Entergy Louisiana LLC | 11241 | LA | WSC | SERC |  | 22 | 1 | Electric Utility | ST | NG | NG | MISO | 47687172 | 4597429 | 2022
petroleum | TRUE | 1404 | N | . | Sterlington | Entergy Louisiana LLC | 11241 | LA | WSC | SERC |  | 22 | 1 | Electric Utility | GT | DFO | DFO | MISO | 0 | 0 | 2022
natural gas peaker | TRUE | 1404 | N | . | Sterlington | Entergy Louisiana LLC | 11241 | LA | WSC | SERC |  | 22 | 1 | Electric Utility | GT | NG | NG | MISO | 62480 | 4416 | 2022
petroleum | TRUE | 1404 | N | . | Sterlington | Entergy Louisiana LLC | 11241 | LA | WSC | SERC |  | 22 | 1 | Electric Utility | GT | RFO | RFO | MISO | 0 | 0 | 2022
natural gas steam turbine | TRUE | 1416 | N | . | Arsenal Hill | Southwestern Electric Power Co | 17698 | LA | WSC | MRO |  | 22 | 1 | Electric Utility | ST | NG | NG | SWPP | 1086670 | 85328 | 2022
petroleum | TRUE | 1417 | N | . | Lieberman | Southwestern Electric Power Co | 17698 | LA | WSC | MRO |  | 22 | 1 | Electric Utility | ST | DFO | DFO | SWPP | 0 | 0 | 2022
natural gas steam turbine | TRUE | 1417 | N | . | Lieberman | Southwestern Electric Power Co | 17698 | LA | WSC | MRO |  | 22 | 1 | Electric Utility | ST | NG | NG | SWPP | 1646263 | 134715 | 2022
petroleum | TRUE | 1417 | N | . | Lieberman | Southwestern Electric Power Co | 17698 | LA | WSC | MRO |  | 22 | 1 | Electric Utility | ST | RFO | RFO | SWPP | 0 | 0 | 2022
natural gas steam turbine | TRUE | 1439 | N | . | Houma | Terrebonne Parish Consol Gov't | 8884 | LA | WSC | SERC |  | 22 | 1 | Electric Utility | ST | NG | NG | MISO | 0 | -1526 | 2022
petroleum | TRUE | 1453 | N | . | New Roads | City of New Roads - (LA) | 13483 | LA | WSC | SERC |  | 22 | 1 | Electric Utility | IC | DFO | DFO | MISO | 0 | 0 | 2022
natural gas peaker | TRUE | 1453 | N | . | New Roads | City of New Roads - (LA) | 13483 | LA | WSC | SERC |  | 22 | 1 | Electric Utility | IC | NG | NG | MISO | 0 | 0 | 2022
natural gas peaker | TRUE | 1464 | N | . | Big Cajun 1 | Louisiana Generating LLC | 11252 | LA | WSC | SERC |  | 22 | 2 | NAICS-22 Non-Cogen | GT | NG | NG | MISO | 1146358 | 88102 | 2022
natural gas steam turbine | TRUE | 1464 | N | . | Big Cajun 1 | Louisiana Generating LLC | 11252 | LA | WSC | SERC |  | 22 | 2 | NAICS-22 Non-Cogen | ST | NG | NG | MISO | 692948 | 54546 | 2022
hydro | TRUE | 1469 | N | . | Ellsworth Hydro Station | Brookfield Black Bear Hydro, LLC | 59178 | ME | NEW | NPCC |  | 22 | 2 | NAICS-22 Non-Cogen | HY | WAT | HYC | ISNE | 96616 | 28317 | 2022
hydro | TRUE | 1475 | N | . | Milford Hydro Station | Brookfield Black Bear Hydro, LLC | 59178 | ME | NEW | NPCC |  | 22 | 2 | NAICS-22 Non-Cogen | HY | WAT | HYC | ISNE | 143098 | 41940 | 2022
hydro | TRUE | 1478 | N | . | Stillwater Hydro Station | Brookfield Black Bear Hydro, LLC | 59178 | ME | NEW | NPCC |  | 22 | 2 | NAICS-22 Non-Cogen | HY | WAT | HYC | ISNE | 33454 | 9804 | 2022
hydro | TRUE | 1482 | N | . | Bonny Eagle | Brookfield White Pine Hydro LLC | 39006 | ME | NEW | NPCC |  | 22 | 2 | NAICS-22 Non-Cogen | HY | WAT | HYC | ISNE | 135837 | 39811 | 2022
hydro | TRUE | 1483 | N | . | Brunswick Hydro | Brookfield White Pine Hydro LLC | 39006 | ME | NEW | NPCC |  | 22 | 2 | NAICS-22 Non-Cogen | HY | WAT | HYC | ISNE | 296834 | 86997 | 2022
petroleum | TRUE | 1484 | N | . | Cape Gas Turbine | FPL Energy Cape LLC | 14876 | ME | NEW | NPCC |  | 22 | 2 | NAICS-22 Non-Cogen | GT | DFO | DFO | ISNE | 5825 | 281 | 2022
petroleum | TRUE | 1484 | N | . | Cape Gas Turbine | FPL Energy Cape LLC | 14876 | ME | NEW | NPCC |  | 22 | 2 | NAICS-22 Non-Cogen | GT | JF | WOO | ISNE | 0 | 0 | 2022
hydro | TRUE | 1486 | N | . | Cataract Hydro | Brookfield White Pine Hydro LLC | 39006 | ME | NEW | NPCC |  | 22 | 2 | NAICS-22 Non-Cogen | HY | WAT | HYC | ISNE | 0 | 0 | 2022
hydro | TRUE | 1488 | N | . | Deer Rips | Brookfield White Pine Hydro LLC | 39006 | ME | NEW | NPCC |  | 22 | 2 | NAICS-22 Non-Cogen | HY | WAT | HYC | ISNE | 191679 | 56178 | 2022
hydro | TRUE | 1491 | N | . | Gulf Island | Brookfield White Pine Hydro LLC | 39006 | ME | NEW | NPCC |  | 22 | 2 | NAICS-22 Non-Cogen | HY | WAT | HYC | ISNE | 431029 | 126327 | 2022
hydro | TRUE | 1492 | N | . | Harris Hydro | Brookfield White Pine Hydro LLC | 39006 | ME | NEW | NPCC |  | 22 | 2 | NAICS-22 Non-Cogen | HY | WAT | HYC | ISNE | 721894 | 211575 | 2022
hydro | TRUE | 1493 | N | . | Hiram | Brookfield White Pine Hydro LLC | 39006 | ME | NEW | NPCC |  | 22 | 2 | NAICS-22 Non-Cogen | HY | WAT | HYC | ISNE | 128276 | 37596 | 2022
hydro | TRUE | 1497 | N | . | Messalonskee 2 (Oakland) | Messalonskee Stream Hydro LLC | 56854 | ME | NEW | NPCC |  | 22 | 2 | NAICS-22 Non-Cogen | HY | WAT | HYC | ISNE | 29857 | 8751 | 2022
hydro | TRUE | 1498 | N | . | Messalonskee 3 | Messalonskee Stream Hydro LLC | 56854 | ME | NEW | NPCC |  | 22 | 2 | NAICS-22 Non-Cogen | HY | WAT | HYC | ISNE | 16497 | 4835 | 2022
hydro | TRUE | 1500 | N | . | Messalonskee 5 | Messalonskee Stream Hydro LLC | 56854 | ME | NEW | NPCC |  | 22 | 2 | NAICS-22 Non-Cogen | HY | WAT | HYC | ISNE | 14754 | 4324 | 2022
hydro | TRUE | 1501 | N | . | North Gorham | Brookfield White Pine Hydro LLC | 39006 | ME | NEW | NPCC |  | 22 | 2 | NAICS-22 Non-Cogen | HY | WAT | HYC | ISNE | 29425 | 8624 | 2022
hydro | TRUE | 1504 | N | . | Shawmut | Brookfield White Pine Hydro LLC | 39006 | ME | NEW | NPCC |  | 22 | 2 | NAICS-22 Non-Cogen | HY | WAT | HYC | ISNE | 138813 | 40684 | 2022
hydro | TRUE | 1505 | N | . | Skelton | Brookfield White Pine Hydro LLC | 39006 | ME | NEW | NPCC |  | 22 | 2 | NAICS-22 Non-Cogen | HY | WAT | HYC | ISNE | 368041 | 107867 | 2022
other | TRUE | 1507 | N | . | William F Wyman Hybrid | FPL Energy Wyman LLC | 31719 | ME | NEW | NPCC |  | 22 | 2 | NAICS-22 Non-Cogen | BA | MWH | OTH | ISNE | 0 | -1604 | 2022
petroleum | TRUE | 1507 | N | . | William F Wyman Hybrid | FPL Energy Wyman LLC | 31719 | ME | NEW | NPCC |  | 22 | 2 | NAICS-22 Non-Cogen | ST | DFO | DFO | ISNE | 16338 | 1093.844 | 2022
petroleum | TRUE | 1507 | N | . | William F Wyman Hybrid | FPL Energy Wyman LLC | 31719 | ME | NEW | NPCC |  | 22 | 2 | NAICS-22 Non-Cogen | ST | RFO | RFO | ISNE | 2572901 | 234599.16 | 2022
hydro | TRUE | 1508 | N | . | West Buxton | Brookfield White Pine Hydro LLC | 39006 | ME | NEW | NPCC |  | 22 | 2 | NAICS-22 Non-Cogen | HY | WAT | HYC | ISNE | 75225 | 22047 | 2022
hydro | TRUE | 1509 | N | . | Weston Hydro | Brookfield White Pine Hydro LLC | 39006 | ME | NEW | NPCC |  | 22 | 2 | NAICS-22 Non-Cogen | HY | WAT | HYC | ISNE | 270780 | 79361 | 2022
hydro | TRUE | 1510 | N | . | Williams Hydro | Brookfield White Pine Hydro LLC | 39006 | ME | NEW | NPCC |  | 22 | 2 | NAICS-22 Non-Cogen | HY | WAT | HYC | ISNE | 228443 | 66953 | 2022
hydro | TRUE | 1511 | N | . | Wyman Hydro | Brookfield White Pine Hydro LLC | 39006 | ME | NEW | NPCC |  | 22 | 2 | NAICS-22 Non-Cogen | HY | WAT | HYC | ISNE | 1312161 | 384573 | 2022
hydro | TRUE | 1516 | N | . | Squa Pan Hydro Station | Algonquin Northern Maine | 14597 | ME | NEW | NPCC |  | 22 | 2 | NAICS-22 Non-Cogen | HY | WAT | HYC | NBSO | 2878 | 843 | 2022
petroleum | TRUE | 1554 | N | . | Herbert A Wagner | H.A. Wagner LLC | 60422 | MD | SAT | RFC |  | 22 | 2 | NAICS-22 Non-Cogen | GT | DFO | DFO | PJM | 13385 | 879 | 2022
hard coal | TRUE | 1554 | N | . | Herbert A Wagner | H.A. Wagner LLC | 60422 | MD | SAT | RFC |  | 22 | 2 | NAICS-22 Non-Cogen | ST | BIT | COL | PJM | 1093961 | 79841.49 | 2022
natural gas steam turbine | TRUE | 1554 | N | . | Herbert A Wagner | H.A. Wagner LLC | 60422 | MD | SAT | RFC |  | 22 | 2 | NAICS-22 Non-Cogen | ST | NG | NG | PJM | 186667 | 10862.16 | 2022
hard coal | TRUE | 1554 | N | . | Herbert A Wagner | H.A. Wagner LLC | 60422 | MD | SAT | RFC |  | 22 | 2 | NAICS-22 Non-Cogen | ST | RC | COL | PJM | 0 | 0 | 2022
petroleum | TRUE | 1554 | N | . | Herbert A Wagner | H.A. Wagner LLC | 60422 | MD | SAT | RFC |  | 22 | 2 | NAICS-22 Non-Cogen | ST | RFO | RFO | PJM | 370656 | 21622.35 | 2022
petroleum | TRUE | 1556 | N | . | Perryman | Constellation Power Source Generation, LLC | 4161 | MD | SAT | RFC |  | 22 | 2 | NAICS-22 Non-Cogen | GT | DFO | DFO | PJM | 292804 | 26344.806 | 2022
natural gas peaker | TRUE | 1556 | N | . | Perryman | Constellation Power Source Generation, LLC | 4161 | MD | SAT | RFC |  | 22 | 2 | NAICS-22 Non-Cogen | GT | NG | NG | PJM | 3287689 | 303449.19 | 2022
petroleum | TRUE | 1557 | N | . | Philadelphia | Constellation Power Source Generation, LLC | 4161 | MD | SAT | RFC |  | 22 | 2 | NAICS-22 Non-Cogen | GT | DFO | DFO | PJM | 92216 | 5294 | 2022
petroleum | TRUE | 1563 | N | . | Crisfield | Calpine Mid-Atlantic Generation LLC | 56609 | MD | SAT | RFC |  | 22 | 2 | NAICS-22 Non-Cogen | IC | DFO | DFO | PJM | 25609 | 2494 | 2022
petroleum | TRUE | 1564 | N | . | Vienna Operations | NRG Vienna Operations Inc | 19830 | MD | SAT | RFC |  | 22 | 2 | NAICS-22 Non-Cogen | GT | DFO | DFO | PJM | 13323 | 773 | 2022
petroleum | TRUE | 1564 | N | . | Vienna Operations | NRG Vienna Operations Inc | 19830 | MD | SAT | RFC |  | 22 | 2 | NAICS-22 Non-Cogen | ST | DFO | DFO | PJM | 7635 | 230.463 | 2022
petroleum | TRUE | 1564 | N | . | Vienna Operations | NRG Vienna Operations Inc | 19830 | MD | SAT | RFC |  | 22 | 2 | NAICS-22 Non-Cogen | ST | RFO | RFO | PJM | 156960 | 6049.537 | 2022
hydro | TRUE | 1567 | N | . | Deep Creek | BP Piney & Deep Creek LLC | 54679 | MD | SAT | RFC |  | 22 | 2 | NAICS-22 Non-Cogen | HY | WAT | HYC | PJM | 78875 | 23117 | 2022
hard coal | TRUE | 1571 | N | . | Chalk Point Power | Lanyard Power Holdings, LLC | 12653 | MD | SAT | RFC |  | 22 | 2 | NAICS-22 Non-Cogen | GT | BIT | COL | PJM | 0 | 0 | 2022
petroleum | TRUE | 1571 | N | . | Chalk Point Power | Lanyard Power Holdings, LLC | 12653 | MD | SAT | RFC |  | 22 | 2 | NAICS-22 Non-Cogen | GT | DFO | DFO | PJM | 165743 | 10964.242 | 2022
natural gas peaker | TRUE | 1571 | N | . | Chalk Point Power | Lanyard Power Holdings, LLC | 12653 | MD | SAT | RFC |  | 22 | 2 | NAICS-22 Non-Cogen | GT | NG | NG | PJM | 82152 | 5576.758 | 2022
petroleum | TRUE | 1571 | N | . | Chalk Point Power | Lanyard Power Holdings, LLC | 12653 | MD | SAT | RFC |  | 22 | 2 | NAICS-22 Non-Cogen | ST | DFO | DFO | PJM | 0 | 0 | 2022
natural gas steam turbine | TRUE | 1571 | N | . | Chalk Point Power | Lanyard Power Holdings, LLC | 12653 | MD | SAT | RFC |  | 22 | 2 | NAICS-22 Non-Cogen | ST | NG | NG | PJM | 3073429 | 218874 | 2022
petroleum | TRUE | 1571 | N | . | Chalk Point Power | Lanyard Power Holdings, LLC | 12653 | MD | SAT | RFC |  | 22 | 2 | NAICS-22 Non-Cogen | ST | RFO | RFO | PJM | 0 | 0 | 2022
hard coal | TRUE | 1572 | N | . | Dickerson Power | Lanyard Power Holdings, LLC | 12653 | MD | SAT | RFC |  | 22 | 2 | NAICS-22 Non-Cogen | GT | BIT | COL | PJM | 0 | 0 | 2022
petroleum | TRUE | 1572 | N | . | Dickerson Power | Lanyard Power Holdings, LLC | 12653 | MD | SAT | RFC |  | 22 | 2 | NAICS-22 Non-Cogen | GT | DFO | DFO | PJM | 126612 | 10386.932 | 2022
natural gas peaker | TRUE | 1572 | N | . | Dickerson Power | Lanyard Power Holdings, LLC | 12653 | MD | SAT | RFC |  | 22 | 2 | NAICS-22 Non-Cogen | GT | NG | NG | PJM | 1181983 | 77573.068 | 2022
hard coal | TRUE | 1573 | N | . | Morgantown Generating Plant | Lanyard Power Holdings, LLC | 12653 | MD | SAT | RFC |  | 22 | 2 | NAICS-22 Non-Cogen | GT | BIT | COL | PJM | 0 | 0 | 2022
petroleum | TRUE | 1573 | N | . | Morgantown Generating Plant | Lanyard Power Holdings, LLC | 12653 | MD | SAT | RFC |  | 22 | 2 | NAICS-22 Non-Cogen | GT | DFO | DFO | PJM | 96939 | 5834 | 2022
hard coal | TRUE | 1573 | N | . | Morgantown Generating Plant | Lanyard Power Holdings, LLC | 12653 | MD | SAT | RFC |  | 22 | 2 | NAICS-22 Non-Cogen | ST | BIT | COL | PJM | 12927096 | 1241255.3 | 2022
petroleum | TRUE | 1573 | N | . | Morgantown Generating Plant | Lanyard Power Holdings, LLC | 12653 | MD | SAT | RFC |  | 22 | 2 | NAICS-22 Non-Cogen | ST | DFO | DFO | PJM | 0 | -2.34 | 2022
hydro | TRUE | 1574 | N | . | Conowingo | Constellation Power, Inc | 6035 | MD | SAT | RFC |  | 22 | 2 | NAICS-22 Non-Cogen | HY | WAT | HYC | PJM | 5993401 | 1756565 | 2022
petroleum | TRUE | 1580 | N | . | Easton | Easton Utilities Comm | 5625 | MD | SAT | RFC |  | 22 | 1 | Electric Utility | IC | DFO | DFO | PJM | 52453 | 4275 | 2022
natural gas peaker | TRUE | 1580 | N | . | Easton | Easton Utilities Comm | 5625 | MD | SAT | RFC |  | 22 | 1 | Electric Utility | IC | NG | NG | PJM | 0 | 0 | 2022
petroleum | TRUE | 1586 | N | . | Exelon Framingham LLC | Constellation Power, Inc | 6035 | MA | NEW | NPCC |  | 22 | 2 | NAICS-22 Non-Cogen | GT | DFO | DFO | ISNE | 17730 | 915 | 2022
natural gas combined cycle | TRUE | 1588 | N | . | Mystic Generating Station | Constellation Mystic Power LLC | 49965 | MA | NEW | NPCC |  | 22 | 2 | NAICS-22 Non-Cogen | CA | NG | NG | ISNE | 3601693 | 556397 | 2022
natural gas combined cycle | TRUE | 1588 | N | . | Mystic Generating Station | Constellation Mystic Power LLC | 49965 | MA | NEW | NPCC |  | 22 | 2 | NAICS-22 Non-Cogen | CT | NG | NG | ISNE | 8669859 | 1060445 | 2022
petroleum | TRUE | 1588 | N | . | Mystic Generating Station | Constellation Mystic Power LLC | 49965 | MA | NEW | NPCC |  | 22 | 2 | NAICS-22 Non-Cogen | GT | DFO | DFO | ISNE | 0 | 0 | 2022
petroleum | TRUE | 1592 | N | . | Exelon Medway LLC | Constellation Power, Inc | 6035 | MA | NEW | NPCC |  | 22 | 2 | NAICS-22 Non-Cogen | GT | DFO | DFO | ISNE | 51668 | 2863 | 2022
petroleum | TRUE | 1595 | Y | . | Kendall Square Station | Kendall Green Energy, LLC | 59528 | MA | NEW | NPCC |  | 22 | 3 | NAICS-22 Cogen | CA | DFO | DFO | ISNE | 0 | 2542.451 | 2022
natural gas combined cycle | TRUE | 1595 | Y | . | Kendall Square Station | Kendall Green Energy, LLC | 59528 | MA | NEW | NPCC |  | 22 | 3 | NAICS-22 Cogen | CA | NG | NG | ISNE | 242439 | 138393.55 | 2022
petroleum | TRUE | 1595 | Y | . | Kendall Square Station | Kendall Green Energy, LLC | 59528 | MA | NEW | NPCC |  | 22 | 3 | NAICS-22 Cogen | CT | DFO | DFO | ISNE | 140989 | 21391.932 | 2022
natural gas combined cycle | TRUE | 1595 | Y | . | Kendall Square Station | Kendall Green Energy, LLC | 59528 | MA | NEW | NPCC |  | 22 | 3 | NAICS-22 Cogen | CT | NG | NG | ISNE | 6929910 | 1088014.1 | 2022
petroleum | TRUE | 1595 | Y | . | Kendall Square Station | Kendall Green Energy, LLC | 59528 | MA | NEW | NPCC |  | 22 | 3 | NAICS-22 Cogen | CT | RFO | RFO | ISNE | 0 | 0 | 2022
petroleum | TRUE | 1595 | Y | . | Kendall Square Station | Kendall Green Energy, LLC | 59528 | MA | NEW | NPCC |  | 22 | 3 | NAICS-22 Cogen | GT | DFO | DFO | ISNE | 3628 | 638 | 2022
petroleum | TRUE | 1597 | N | . | Oak Bluffs Diesel Generating Facility | Vineyard Reliability LLC | 64488 | MA | NEW | NPCC |  | 22 | 2 | NAICS-22 Non-Cogen | IC | DFO | DFO | ISNE | 19104 | 1821 | 2022
petroleum | TRUE | 1599 | N | . | Canal | Canal Generating LLC | 61708 | MA | NEW | NPCC |  | 22 | 2 | NAICS-22 Non-Cogen | GT | DFO | DFO | ISNE | 731015 | 72094.957 | 2022
natural gas peaker | TRUE | 1599 | N | . | Canal | Canal Generating LLC | 61708 | MA | NEW | NPCC |  | 22 | 2 | NAICS-22 Non-Cogen | GT | NG | NG | ISNE | 1784716 | 174566.04 | 2022
petroleum | TRUE | 1599 | N | . | Canal | Canal Generating LLC | 61708 | MA | NEW | NPCC |  | 22 | 2 | NAICS-22 Non-Cogen | ST | DFO | DFO | ISNE | 102789 | 10012.804 | 2022
natural gas steam turbine | TRUE | 1599 | N | . | Canal | Canal Generating LLC | 61708 | MA | NEW | NPCC |  | 22 | 2 | NAICS-22 Non-Cogen | ST | NG | NG | ISNE | 4658 | -2696.074 | 2022
petroleum | TRUE | 1599 | N | . | Canal | Canal Generating LLC | 61708 | MA | NEW | NPCC |  | 22 | 2 | NAICS-22 Non-Cogen | ST | RFO | RFO | ISNE | 2969676 | 273645.27 | 2022
hydro | TRUE | 1603 | N | . | Boatlock | City of Holyoke Gas and Electric Dept. | 8776 | MA | NEW | NPCC |  | 22 | 1 | Electric Utility | HY | WAT | HYC | ISNE | 36144 | 10593 | 2022
hydro | TRUE | 1604 | N | . | Chemical | City of Holyoke Gas and Electric Dept. | 8776 | MA | NEW | NPCC |  | 22 | 1 | Electric Utility | HY | WAT | HYC | ISNE | 12069 | 3537 | 2022
hydro | TRUE | 1605 | N | . | Hadley Falls | City of Holyoke Gas and Electric Dept. | 8776 | MA | NEW | NPCC |  | 22 | 1 | Electric Utility | HY | WAT | HYC | ISNE | 559637 | 164021 | 2022
hydro | TRUE | 1607 | N | . | Riverside Holyoke | City of Holyoke Gas and Electric Dept. | 8776 | MA | NEW | NPCC |  | 22 | 1 | Electric Utility | HY | WAT | HYC | ISNE | 71071 | 20830 | 2022
other | TRUE | 1615 | N | . | Nantucket Hybrid | Nantucket Electric Co | 13206 | MA | NEW | NPCC |  | 22 | 1 | Electric Utility | BA | MWH | OTH | ISNE | 0 | -427 | 2022
petroleum | TRUE | 1615 | N | . | Nantucket Hybrid | Nantucket Electric Co | 13206 | MA | NEW | NPCC |  | 22 | 1 | Electric Utility | GT | DFO | DFO | ISNE | 341 | -297 | 2022
petroleum | TRUE | 1615 | N | . | Nantucket Hybrid | Nantucket Electric Co | 13206 | MA | NEW | NPCC |  | 22 | 1 | Electric Utility | IC | DFO | DFO | ISNE | 6 | 0 | 2022
hydro | TRUE | 1620 | N | . | Deerfield 5 | Great River Hydro, LLC | 61122 | MA | NEW | NPCC |  | 22 | 2 | NAICS-22 Non-Cogen | HY | WAT | HYC | ISNE | 148266 | 43454 | 2022
hydro | TRUE | 1629 | N | . | Cabot | FirstLight Power Resources, Inc. - MA | 58185 | MA | NEW | NPCC |  | 22 | 2 | NAICS-22 Non-Cogen | HY | WAT | HYC | ISNE | 963453 | 282372 | 2022
hydro | TRUE | 1630 | N | . | Cobble Mountain | City of Holyoke Gas and Electric Dept. | 8776 | MA | NEW | NPCC |  | 22 | 1 | Electric Utility | HY | WAT | HYC | ISNE | 24782 | 7263 | 2022
petroleum | TRUE | 1631 | N | . | Doreen | NAEA Energy Massachusetts LLC | 56401 | MA | NEW | NPCC |  | 22 | 2 | NAICS-22 Non-Cogen | GT | JF | WOO | ISNE | 0 | 0 | 2022
petroleum | TRUE | 1631 | N | . | Doreen | NAEA Energy Massachusetts LLC | 56401 | MA | NEW | NPCC |  | 22 | 2 | NAICS-22 Non-Cogen | GT | KER | WOO | ISNE | 0 | 0 | 2022
hydro | TRUE | 1634 | N | . | Gardners Falls | Central Rivers Power MA, LLC | 61350 | MA | NEW | NPCC |  | 22 | 2 | NAICS-22 Non-Cogen | HY | WAT | HYC | ISNE | 24410 | 7154 | 2022
hydro | TRUE | 1637 | N | . | Putts Bridge | Central Rivers Power MA, LLC | 61350 | MA | NEW | NPCC |  | 22 | 2 | NAICS-22 Non-Cogen | HY | WAT | HYC | ISNE | 51504 | 15095 | 2022
hydro | TRUE | 1638 | N | . | Redbridge | Central Rivers Power MA, LLC | 61350 | MA | NEW | NPCC |  | 22 | 2 | NAICS-22 Non-Cogen | HY | WAT | HYC | ISNE | 49180 | 14414 | 2022
petroleum | TRUE | 1642 | N | . | Essential Power Massachusetts LLC | NAEA Energy Massachusetts LLC | 56401 | MA | NEW | NPCC |  | 22 | 2 | NAICS-22 Non-Cogen | GT | DFO | DFO | ISNE | 8809 | 874.359 | 2022
petroleum | TRUE | 1642 | N | . | Essential Power Massachusetts LLC | NAEA Energy Massachusetts LLC | 56401 | MA | NEW | NPCC |  | 22 | 2 | NAICS-22 Non-Cogen | GT | KER | WOO | ISNE | 946 | 93.383 | 2022
natural gas peaker | TRUE | 1642 | N | . | Essential Power Massachusetts LLC | NAEA Energy Massachusetts LLC | 56401 | MA | NEW | NPCC |  | 22 | 2 | NAICS-22 Non-Cogen | GT | NG | NG | ISNE | 1514 | 150.257 | 2022
petroleum | TRUE | 1643 | N | . | Woodland Road | NAEA Energy Massachusetts LLC | 56401 | MA | NEW | NPCC |  | 22 | 2 | NAICS-22 Non-Cogen | GT | DFO | DFO | ISNE | 0 | 0 | 2022
petroleum | TRUE | 1643 | N | . | Woodland Road | NAEA Energy Massachusetts LLC | 56401 | MA | NEW | NPCC |  | 22 | 2 | NAICS-22 Non-Cogen | GT | JF | WOO | ISNE | 0 | 0 | 2022
petroleum | TRUE | 1643 | N | . | Woodland Road | NAEA Energy Massachusetts LLC | 56401 | MA | NEW | NPCC |  | 22 | 2 | NAICS-22 Non-Cogen | GT | KER | WOO | ISNE | 712 | 120 | 2022
petroleum | TRUE | 1660 | N | . | Potter Station 2 | Town of Braintree - (MA) | 2144 | MA | NEW | NPCC |  | 22 | 1 | Electric Utility | CA | DFO | DFO | ISNE | 0 | 0 | 2022
natural gas combined cycle | TRUE | 1660 | N | . | Potter Station 2 | Town of Braintree - (MA) | 2144 | MA | NEW | NPCC |  | 22 | 1 | Electric Utility | CA | NG | NG | ISNE | 0 | 0 | 2022
petroleum | TRUE | 1660 | N | . | Potter Station 2 | Town of Braintree - (MA) | 2144 | MA | NEW | NPCC |  | 22 | 1 | Electric Utility | CT | DFO | DFO | ISNE | 0 | 0 | 2022
natural gas combined cycle | TRUE | 1660 | N | . | Potter Station 2 | Town of Braintree - (MA) | 2144 | MA | NEW | NPCC |  | 22 | 1 | Electric Utility | CT | NG | NG | ISNE | 0 | 0 | 2022
petroleum | TRUE | 1660 | N | . | Potter Station 2 | Town of Braintree - (MA) | 2144 | MA | NEW | NPCC |  | 22 | 1 | Electric Utility | GT | DFO | DFO | ISNE | 135231 | 13980.006 | 2022
natural gas peaker | TRUE | 1660 | N | . | Potter Station 2 | Town of Braintree - (MA) | 2144 | MA | NEW | NPCC |  | 22 | 1 | Electric Utility | GT | NG | NG | ISNE | 201066 | 20786.994 | 2022
petroleum | TRUE | 1660 | N | . | Potter Station 2 | Town of Braintree - (MA) | 2144 | MA | NEW | NPCC |  | 22 | 1 | Electric Utility | IC | DFO | DFO | ISNE | 0 | 0 | 2022
petroleum | TRUE | 1670 | N | . | High Street Station | Town of Ipswich - (MA) | 9442 | MA | NEW | NPCC |  | 22 | 1 | Electric Utility | IC | DFO | DFO | ISNE | 697 | 62.146 | 2022
natural gas peaker | TRUE | 1670 | N | . | High Street Station | Town of Ipswich - (MA) | 9442 | MA | NEW | NPCC |  | 22 | 1 | Electric Utility | IC | NG | NG | ISNE | 1801 | 160.854 | 2022
petroleum | TRUE | 1678 | N | . | Waters River | City of Peabody - (MA) | 14605 | MA | NEW | NPCC |  | 22 | 1 | Electric Utility | GT | DFO | DFO | ISNE | 12506 | 1067.996 | 2022
natural gas peaker | TRUE | 1678 | N | . | Waters River | City of Peabody - (MA) | 14605 | MA | NEW | NPCC |  | 22 | 1 | Electric Utility | GT | NG | NG | ISNE | 61506 | 5250.006 | 2022
other | TRUE | 1682 | N | . | Cleary Flood Hybrid | City of Taunton | 18488 | MA | NEW | NPCC |  | 22 | 1 | Electric Utility | BA | MWH | OTH | ISNE | 0 | -144 | 2022
petroleum | TRUE | 1682 | N | . | Cleary Flood Hybrid | City of Taunton | 18488 | MA | NEW | NPCC |  | 22 | 1 | Electric Utility | CA | DFO | DFO | ISNE | 7850 | 763.118 | 2022
natural gas combined cycle | TRUE | 1682 | N | . | Cleary Flood Hybrid | City of Taunton | 18488 | MA | NEW | NPCC |  | 22 | 1 | Electric Utility | CA | NG | NG | ISNE | 172274 | 18219.882 | 2022
petroleum | TRUE | 1682 | N | . | Cleary Flood Hybrid | City of Taunton | 18488 | MA | NEW | NPCC |  | 22 | 1 | Electric Utility | CT | DFO | DFO | ISNE | 6361 | 296.01 | 2022
natural gas combined cycle | TRUE | 1682 | N | . | Cleary Flood Hybrid | City of Taunton | 18488 | MA | NEW | NPCC |  | 22 | 1 | Electric Utility | CT | NG | NG | ISNE | 92563 | 5360.99 | 2022
petroleum | TRUE | 1682 | N | . | Cleary Flood Hybrid | City of Taunton | 18488 | MA | NEW | NPCC |  | 22 | 1 | Electric Utility | CT | RFO | RFO | ISNE | 0 | 0 | 2022
hydro | TRUE | 1693 | N | . | Alcona | Consumers Energy Co | 4254 | MI | ENC | RFC |  | 22 | 1 | Electric Utility | HY | WAT | HYC | MISO | 89142 | 26126 | 2022
hydro | TRUE | 1694 | N | . | Allegan Dam | Consumers Energy Co | 4254 | MI | ENC | RFC |  | 22 | 1 | Electric Utility | HY | WAT | HYC | MISO | 44703 | 13102 | 2022
hydro | TRUE | 1698 | N | . | C W Tippy | Consumers Energy Co | 4254 | MI | ENC | RFC |  | 22 | 1 | Electric Utility | HY | WAT | HYC | MISO | 200195 | 58674 | 2022
hydro | TRUE | 1700 | N | . | Cooke | Consumers Energy Co | 4254 | MI | ENC | RFC |  | 22 | 1 | Electric Utility | HY | WAT | HYC | MISO | 89096 | 26113 | 2022
hydro | TRUE | 1701 | N | . | Croton | Consumers Energy Co | 4254 | MI | ENC | RFC |  | 22 | 1 | Electric Utility | HY | WAT | HYC | MISO | 97680 | 28628 | 2022
hard coal | TRUE | 1702 | N | . | Dan E Karn | Consumers Energy Co | 4254 | MI | ENC | RFC |  | 22 | 1 | Electric Utility | ST | BIT | COL | MISO | 373659 | 34592.227 | 2022
petroleum | TRUE | 1702 | N | . | Dan E Karn | Consumers Energy Co | 4254 | MI | ENC | RFC |  | 22 | 1 | Electric Utility | ST | DFO | DFO | MISO | 90261 | 8155.347 | 2022
natural gas steam turbine | TRUE | 1702 | N | . | Dan E Karn | Consumers Energy Co | 4254 | MI | ENC | RFC |  | 22 | 1 | Electric Utility | ST | NG | NG | MISO | 3278928 | 282030.49 | 2022
petroleum | TRUE | 1702 | N | . | Dan E Karn | Consumers Energy Co | 4254 | MI | ENC | RFC |  | 22 | 1 | Electric Utility | ST | RFO | RFO | MISO | 84425 | 7520.548 | 2022
hard coal | TRUE | 1702 | N | . | Dan E Karn | Consumers Energy Co | 4254 | MI | ENC | RFC |  | 22 | 1 | Electric Utility | ST | SUB | COL | MISO | 30389919 | 2734868.4 | 2022
hydro | TRUE | 1704 | N | . | Five Channels | Consumers Energy Co | 4254 | MI | ENC | RFC |  | 22 | 1 | Electric Utility | HY | WAT | HYC | MISO | 82260 | 24109 | 2022
hydro | TRUE | 1705 | N | . | Foote | Consumers Energy Co | 4254 | MI | ENC | RFC |  | 22 | 1 | Electric Utility | HY | WAT | HYC | MISO | 94915 | 27818 | 2022
hydro | TRUE | 1707 | N | . | Hardy | Consumers Energy Co | 4254 | MI | ENC | RFC |  | 22 | 1 | Electric Utility | HY | WAT | HYC | MISO | 270080 | 79156 | 2022
hydro | TRUE | 1708 | N | . | Hodenpyl | Consumers Energy Co | 4254 | MI | ENC | RFC |  | 22 | 1 | Electric Utility | HY | WAT | HYC | MISO | 97397 | 28545 | 2022
hard coal | TRUE | 1710 | N | . | J H Campbell | Consumers Energy Co | 4254 | MI | ENC | RFC |  | 22 | 1 | Electric Utility | ST | BIT | COL | MISO | 236427 | 22936.499 | 2022
petroleum | TRUE | 1710 | N | . | J H Campbell | Consumers Energy Co | 4254 | MI | ENC | RFC |  | 22 | 1 | Electric Utility | ST | DFO | DFO | MISO | 214932 | 20702.968 | 2022
hard coal | TRUE | 1710 | N | . | J H Campbell | Consumers Energy Co | 4254 | MI | ENC | RFC |  | 22 | 1 | Electric Utility | ST | SUB | COL | MISO | 78714151 | 7633414.5 | 2022
hydro | TRUE | 1712 | N | . | Loud | Consumers Energy Co | 4254 | MI | ENC | RFC |  | 22 | 1 | Electric Utility | HY | WAT | HYC | MISO | 61614 | 18058 | 2022
other | TRUE | 1713 | N | . | Ludington | Consumers Energy Co | 4254 | MI | ENC | RFC |  | 22 | 1 | Electric Utility | PS | WAT | HPS | MISO | 0 | -868131 | 2022
hydro | TRUE | 1714 | N | . | Mio | Consumers Energy Co | 4254 | MI | ENC | RFC |  | 22 | 1 | Electric Utility | HY | WAT | HYC | MISO | 48274 | 14148 | 2022
nuclear | TRUE | 1715 | N | 1 | Palisades | Entergy Nuclear Palisades LLC | 56192 | MI | ENC | RFC |  | 22 | 2 | NAICS-22 Non-Cogen | ST | NUC | NUC | MISO | 0 | 2730230 | 2022
hydro | TRUE | 1716 | N | . | Rogers | Consumers Energy Co | 4254 | MI | ENC | RFC |  | 22 | 1 | Electric Utility | HY | WAT | HYC | MISO | 85924 | 25183 | 2022
hydro | TRUE | 1722 | N | . | Webber | Consumers Energy Co | 4254 | MI | ENC | RFC |  | 22 | 1 | Electric Utility | HY | WAT | HYC | MISO | 38596 | 11312 | 2022
petroleum | TRUE | 1725 | N | . | Colfax | DTE Electric Company | 5109 | MI | ENC | RFC |  | 22 | 1 | Electric Utility | IC | DFO | DFO | MISO | 4257 | 15 | 2022
natural gas peaker | TRUE | 1728 | N | . | Delray | DTE Electric Company | 5109 | MI | ENC | RFC |  | 22 | 1 | Electric Utility | GT | NG | NG | MISO | 527955 | 42531.001 | 2022
petroleum | TRUE | 1729 | N | . | Fermi | DTE Electric Company | 5109 | MI | ENC | RFC |  | 22 | 1 | Electric Utility | GT | DFO | DFO | MISO | 15497 | 463 | 2022
nuclear | TRUE | 1729 | N | 2 | Fermi | DTE Electric Company | 5109 | MI | ENC | RFC |  | 22 | 1 | Electric Utility | ST | NUC | NUC | MISO | 0 | 6662100 | 2022
natural gas peaker | TRUE | 1730 | N | . | Hancock | DTE Electric Company | 5109 | MI | ENC | RFC |  | 22 | 1 | Electric Utility | GT | NG | NG | MISO | 382091 | 25209 | 2022
petroleum | TRUE | 1733 | N | . | Monroe (MI) | DTE Electric Company | 5109 | MI | ENC | RFC |  | 22 | 1 | Electric Utility | IC | DFO | DFO | MISO | 2157 | -281 | 2022
hard coal | TRUE | 1733 | N | . | Monroe (MI) | DTE Electric Company | 5109 | MI | ENC | RFC |  | 22 | 1 | Electric Utility | ST | BIT | COL | MISO | 20877429 | 1982184.1 | 2022
petroleum | TRUE | 1733 | N | . | Monroe (MI) | DTE Electric Company | 5109 | MI | ENC | RFC |  | 22 | 1 | Electric Utility | ST | DFO | DFO | MISO | 276575 | 26553.323 | 2022
petroleum | TRUE | 1733 | N | . | Monroe (MI) | DTE Electric Company | 5109 | MI | ENC | RFC |  | 22 | 1 | Electric Utility | ST | PC | PC | MISO | 13845556 | 1298499.6 | 2022
hard coal | TRUE | 1733 | N | . | Monroe (MI) | DTE Electric Company | 5109 | MI | ENC | RFC |  | 22 | 1 | Electric Utility | ST | RC | COL | MISO | 28227083 | 1850811.2 | 2022
hard coal | TRUE | 1733 | N | . | Monroe (MI) | DTE Electric Company | 5109 | MI | ENC | RFC |  | 22 | 1 | Electric Utility | ST | SUB | COL | MISO | 108067031 | 10191753 | 2022
petroleum | TRUE | 1734 | N | . | Northeast (MI) | DTE Electric Company | 5109 | MI | ENC | RFC |  | 22 | 1 | Electric Utility | GT | DFO | DFO | MISO | 15058 | 915.943 | 2022
natural gas peaker | TRUE | 1734 | N | . | Northeast (MI) | DTE Electric Company | 5109 | MI | ENC | RFC |  | 22 | 1 | Electric Utility | GT | NG | NG | MISO | 122040 | 7423.057 | 2022
petroleum | TRUE | 1735 | N | . | Oliver | DTE Electric Company | 5109 | MI | ENC | RFC |  | 22 | 1 | Electric Utility | IC | DFO | DFO | MISO | 869 | -360 | 2022
petroleum | TRUE | 1737 | N | . | Placid 12 | DTE Electric Company | 5109 | MI | ENC | RFC |  | 22 | 1 | Electric Utility | IC | DFO | DFO | MISO | 2560 | -160 | 2022
petroleum | TRUE | 1739 | N | . | Putnam (MI) | DTE Electric Company | 5109 | MI | ENC | RFC |  | 22 | 1 | Electric Utility | IC | DFO | DFO | MISO | 3588 | -38 | 2022
hard coal | TRUE | 1740 | N | . | River Rouge | DTE Electric Company | 5109 | MI | ENC | RFC |  | 22 | 1 | Electric Utility | IC | BIT | COL | MISO | 0 | 0 | 2022
petroleum | TRUE | 1740 | N | . | River Rouge | DTE Electric Company | 5109 | MI | ENC | RFC |  | 22 | 1 | Electric Utility | IC | DFO | DFO | MISO | 585 | -293 | 2022
natural gas peaker | TRUE | 1740 | N | . | River Rouge | DTE Electric Company | 5109 | MI | ENC | RFC |  | 22 | 1 | Electric Utility | IC | NG | NG | MISO | 0 | 0 | 2022
hard coal | TRUE | 1740 | N | . | River Rouge | DTE Electric Company | 5109 | MI | ENC | RFC |  | 22 | 1 | Electric Utility | IC | SUB | COL | MISO | 0 | 0 | 2022
petroleum | TRUE | 1741 | N | . | Slocum | DTE Electric Company | 5109 | MI | ENC | RFC |  | 22 | 1 | Electric Utility | IC | DFO | DFO | MISO | 1293 | -239 | 2022
petroleum | TRUE | 1743 | N | . | St Clair | DTE Electric Company | 5109 | MI | ENC | RFC |  | 22 | 1 | Electric Utility | GT | DFO | DFO | MISO | 0 | 0 | 2022
natural gas peaker | TRUE | 1743 | N | . | St Clair | DTE Electric Company | 5109 | MI | ENC | RFC |  | 22 | 1 | Electric Utility | GT | NG | NG | MISO | 41984 | 2895 | 2022
hard coal | TRUE | 1743 | N | . | St Clair | DTE Electric Company | 5109 | MI | ENC | RFC |  | 22 | 1 | Electric Utility | GT | RC | COL | MISO | 0 | 0 | 2022
petroleum | TRUE | 1743 | N | . | St Clair | DTE Electric Company | 5109 | MI | ENC | RFC |  | 22 | 1 | Electric Utility | GT | RFO | RFO | MISO | 0 | 0 | 2022
petroleum | TRUE | 1743 | N | . | St Clair | DTE Electric Company | 5109 | MI | ENC | RFC |  | 22 | 1 | Electric Utility | IC | DFO | DFO | MISO | 2146 | 86 | 2022
hard coal | TRUE | 1743 | N | . | St Clair | DTE Electric Company | 5109 | MI | ENC | RFC |  | 22 | 1 | Electric Utility | IC | RC | COL | MISO | 0 | 0 | 2022
petroleum | TRUE | 1743 | N | . | St Clair | DTE Electric Company | 5109 | MI | ENC | RFC |  | 22 | 1 | Electric Utility | IC | RFO | RFO | MISO | 0 | 0 | 2022
hard coal | TRUE | 1743 | N | . | St Clair | DTE Electric Company | 5109 | MI | ENC | RFC |  | 22 | 1 | Electric Utility | ST | BIT | COL | MISO | 580142 | 50840.184 | 2022
petroleum | TRUE | 1743 | N | . | St Clair | DTE Electric Company | 5109 | MI | ENC | RFC |  | 22 | 1 | Electric Utility | ST | DFO | DFO | MISO | 74352 | 6407.128 | 2022
natural gas steam turbine | TRUE | 1743 | N | . | St Clair | DTE Electric Company | 5109 | MI | ENC | RFC |  | 22 | 1 | Electric Utility | ST | NG | NG | MISO | 448826 | 39145.035 | 2022
hard coal | TRUE | 1743 | N | . | St Clair | DTE Electric Company | 5109 | MI | ENC | RFC |  | 22 | 1 | Electric Utility | ST | RC | COL | MISO | 6511548 | 580524.61 | 2022
petroleum | TRUE | 1743 | N | . | St Clair | DTE Electric Company | 5109 | MI | ENC | RFC |  | 22 | 1 | Electric Utility | ST | RFO | RFO | MISO | 0 | 0 | 2022
hard coal | TRUE | 1743 | N | . | St Clair | DTE Electric Company | 5109 | MI | ENC | RFC |  | 22 | 1 | Electric Utility | ST | SUB | COL | MISO | 11022070 | 970313.81 | 2022
petroleum | TRUE | 1743 | N | . | St Clair | DTE Electric Company | 5109 | MI | ENC | RFC |  | 22 | 1 | Electric Utility | ST | WO | WOO | MISO | 2007 | 113.232 | 2022
petroleum | TRUE | 1744 | N | . | Superior | DTE Electric Company | 5109 | MI | ENC | RFC |  | 22 | 1 | Electric Utility | GT | DFO | DFO | MISO | 18711 | 658 | 2022
hard coal | TRUE | 1745 | N | . | Trenton Channel | DTE Electric Company | 5109 | MI | ENC | RFC |  | 22 | 1 | Electric Utility | ST | BIT | COL | MISO | 578657 | 54174.391 | 2022
petroleum | TRUE | 1745 | N | . | Trenton Channel | DTE Electric Company | 5109 | MI | ENC | RFC |  | 22 | 1 | Electric Utility | ST | DFO | DFO | MISO | 43592 | 3715.041 | 2022
natural gas steam turbine | TRUE | 1745 | N | . | Trenton Channel | DTE Electric Company | 5109 | MI | ENC | RFC |  | 22 | 1 | Electric Utility | ST | NG | NG | MISO | 0 | 0 | 2022
other | TRUE | 1745 | N | . | Trenton Channel | DTE Electric Company | 5109 | MI | ENC | RFC |  | 22 | 1 | Electric Utility | ST | OTH | OTH | MISO | 0 | 0 | 2022
hard coal | TRUE | 1745 | N | . | Trenton Channel | DTE Electric Company | 5109 | MI | ENC | RFC |  | 22 | 1 | Electric Utility | ST | SUB | COL | MISO | 5566320 | 516959.57 | 2022
petroleum | TRUE | 1746 | N | . | Wilmot | DTE Electric Company | 5109 | MI | ENC | RFC |  | 22 | 1 | Electric Utility | IC | DFO | DFO | MISO | 5353 | 191 | 2022
petroleum | TRUE | 1750 | N | . | Manistique | Cloverland Electric Co-op | 3828 | MI | ENC | RFC |  | 22 | 1 | Electric Utility | IC | DFO | DFO | MISO | 12736 | 1323 | 2022
hydro | TRUE | 1751 | N | . | Edison Sault | Cloverland Electric Co-op | 3828 | MI | ENC | RFC |  | 22 | 1 | Electric Utility | HY | WAT | HYC | MISO | 702604 | 205922 | 2022
hydro | TRUE | 1753 | N | . | Berrien Springs | Indiana Michigan Power Co | 9324 | MI | ENC | RFC |  | 22 | 1 | Electric Utility | HY | WAT | HYC | PJM | 85712 | 25121 | 2022
hydro | TRUE | 1754 | N | . | Buchanan (MI) | Indiana Michigan Power Co | 9324 | MI | ENC | RFC |  | 22 | 1 | Electric Utility | HY | WAT | HYC | PJM | 54041 | 15839 | 2022
hydro | TRUE | 1756 | N | . | Saxon Falls | Northern States Power Co - Minnesota | 13781 | WI | ENC | MRO |  | 22 | 1 | Electric Utility | HY | WAT | HYC | MISO | 30871 | 9048 | 2022
hydro | TRUE | 1757 | N | . | Superior Falls | Northern States Power Co - Minnesota | 13781 | MI | ENC | MRO |  | 22 | 1 | Electric Utility | HY | WAT | HYC | MISO | 29838 | 8745 | 2022
hydro | TRUE | 1760 | N | . | Constantine | Indiana Michigan Power Co | 9324 | MI | ENC | RFC |  | 22 | 1 | Electric Utility | HY | WAT | HYC | PJM | 16373 | 4799 | 2022
hydro | TRUE | 1761 | N | . | Mottville | Indiana Michigan Power Co | 9324 | MI | ENC | RFC |  | 22 | 1 | Electric Utility | HY | WAT | HYC | PJM | 23036 | 6751 | 2022
petroleum | TRUE | 1772 | N | . | John H Warden | L'Anse Warden Electric Company LLC | 56133 | MI | ENC | RFC |  | 22 | 2 | NAICS-22 Non-Cogen | ST | DFO | DFO | MISO | 0 | 0 | 2022
natural gas steam turbine | TRUE | 1772 | N | . | John H Warden | L'Anse Warden Electric Company LLC | 56133 | MI | ENC | RFC |  | 22 | 2 | NAICS-22 Non-Cogen | ST | NG | NG | MISO | 1231 | 79.223 | 2022
other | TRUE | 1772 | N | . | John H Warden | L'Anse Warden Electric Company LLC | 56133 | MI | ENC | RFC |  | 22 | 2 | NAICS-22 Non-Cogen | ST | TDF | OTH | MISO | 147347 | 9590.133 | 2022
biomass | TRUE | 1772 | N | . | John H Warden | L'Anse Warden Electric Company LLC | 56133 | MI | ENC | RFC |  | 22 | 2 | NAICS-22 Non-Cogen | ST | WDS | WWW | MISO | 1257049 | 84537.644 | 2022
hydro | TRUE | 1773 | N | . | Prickett | Upper Peninsula Power Company | 19578 | MI | ENC | MRO |  | 22 | 1 | Electric Utility | HY | WAT | HYC | MISO | 30424 | 8917 | 2022
hydro | TRUE | 1774 | N | . | Victoria Dam | Upper Peninsula Power Company | 19578 | MI | ENC | MRO |  | 22 | 1 | Electric Utility | HY | WAT | HYC | MISO | 196222 | 57509 | 2022
hydro | TRUE | 1775 | N | . | Brule | Wisconsin Electric Power Co | 20847 | WI | ENC | RFC |  | 22 | 1 | Electric Utility | HY | WAT | HYC | MISO | 54602 | 16003 | 2022
hydro | TRUE | 1776 | N | . | Chalk Hill | Wisconsin Electric Power Co | 20847 | MI | ENC | RFC |  | 22 | 1 | Electric Utility | HY | WAT | HYC | MISO | 112753 | 33046 | 2022
hydro | TRUE | 1777 | N | . | Hemlock Falls | Wisconsin Electric Power Co | 20847 | MI | ENC | RFC |  | 22 | 1 | Electric Utility | HY | WAT | HYC | MISO | 33147 | 9715 | 2022
hydro | TRUE | 1778 | N | . | Kingsford | Wisconsin Electric Power Co | 20847 | MI | ENC | RFC |  | 22 | 1 | Electric Utility | HY | WAT | HYC | MISO | 101548 | 29762 | 2022
hydro | TRUE | 1780 | N | . | Michigamme Falls | Wisconsin Electric Power Co | 20847 | MI | ENC | RFC |  | 22 | 1 | Electric Utility | HY | WAT | HYC | MISO | 119755 | 35098 | 2022
hydro | TRUE | 1781 | N | . | Peavy Falls | Wisconsin Electric Power Co | 20847 | MI | ENC | RFC |  | 22 | 1 | Electric Utility | HY | WAT | HYC | MISO | 200096 | 58645 | 2022
hydro | TRUE | 1785 | N | . | Way Dam | Wisconsin Electric Power Co | 20847 | MI | ENC | RFC |  | 22 | 1 | Electric Utility | HY | WAT | HYC | MISO | 28974 | 8492 | 2022
hydro | TRUE | 1786 | N | . | White Rapids | Wisconsin Electric Power Co | 20847 | MI | ENC | RFC |  | 22 | 1 | Electric Utility | HY | WAT | HYC | MISO | 108065 | 31672 | 2022
hydro | TRUE | 1787 | N | . | Grand Rapids | Wisconsin Public Service Corp | 20860 | MI | ENC | MRO |  | 22 | 1 | Electric Utility | HY | WAT | HYC | MISO | 116923 | 34268 | 2022
hydro | TRUE | 1821 | N | . | Crystal Falls | City of Crystal Falls | 4604 | MI | ENC | RFC |  | 22 | 1 | Electric Utility | HY | WAT | HYC | MISO | 19937 | 5843 | 2022
petroleum | TRUE | 1827 | N | . | Hart | City of Hart Hydro - (MI) | 8205 | MI | ENC | RFC |  | 22 | 1 | Electric Utility | IC | DFO | DFO | MISO | 0 | 0 | 2022
natural gas peaker | TRUE | 1827 | N | . | Hart | City of Hart Hydro - (MI) | 8205 | MI | ENC | RFC |  | 22 | 1 | Electric Utility | IC | NG | NG | MISO | 0 | 0 | 2022
petroleum | TRUE | 1829 | N | . | Hillsdale | Hillsdale Board of Public Wks | 8631 | MI | ENC | RFC |  | 22 | 1 | Electric Utility | IC | DFO | DFO | MISO | 1357 | 74.395 | 2022
natural gas peaker | TRUE | 1829 | N | . | Hillsdale | Hillsdale Board of Public Wks | 8631 | MI | ENC | RFC |  | 22 | 1 | Electric Utility | IC | NG | NG | MISO | 14731 | 807.605 | 2022
petroleum | TRUE | 1832 | N | . | Erickson Station | Lansing Board of Water and Light | 56155 | MI | ENC | RFC |  | 22 | 1 | Electric Utility | ST | DFO | DFO | MISO | 15654 | 1287.01 | 2022
hard coal | TRUE | 1832 | N | . | Erickson Station | Lansing Board of Water and Light | 56155 | MI | ENC | RFC |  | 22 | 1 | Electric Utility | ST | SUB | COL | MISO | 8942490 | 782642.99 | 2022
petroleum | TRUE | 1840 | N | . | Plant Four | City of Marquette - (MI) | 11701 | MI | ENC | RFC |  | 22 | 1 | Electric Utility | GT | DFO | DFO | MISO | 1913 | 41 | 2022
hydro | TRUE | 1842 | N | . | James R Smith | City of Marquette - (MI) | 11701 | MI | ENC | RFC |  | 22 | 1 | Electric Utility | HY | WAT | HYC | MISO | 54216 | 15890 | 2022
hydro | TRUE | 1844 | N | . | Marshall (MI) | City of Marshall - (MI) | 11713 | MI | ENC | RFC |  | 22 | 1 | Electric Utility | HY | WAT | HYC | MISO | 3075 | 901 | 2022
petroleum | TRUE | 1844 | N | . | Marshall (MI) | City of Marshall - (MI) | 11713 | MI | ENC | RFC |  | 22 | 1 | Electric Utility | IC | DFO | DFO | MISO | 791 | -48.437 | 2022
natural gas peaker | TRUE | 1844 | N | . | Marshall (MI) | City of Marshall - (MI) | 11713 | MI | ENC | RFC |  | 22 | 1 | Electric Utility | IC | NG | NG | MISO | 4755 | -291.563 | 2022
petroleum | TRUE | 1846 | N | . | Newberry | Newberry Water & Light Board | 13525 | MI | ENC | RFC |  | 22 | 1 | Electric Utility | IC | DFO | DFO | MISO | 0 | 0 | 2022
hydro | TRUE | 1848 | N | . | Norway (MI) | City of Norway | 13826 | MI | ENC | RFC |  | 22 | 1 | Electric Utility | HY | WAT | HYC | MISO | 100560 | 29472 | 2022
petroleum | TRUE | 1851 | N | . | Frank Jenkins | City of Portland - (MI) | 15246 | MI | ENC | RFC |  | 22 | 1 | Electric Utility | IC | DFO | DFO | MISO | 118 | 25.258 | 2022
natural gas peaker | TRUE | 1851 | N | . | Frank Jenkins | City of Portland - (MI) | 15246 | MI | ENC | RFC |  | 22 | 1 | Electric Utility | IC | NG | NG | MISO | 136 | 29.742 | 2022
hydro | TRUE | 1852 | N | . | St Louis | City of St Louis - (MI) | 17886 | MI | ENC | RFC |  | 22 | 1 | Electric Utility | HY | WAT | HYC | MISO | 1540 | 452 | 2022
petroleum | TRUE | 1852 | N | . | St Louis | City of St Louis - (MI) | 17886 | MI | ENC | RFC |  | 22 | 1 | Electric Utility | IC | DFO | DFO | MISO | 66 | 4 | 2022
natural gas peaker | TRUE | 1852 | N | . | St Louis | City of St Louis - (MI) | 17886 | MI | ENC | RFC |  | 22 | 1 | Electric Utility | IC | NG | NG | MISO | 0 | 0 | 2022
petroleum | TRUE | 1853 | N | . | Main Street (MI) | Village of Sebewaing - (MI) | 16873 | MI | ENC | RFC |  | 22 | 1 | Electric Utility | IC | DFO | DFO | MISO | 601 | 24 | 2022
natural gas peaker | TRUE | 1853 | N | . | Main Street (MI) | Village of Sebewaing - (MI) | 16873 | MI | ENC | RFC |  | 22 | 1 | Electric Utility | IC | NG | NG | MISO | 0 | 0 | 2022
petroleum | TRUE | 1855 | N | . | Sturgis City Diesel Plant | City of Sturgis | 18252 | MI | ENC | RFC |  | 22 | 1 | Electric Utility | IC | DFO | DFO | PJM | 1525 | 123.914 | 2022
natural gas peaker | TRUE | 1855 | N | . | Sturgis City Diesel Plant | City of Sturgis | 18252 | MI | ENC | RFC |  | 22 | 1 | Electric Utility | IC | NG | NG | PJM | 5998 | 487.086 | 2022
hydro | TRUE | 1856 | N | . | Hydro Plant | City of Sturgis | 18252 | MI | ENC | RFC |  | 22 | 1 | Electric Utility | HY | WAT | HYC | PJM | 205 | 60 | 2022
hydro | TRUE | 1865 | N | . | Saint Marys Falls | USACE-Detroit District | 21264 | MI | ENC | MRO |  | 22 | 1 | Electric Utility | HY | WAT | HYC | MISO | 498769 | 146181 | 2022
petroleum | TRUE | 1866 | N | . | Wyandotte | Wyandotte Municipal Serv Comm | 21048 | MI | ENC | RFC |  | 22 | 1 | Electric Utility | IC | DFO | DFO | MISO | 433 | 50 | 2022
hard coal | TRUE | 1866 | N | . | Wyandotte | Wyandotte Municipal Serv Comm | 21048 | MI | ENC | RFC |  | 22 | 1 | Electric Utility | ST | BIT | COL | MISO | 0 | 0 | 2022
natural gas steam turbine | TRUE | 1866 | N | . | Wyandotte | Wyandotte Municipal Serv Comm | 21048 | MI | ENC | RFC |  | 22 | 1 | Electric Utility | ST | NG | NG | MISO | 16344 | 635 | 2022
other | TRUE | 1866 | N | . | Wyandotte | Wyandotte Municipal Serv Comm | 21048 | MI | ENC | RFC |  | 22 | 1 | Electric Utility | ST | TDF | OTH | MISO | 0 | 0 | 2022
petroleum | TRUE | 1867 | N | . | Zeeland | City of Zeeland - (MI) | 21158 | MI | ENC | RFC |  | 22 | 1 | Electric Utility | IC | DFO | DFO | MISO | 673 | -10.141 | 2022
natural gas peaker | TRUE | 1867 | N | . | Zeeland | City of Zeeland - (MI) | 21158 | MI | ENC | RFC |  | 22 | 1 | Electric Utility | IC | NG | NG | MISO | 5365 | -80.859 | 2022
petroleum | TRUE | 1868 | N | . | Dafter | Cloverland Electric Co-op | 3828 | MI | ENC | RFC |  | 22 | 1 | Electric Utility | IC | DFO | DFO | MISO | 29517 | 2833 | 2022
hydro | TRUE | 1871 | N | . | Kleber | Tower Kleber Ltd Partnership | 19037 | MI | ENC | RFC |  | 22 | 2 | NAICS-22 Non-Cogen | HY | WAT | HYC | MISO | 21363 | 6261 | 2022
petroleum | TRUE | 1873 | N | . | Tower | Wolverine Power Supply Coop | 20910 | MI | ENC | RFC |  | 22 | 1 | Electric Utility | GT | DFO | DFO | MISO | 2373 | 153 | 2022
natural gas peaker | TRUE | 1873 | N | . | Tower | Wolverine Power Supply Coop | 20910 | MI | ENC | RFC |  | 22 | 1 | Electric Utility | GT | NG | NG | MISO | 0 | 0 | 2022
petroleum | TRUE | 1874 | N | . | Caro | Thumb Electric Coop of Mich | 18895 | MI | ENC | RFC |  | 22 | 1 | Electric Utility | IC | DFO | DFO | MISO | 0 | 0 | 2022
petroleum | TRUE | 1875 | N | . | Ubly | Thumb Electric Coop of Mich | 18895 | MI | ENC | RFC |  | 22 | 1 | Electric Utility | IC | DFO | DFO | MISO | 107 | 7.185 | 2022
natural gas peaker | TRUE | 1875 | N | . | Ubly | Thumb Electric Coop of Mich | 18895 | MI | ENC | RFC |  | 22 | 1 | Electric Utility | IC | NG | NG | MISO | 38 | 2.615 | 2022
natural gas peaker | TRUE | 1877 | N | . | George Johnson | Wolverine Power Supply Coop | 20910 | MI | ENC | RFC |  | 22 | 1 | Electric Utility | GT | NG | NG | MISO | 504450 | 45958 | 2022
petroleum | TRUE | 1877 | N | . | George Johnson | Wolverine Power Supply Coop | 20910 | MI | ENC | RFC |  | 22 | 1 | Electric Utility | IC | DFO | DFO | MISO | 0 | 0 | 2022
natural gas peaker | TRUE | 1880 | N | . | Claude Vandyke | Wolverine Power Supply Coop | 20910 | MI | ENC | RFC |  | 22 | 1 | Electric Utility | GT | NG | NG | MISO | 92662 | 6329 | 2022
petroleum | TRUE | 1881 | N | . | Vestaburg | Wolverine Power Supply Coop | 20910 | MI | ENC | RFC |  | 22 | 1 | Electric Utility | GT | DFO | DFO | MISO | 12 | 0.683 | 2022
natural gas peaker | TRUE | 1881 | N | . | Vestaburg | Wolverine Power Supply Coop | 20910 | MI | ENC | RFC |  | 22 | 1 | Electric Utility | GT | NG | NG | MISO | 73222 | 4341.317 | 2022
petroleum | TRUE | 1881 | N | . | Vestaburg | Wolverine Power Supply Coop | 20910 | MI | ENC | RFC |  | 22 | 1 | Electric Utility | IC | DFO | DFO | MISO | 0 | 0 | 2022
petroleum | TRUE | 1891 | N | . | Syl Laskin | ALLETE, Inc. | 12647 | MN | WNC | MRO |  | 22 | 1 | Electric Utility | ST | DFO | DFO | MISO | 0 | 0 | 2022
natural gas steam turbine | TRUE | 1891 | N | . | Syl Laskin | ALLETE, Inc. | 12647 | MN | WNC | MRO |  | 22 | 1 | Electric Utility | ST | NG | NG | MISO | 1784276 | 122280 | 2022
hard coal | TRUE | 1891 | N | . | Syl Laskin | ALLETE, Inc. | 12647 | MN | WNC | MRO |  | 22 | 1 | Electric Utility | ST | SUB | COL | MISO | 0 | 0 | 2022
hydro | TRUE | 1892 | N | . | Blanchard | ALLETE, Inc. | 12647 | MN | WNC | MRO |  | 22 | 1 | Electric Utility | HY | WAT | HYC | MISO | 301091 | 88245 | 2022
petroleum | TRUE | 1893 | N | . | Clay Boswell | ALLETE, Inc. | 12647 | MN | WNC | MRO |  | 22 | 1 | Electric Utility | IC | DFO | DFO | MISO | 0 | 0 | 2022
natural gas steam turbine | TRUE | 1893 | N | . | Clay Boswell | ALLETE, Inc. | 12647 | MN | WNC | MRO |  | 22 | 1 | Electric Utility | ST | NG | NG | MISO | 833654 | 76991.19 | 2022
hard coal | TRUE | 1893 | N | . | Clay Boswell | ALLETE, Inc. | 12647 | MN | WNC | MRO |  | 22 | 1 | Electric Utility | ST | RC | COL | MISO | 0 | 0 | 2022
hard coal | TRUE | 1893 | N | . | Clay Boswell | ALLETE, Inc. | 12647 | MN | WNC | MRO |  | 22 | 1 | Electric Utility | ST | SUB | COL | MISO | 53654348 | 5044344.8 | 2022
hydro | TRUE | 1894 | N | . | Fond Du Lac | ALLETE, Inc. | 12647 | MN | WNC | MRO |  | 22 | 1 | Electric Utility | HY | WAT | HYC | MISO | 152161 | 44596 | 2022
hydro | TRUE | 1895 | N | . | Knife Falls | ALLETE, Inc. | 12647 | MN | WNC | MRO |  | 22 | 1 | Electric Utility | HY | WAT | HYC | MISO | 40175 | 11775 | 2022
hydro | TRUE | 1896 | N | . | Little Falls (MN) | ALLETE, Inc. | 12647 | MN | WNC | MRO |  | 22 | 1 | Electric Utility | HY | WAT | HYC | MISO | 110494 | 32384 | 2022
natural gas steam turbine | FALSE | 1897 | Y | . | M L Hibbard | ALLETE, Inc. | 12647 | MN | WNC | MRO |  | 22133 | 5 | Commercial NAICS Cogen | ST | NG | NG | MISO | 3870 | 608.063 | 2022
hard coal | FALSE | 1897 | Y | . | M L Hibbard | ALLETE, Inc. | 12647 | MN | WNC | MRO |  | 22133 | 5 | Commercial NAICS Cogen | ST | SUB | COL | MISO | 103234 | 16282.987 | 2022
biomass | FALSE | 1897 | Y | . | M L Hibbard | ALLETE, Inc. | 12647 | MN | WNC | MRO |  | 22133 | 5 | Commercial NAICS Cogen | ST | WDS | WWW | MISO | 745181 | 117155.95 | 2022
hydro | TRUE | 1898 | N | . | Pillager | ALLETE, Inc. | 12647 | MN | WNC | MRO |  | 22 | 1 | Electric Utility | HY | WAT | HYC | MISO | 22163 | 6496 | 2022
hydro | TRUE | 1899 | N | . | Scanlon | ALLETE, Inc. | 12647 | MN | WNC | MRO |  | 22 | 1 | Electric Utility | HY | WAT | HYC | MISO | 7711 | 2260 | 2022
hydro | TRUE | 1900 | N | . | Sylvan | ALLETE, Inc. | 12647 | MN | WNC | MRO |  | 22 | 1 | Electric Utility | HY | WAT | HYC | MISO | 33200 | 9731 | 2022
hydro | TRUE | 1901 | N | . | Thomson | ALLETE, Inc. | 12647 | MN | WNC | MRO |  | 22 | 1 | Electric Utility | HY | WAT | HYC | MISO | 1138629 | 333713 | 2022
hydro | TRUE | 1902 | N | . | Winton | ALLETE, Inc. | 12647 | MN | WNC | MRO |  | 22 | 1 | Electric Utility | HY | WAT | HYC | MISO | 51636 | 15134 | 2022
natural gas combined cycle | TRUE | 1904 | N | . | Black Dog | Northern States Power Co - Minnesota | 13781 | MN | WNC | MRO |  | 22 | 1 | Electric Utility | CA | NG | NG | MISO | 353573 | 183495 | 2022
petroleum | TRUE | 1904 | N | . | Black Dog | Northern States Power Co - Minnesota | 13781 | MN | WNC | MRO |  | 22 | 1 | Electric Utility | CT | DFO | DFO | MISO | 0 | 0 | 2022
natural gas combined cycle | TRUE | 1904 | N | . | Black Dog | Northern States Power Co - Minnesota | 13781 | MN | WNC | MRO |  | 22 | 1 | Electric Utility | CT | NG | NG | MISO | 3684256 | 349378 | 2022
petroleum | TRUE | 1904 | N | . | Black Dog | Northern States Power Co - Minnesota | 13781 | MN | WNC | MRO |  | 22 | 1 | Electric Utility | GT | DFO | DFO | MISO | 0 | 0 | 2022
natural gas peaker | TRUE | 1904 | N | . | Black Dog | Northern States Power Co - Minnesota | 13781 | MN | WNC | MRO |  | 22 | 1 | Electric Utility | GT | NG | NG | MISO | 2162166 | 210076 | 2022
hydro | TRUE | 1911 | N | . | Hennepin Island | Northern States Power Co - Minnesota | 13781 | MN | WNC | MRO |  | 22 | 1 | Electric Utility | HY | WAT | HYC | MISO | 209990 | 61545 | 2022
natural gas combined cycle | TRUE | 1912 | N | . | High Bridge | Northern States Power Co - Minnesota | 13781 | MN | WNC | MRO |  | 22 | 1 | Electric Utility | CA | NG | NG | MISO | 4776891 | 678743 | 2022
natural gas combined cycle | TRUE | 1912 | N | . | High Bridge | Northern States Power Co - Minnesota | 13781 | MN | WNC | MRO |  | 22 | 1 | Electric Utility | CT | NG | NG | MISO | 8385144 | 1148981 | 2022
petroleum | TRUE | 1913 | N | . | Inver Hills | Northern States Power Co - Minnesota | 13781 | MN | WNC | MRO |  | 22 | 1 | Electric Utility | GT | DFO | DFO | MISO | 19516 | 943.321 | 2022
natural gas peaker | TRUE | 1913 | N | . | Inver Hills | Northern States Power Co - Minnesota | 13781 | MN | WNC | MRO |  | 22 | 1 | Electric Utility | GT | NG | NG | MISO | 320125 | 15472.677 | 2022
petroleum | TRUE | 1915 | N | . | Allen S King | Northern States Power Co - Minnesota | 13781 | MN | WNC | MRO |  | 22 | 1 | Electric Utility | ST | DFO | DFO | MISO | 2287 | -6947.091 | 2022
natural gas steam turbine | TRUE | 1915 | N | . | Allen S King | Northern States Power Co - Minnesota | 13781 | MN | WNC | MRO |  | 22 | 1 | Electric Utility | ST | NG | NG | MISO | 92913 | -642.54 | 2022
hard coal | TRUE | 1915 | N | . | Allen S King | Northern States Power Co - Minnesota | 13781 | MN | WNC | MRO |  | 22 | 1 | Electric Utility | ST | SUB | COL | MISO | 12047608 | 1178730.6 | 2022
nuclear | TRUE | 1922 | N | 1 | Monticello Nuclear Facility | Northern States Power Co - Minnesota | 13781 | MN | WNC | MRO |  | 22 | 1 | Electric Utility | ST | NUC | NUC | MISO | 0 | 5545273 | 2022
nuclear | TRUE | 1925 | N | 2 | Prairie Island | Northern States Power Co - Minnesota | 13781 | MN | WNC | MRO |  | 22 | 1 | Electric Utility | ST | NUC | NUC | MISO | 0 | 4782229 | 2022
nuclear | TRUE | 1925 | N | 1 | Prairie Island | Northern States Power Co - Minnesota | 13781 | MN | WNC | MRO |  | 22 | 1 | Electric Utility | ST | NUC | NUC | MISO | 0 | 4368703 | 2022
municipal solid waste | TRUE | 1926 | N | . | Red Wing | Northern States Power Co - Minnesota | 13781 | MN | WNC | MRO |  | 22 | 1 | Electric Utility | ST | MSB | MLG | MISO | 1042751 | 55309.508 | 2022
municipal solid waste | TRUE | 1926 | N | . | Red Wing | Northern States Power Co - Minnesota | 13781 | MN | WNC | MRO |  | 22 | 1 | Electric Utility | ST | MSN | OTH | MISO | 1274456 | 67599.645 | 2022
natural gas steam turbine | TRUE | 1926 | N | . | Red Wing | Northern States Power Co - Minnesota | 13781 | MN | WNC | MRO |  | 22 | 1 | Electric Utility | ST | NG | NG | MISO | 19063 | 1003.138 | 2022
biomass | TRUE | 1926 | N | . | Red Wing | Northern States Power Co - Minnesota | 13781 | MN | WNC | MRO |  | 22 | 1 | Electric Utility | ST | WDS | WWW | MISO | 12684 | 621.709 | 2022
petroleum | TRUE | 1927 | N | . | Riverside (MN) | Northern States Power Co - Minnesota | 13781 | MN | WNC | MRO |  | 22 | 1 | Electric Utility | CA | DFO | DFO | MISO | 0 | 1.857 | 2022
natural gas combined cycle | TRUE | 1927 | N | . | Riverside (MN) | Northern States Power Co - Minnesota | 13781 | MN | WNC | MRO |  | 22 | 1 | Electric Utility | CA | NG | NG | MISO | 0 | 515202.14 | 2022
petroleum | TRUE | 1927 | N | . | Riverside (MN) | Northern States Power Co - Minnesota | 13781 | MN | WNC | MRO |  | 22 | 1 | Electric Utility | CT | DFO | DFO | MISO | 41 | 3.433 | 2022
natural gas combined cycle | TRUE | 1927 | N | . | Riverside (MN) | Northern States Power Co - Minnesota | 13781 | MN | WNC | MRO |  | 22 | 1 | Electric Utility | CT | NG | NG | MISO | 10914333 | 947812.57 | 2022
petroleum | TRUE | 1929 | N | . | St James | City of St James - (MN) | 17876 | MN | WNC | MRO |  | 22 | 1 | Electric Utility | IC | DFO | DFO | MISO | 911 | 101.92 | 2022
municipal solid waste | TRUE | 1934 | N | . | Wilmarth | Northern States Power Co - Minnesota | 13781 | MN | WNC | MRO |  | 22 | 1 | Electric Utility | ST | MSB | MLG | MISO | 877435 | 42423.184 | 2022
municipal solid waste | TRUE | 1934 | N | . | Wilmarth | Northern States Power Co - Minnesota | 13781 | MN | WNC | MRO |  | 22 | 1 | Electric Utility | ST | MSN | OTH | MISO | 1072432 | 51851.157 | 2022
natural gas steam turbine | TRUE | 1934 | N | . | Wilmarth | Northern States Power Co - Minnesota | 13781 | MN | WNC | MRO |  | 22 | 1 | Electric Utility | ST | NG | NG | MISO | 46656 | 2241.659 | 2022
hydro | TRUE | 1943 | N | . | Hoot Lake | Otter Tail Power Co | 14232 | MN | WNC | MRO |  | 22 | 1 | Electric Utility | HY | WAT | HYC | MISO | 9161 | 2685 | 2022
petroleum | TRUE | 1943 | N | . | Hoot Lake | Otter Tail Power Co | 14232 | MN | WNC | MRO |  | 22 | 1 | Electric Utility | IC | DFO | DFO | MISO | 0 | 0 | 2022
petroleum | TRUE | 1943 | N | . | Hoot Lake | Otter Tail Power Co | 14232 | MN | WNC | MRO |  | 22 | 1 | Electric Utility | ST | DFO | DFO | MISO | 0 | 0 | 2022
hard coal | TRUE | 1943 | N | . | Hoot Lake | Otter Tail Power Co | 14232 | MN | WNC | MRO |  | 22 | 1 | Electric Utility | ST | SUB | COL | MISO | 0 | 0 | 2022
petroleum | TRUE | 1956 | N | . | Adrian | Adrian Public Utilities Comm | 150 | MN | WNC | MRO |  | 22 | 1 | Electric Utility | IC | DFO | DFO | SWPP | 185 | 21 | 2022
petroleum | TRUE | 1958 | N | . | Alexandria | City of Alexandria - (MN) | 295 | MN | WNC | MRO |  | 22 | 1 | Electric Utility | IC | DFO | DFO | MISO | 255 | 31 | 2022
natural gas peaker | TRUE | 1958 | N | . | Alexandria | City of Alexandria - (MN) | 295 | MN | WNC | MRO |  | 22 | 1 | Electric Utility | IC | NG | NG | MISO | 0 | 0 | 2022
petroleum | TRUE | 1964 | N | . | Benson City of | City of Benson - (MN) | 1573 | MN | WNC | MRO |  | 22 | 1 | Electric Utility | IC | DFO | DFO | MISO | 1288 | 136 | 2022
petroleum | TRUE | 1966 | N | . | Blooming Prairie | City of Blooming Prairie - (MN) | 1871 | MN | WNC | MRO |  | 22 | 1 | Electric Utility | IC | DFO | DFO | MISO | 1451 | 144 | 2022
petroleum | TRUE | 1967 | N | . | Blue Earth | Blue Earth Light & Water | 1883 | MN | WNC | MRO |  | 22 | 1 | Electric Utility | IC | DFO | DFO | MISO | 777 | 71 | 2022
natural gas peaker | TRUE | 1967 | N | . | Blue Earth | Blue Earth Light & Water | 1883 | MN | WNC | MRO |  | 22 | 1 | Electric Utility | IC | NG | NG | MISO | 0 | 0 | 2022
petroleum | TRUE | 1969 | N | . | Delano | Delano Municipal Utilities | 5015 | MN | WNC | MRO |  | 22 | 1 | Electric Utility | GT | DFO | DFO | MISO | 0 | 0 | 2022
petroleum | TRUE | 1969 | N | . | Delano | Delano Municipal Utilities | 5015 | MN | WNC | MRO |  | 22 | 1 | Electric Utility | IC | DFO | DFO | MISO | 1086 | 78.4 | 2022
natural gas peaker | TRUE | 1969 | N | . | Delano | Delano Municipal Utilities | 5015 | MN | WNC | MRO |  | 22 | 1 | Electric Utility | IC | NG | NG | MISO | 0 | 0 | 2022
petroleum | TRUE | 1970 | N | . | Detroit Lakes | City of Detroit Lakes - (MN) | 5111 | MN | WNC | MRO |  | 22 | 1 | Electric Utility | GT | DFO | DFO | MISO | 295 | 16 | 2022
petroleum | TRUE | 1971 | N | . | Elk River City of | City of Elk River | 5773 | MN | WNC | MRO |  | 22 | 1 | Electric Utility | IC | DFO | DFO | MISO | 278 | 20.375 | 2022
biomass | TRUE | 1971 | N | . | Elk River City of | City of Elk River | 5773 | MN | WNC | MRO |  | 22 | 1 | Electric Utility | IC | LFG | MLG | MISO | 240343 | 17719.625 | 2022
natural gas peaker | TRUE | 1971 | N | . | Elk River City of | City of Elk River | 5773 | MN | WNC | MRO |  | 22 | 1 | Electric Utility | IC | NG | NG | MISO | 0 | 0 | 2022
petroleum | TRUE | 1972 | N | . | Fairfax | City of Fairfax - (MN) | 6138 | MN | WNC | MRO |  | 22 | 1 | Electric Utility | IC | DFO | DFO | MISO | 36 | 1 | 2022
petroleum | TRUE | 1973 | N | . | Fairmont (MN) | Southern Minnesota Mun P Agny | 40580 | MN | WNC | MRO |  | 22 | 1 | Electric Utility | IC | DFO | DFO | MISO | 1324 | 125.619 | 2022
natural gas peaker | TRUE | 1973 | N | . | Fairmont (MN) | Southern Minnesota Mun P Agny | 40580 | MN | WNC | MRO |  | 22 | 1 | Electric Utility | IC | NG | NG | MISO | 111584 | 10591.381 | 2022
petroleum | TRUE | 1975 | N | . | Glencoe | Glencoe Light & Power Comm | 7292 | MN | WNC | MRO |  | 22 | 1 | Electric Utility | IC | DFO | DFO | MISO | 1159 | 110 | 2022
natural gas peaker | TRUE | 1975 | N | . | Glencoe | Glencoe Light & Power Comm | 7292 | MN | WNC | MRO |  | 22 | 1 | Electric Utility | IC | NG | NG | MISO | 0 | 0 | 2022
petroleum | TRUE | 1976 | N | . | Grand Marais | City of Grand Marais - (MN) | 7487 | MN | WNC | MRO |  | 22 | 1 | Electric Utility | IC | DFO | DFO | MISO | 2227 | 287 | 2022
hydro | TRUE | 1977 | N | . | Granite Falls | City of Granite Falls - (MN) | 7494 | MN | WNC | MRO |  | 22 | 1 | Electric Utility | HY | WAT | HYC | MISO | 2851 | 835 | 2022
hard coal | TRUE | 1979 | Y | . | Hibbing | Hibbing Public Utilities Comm | 8543 | MN | WNC | MRO |  | 22 | 1 | Electric Utility | ST | BIT | COL | MISO | 0 | 0 | 2022
petroleum | TRUE | 1979 | Y | . | Hibbing | Hibbing Public Utilities Comm | 8543 | MN | WNC | MRO |  | 22 | 1 | Electric Utility | ST | DFO | DFO | MISO | 0 | 0 | 2022
lignite | TRUE | 1979 | Y | . | Hibbing | Hibbing Public Utilities Comm | 8543 | MN | WNC | MRO |  | 22 | 1 | Electric Utility | ST | LIG | COL | MISO | 0 | 0 | 2022
natural gas steam turbine | TRUE | 1979 | Y | . | Hibbing | Hibbing Public Utilities Comm | 8543 | MN | WNC | MRO |  | 22 | 1 | Electric Utility | ST | NG | NG | MISO | 224550 | 25911.801 | 2022
hard coal | TRUE | 1979 | Y | . | Hibbing | Hibbing Public Utilities Comm | 8543 | MN | WNC | MRO |  | 22 | 1 | Electric Utility | ST | SUB | COL | MISO | 10512 | 1213.014 | 2022
biomass | TRUE | 1979 | Y | . | Hibbing | Hibbing Public Utilities Comm | 8543 | MN | WNC | MRO |  | 22 | 1 | Electric Utility | ST | WDS | WWW | MISO | 92796 | 10708.125 | 2022
petroleum | TRUE | 1980 | N | . | Hutchinson Plant #1 | Hutchinson Utilities Comm | 9130 | MN | WNC | MRO |  | 22 | 1 | Electric Utility | IC | DFO | DFO | MISO | 0 | 0 | 2022
natural gas peaker | TRUE | 1980 | N | . | Hutchinson Plant #1 | Hutchinson Utilities Comm | 9130 | MN | WNC | MRO |  | 22 | 1 | Electric Utility | IC | NG | NG | MISO | 237934 | 27642 | 2022
petroleum | TRUE | 1982 | N | . | Janesville | City of Janesville - (MN) | 9650 | MN | WNC | MRO |  | 22 | 1 | Electric Utility | IC | DFO | DFO | MISO | 1398 | 347.876 | 2022
natural gas peaker | TRUE | 1982 | N | . | Janesville | City of Janesville - (MN) | 9650 | MN | WNC | MRO |  | 22 | 1 | Electric Utility | IC | NG | NG | MISO | 245 | 61.124 | 2022
petroleum | TRUE | 1983 | N | . | Kenyon Municipal | Kenyon Municipal Utilities | 10179 | MN | WNC | MRO |  | 22 | 1 | Electric Utility | IC | DFO | DFO | MISO | 210 | 16 | 2022
petroleum | TRUE | 1985 | N | . | Lake Crystal | City of Lake Crystal - (MN) | 10596 | MN | WNC | MRO |  | 22 | 1 | Electric Utility | IC | DFO | DFO | MISO | 17 | 5 | 2022
natural gas peaker | TRUE | 1985 | N | . | Lake Crystal | City of Lake Crystal - (MN) | 10596 | MN | WNC | MRO |  | 22 | 1 | Electric Utility | IC | NG | NG | MISO | 0 | 0 | 2022
hydro | TRUE | 1987 | N | . | Lanesboro | Lanesboro Public Utility Comm | 10685 | MN | WNC | MRO |  | 22 | 1 | Electric Utility | HY | WAT | HYC | MISO | 1057 | 310 | 2022
petroleum | TRUE | 1987 | N | . | Lanesboro | Lanesboro Public Utility Comm | 10685 | MN | WNC | MRO |  | 22 | 1 | Electric Utility | IC | DFO | DFO | MISO | 222 | 26.46 | 2022
petroleum | TRUE | 1989 | N | . | Litchfield | Litchfield Public Utilities | 11064 | MN | WNC | MRO |  | 22 | 1 | Electric Utility | IC | DFO | DFO | MISO | 4354 | 194.666 | 2022
natural gas peaker | TRUE | 1989 | N | . | Litchfield | Litchfield Public Utilities | 11064 | MN | WNC | MRO |  | 22 | 1 | Electric Utility | IC | NG | NG | MISO | 547 | 24.334 | 2022
petroleum | TRUE | 1990 | N | . | Luverne | City of Luverne - (MN) | 11332 | MN | WNC | MRO |  | 22 | 1 | Electric Utility | IC | DFO | DFO | SWPP | 725 | 58 | 2022
natural gas peaker | TRUE | 1990 | N | . | Luverne | City of Luverne - (MN) | 11332 | MN | WNC | MRO |  | 22 | 1 | Electric Utility | IC | NG | NG | SWPP | 0 | 0 | 2022
petroleum | TRUE | 1993 | N | . | Marshall (MN) | City of Marshall - (MN) | 11731 | MN | WNC | MRO |  | 22 | 1 | Electric Utility | GT | DFO | DFO | MISO | 1346 | 76.44 | 2022
petroleum | TRUE | 1994 | N | . | Melrose | Melrose Public Utilities | 12286 | MN | WNC | MRO |  | 22 | 1 | Electric Utility | IC | DFO | DFO | MISO | 812 | 79 | 2022
natural gas peaker | TRUE | 1994 | N | . | Melrose | Melrose Public Utilities | 12286 | MN | WNC | MRO |  | 22 | 1 | Electric Utility | IC | NG | NG | MISO | 0 | 0 | 2022
petroleum | TRUE | 1996 | N | . | Moose Lake | Moose Lake Water & Light Comm | 12897 | MN | WNC | MRO |  | 22 | 1 | Electric Utility | IC | DFO | DFO | MISO | 411 | 40.292 | 2022
natural gas peaker | TRUE | 1996 | N | . | Moose Lake | Moose Lake Water & Light Comm | 12897 | MN | WNC | MRO |  | 22 | 1 | Electric Utility | IC | NG | NG | MISO | 141 | 13.608 | 2022
petroleum | TRUE | 1997 | N | . | Mora | City of Mora - (MN) | 12900 | MN | WNC | MRO |  | 22 | 1 | Electric Utility | IC | DFO | DFO | MISO | 2697 | 158.111 | 2022
natural gas peaker | TRUE | 1997 | N | . | Mora | City of Mora - (MN) | 12900 | MN | WNC | MRO |  | 22 | 1 | Electric Utility | IC | NG | NG | MISO | 188 | 10.889 | 2022
petroleum | TRUE | 1998 | N | . | Mountain Lake | City of Mountain Lake - (MN) | 13048 | MN | WNC | MRO |  | 22 | 1 | Electric Utility | IC | DFO | DFO | MISO | 290 | 3.277 | 2022
natural gas peaker | TRUE | 1998 | N | . | Mountain Lake | City of Mountain Lake - (MN) | 13048 | MN | WNC | MRO |  | 22 | 1 | Electric Utility | IC | NG | NG | MISO | 1921 | 21.723 | 2022
onshore wind | TRUE | 1998 | N | . | Mountain Lake | City of Mountain Lake - (MN) | 13048 | MN | WNC | MRO |  | 22 | 1 | Electric Utility | WT | WND | WND | MISO | 10433 | 3058 | 2022
petroleum | TRUE | 1999 | N | . | New Prague | New Prague Utilities Comm | 13480 | MN | WNC | MRO |  | 22 | 1 | Electric Utility | IC | DFO | DFO | MISO | 2205 | -116.378 | 2022
natural gas peaker | TRUE | 1999 | N | . | New Prague | New Prague Utilities Comm | 13480 | MN | WNC | MRO |  | 22 | 1 | Electric Utility | IC | NG | NG | MISO | 6603 | -348.622 | 2022
petroleum | TRUE | 2001 | Y | . | New Ulm | New Ulm Public Utilities Comm | 13488 | MN | WNC | MRO |  | 22 | 1 | Electric Utility | GT | DFO | DFO | MISO | 5972 | 1155 | 2022
natural gas steam turbine | TRUE | 2001 | Y | . | New Ulm | New Ulm Public Utilities Comm | 13488 | MN | WNC | MRO |  | 22 | 1 | Electric Utility | ST | NG | NG | MISO | 11694 | 1827 | 2022
petroleum | TRUE | 2002 | N | . | North Branch (MN) | North Branch Water & Light Comm | 13681 | MN | WNC | MRO |  | 22 | 1 | Electric Utility | IC | DFO | DFO | MISO | 2352 | 261 | 2022
natural gas peaker | TRUE | 2002 | N | . | North Branch (MN) | North Branch Water & Light Comm | 13681 | MN | WNC | MRO |  | 22 | 1 | Electric Utility | IC | NG | NG | MISO | 0 | 0 | 2022
petroleum | TRUE | 2003 | N | . | Owatonna | City of Owatonna - (MN) | 14246 | MN | WNC | MRO |  | 22 | 1 | Electric Utility | GT | DFO | DFO | MISO | 0 | 0 | 2022
natural gas peaker | TRUE | 2003 | N | . | Owatonna | City of Owatonna - (MN) | 14246 | MN | WNC | MRO |  | 22 | 1 | Electric Utility | GT | NG | NG | MISO | 5 | 368 | 2022
petroleum | TRUE | 2004 | N | . | Preston (MN) | Preston Public Utilities Comm | 15348 | MN | WNC | MRO |  | 22 | 1 | Electric Utility | IC | DFO | DFO | MISO | 341 | 31.8 | 2022
natural gas peaker | TRUE | 2004 | N | . | Preston (MN) | Preston Public Utilities Comm | 15348 | MN | WNC | MRO |  | 22 | 1 | Electric Utility | IC | NG | NG | MISO | 2508 | 233.2 | 2022
petroleum | TRUE | 2005 | N | . | Princeton (MN) | Princeton Public Utils Comm | 15387 | MN | WNC | MRO |  | 22 | 1 | Electric Utility | IC | DFO | DFO | MISO | 4504 | 221 | 2022
natural gas peaker | TRUE | 2005 | N | . | Princeton (MN) | Princeton Public Utils Comm | 15387 | MN | WNC | MRO |  | 22 | 1 | Electric Utility | IC | NG | NG | MISO | 0 | 0 | 2022
hydro | TRUE | 2007 | N | . | Rochester Hydro | Rochester Public Utilities | 16181 | MN | WNC | MRO |  | 22 | 1 | Electric Utility | HY | WAT | HYC | MISO | 35909 | 10524 | 2022
hydro | TRUE | 2009 | N | . | Redwood Falls | Redwood Falls Public Util Comm | 15793 | MN | WNC | MRO |  | 22 | 1 | Electric Utility | HY | WAT | HYC | MISO | 0 | 0 | 2022
petroleum | TRUE | 2009 | N | . | Redwood Falls | Redwood Falls Public Util Comm | 15793 | MN | WNC | MRO |  | 22 | 1 | Electric Utility | IC | DFO | DFO | MISO | 916 | 92.457 | 2022
natural gas peaker | TRUE | 2009 | N | . | Redwood Falls | Redwood Falls Public Util Comm | 15793 | MN | WNC | MRO |  | 22 | 1 | Electric Utility | IC | NG | NG | MISO | 1963 | 198.543 | 2022
petroleum | TRUE | 2011 | N | . | Sleepy Eye | Sleepy Eye Public Utility Comm | 17320 | MN | WNC | MRO |  | 22 | 1 | Electric Utility | IC | DFO | DFO | MISO | 703 | 69 | 2022
petroleum | TRUE | 2012 | N | . | Springfield (MN) | Springfield Public Utils Comm - (MN) | 17836 | MN | WNC | MRO |  | 22 | 1 | Electric Utility | IC | DFO | DFO | MISO | 389 | 15 | 2022
petroleum | TRUE | 2013 | N | . | Spring Valley | Spring Valley Pub Utils Comm | 17824 | MN | WNC | MRO |  | 22 | 1 | Electric Utility | IC | DFO | DFO | MISO | 993 | 191.062 | 2022
natural gas peaker | TRUE | 2013 | N | . | Spring Valley | Spring Valley Pub Utils Comm | 17824 | MN | WNC | MRO |  | 22 | 1 | Electric Utility | IC | NG | NG | MISO | 183 | 35.318 | 2022
hydro | TRUE | 2014 | N | . | Thief River Falls | City of Thief River Falls | 18820 | MN | WNC | MRO |  | 22 | 1 | Electric Utility | HY | WAT | HYC | MISO | 7596 | 2226 | 2022
petroleum | TRUE | 2014 | N | . | Thief River Falls | City of Thief River Falls | 18820 | MN | WNC | MRO |  | 22 | 1 | Electric Utility | IC | DFO | DFO | MISO | 89 | 7 | 2022
petroleum | TRUE | 2015 | N | . | Truman | City of Truman | 63000 | MN | WNC | MRO |  | 22 | 1 | Electric Utility | IC | DFO | DFO | MISO | 159 | 12 | 2022
natural gas peaker | TRUE | 2015 | N | . | Truman | City of Truman | 63000 | MN | WNC | MRO |  | 22 | 1 | Electric Utility | IC | NG | NG | MISO | 0 | 0 | 2022
natural gas steam turbine | TRUE | 2018 | N | . | Virginia | City of Virginia - (MN) | 19883 | MN | WNC | MRO |  | 22 | 1 | Electric Utility | ST | NG | NG | MISO | 69449 | 0 | 2022
hard coal | TRUE | 2018 | N | . | Virginia | City of Virginia - (MN) | 19883 | MN | WNC | MRO |  | 22 | 1 | Electric Utility | ST | SUB | COL | MISO | 258745 | 0 | 2022
biomass | TRUE | 2018 | N | . | Virginia | City of Virginia - (MN) | 19883 | MN | WNC | MRO |  | 22 | 1 | Electric Utility | ST | WDS | WWW | MISO | 0 | 0 | 2022
petroleum | TRUE | 2020 | N | . | Wells IC | City of Wells - (MN) | 29295 | MN | WNC | MRO |  | 22 | 1 | Electric Utility | IC | DFO | DFO | MISO | 635 | 53.309 | 2022
natural gas peaker | TRUE | 2020 | N | . | Wells IC | City of Wells - (MN) | 29295 | MN | WNC | MRO |  | 22 | 1 | Electric Utility | IC | NG | NG | MISO | 2000 | 167.691 | 2022
petroleum | TRUE | 2021 | N | . | Westbrook | City of Westbrook | 20430 | MN | WNC | MRO |  | 22 | 1 | Electric Utility | IC | DFO | DFO | MISO | 126 | 10 | 2022
natural gas steam turbine | TRUE | 2022 | N | . | Willmar | Willmar Municipal Utilities | 20737 | MN | WNC | MRO |  | 22 | 1 | Electric Utility | ST | NG | NG | MISO | 0 | 0 | 2022
hard coal | TRUE | 2022 | N | . | Willmar | Willmar Municipal Utilities | 20737 | MN | WNC | MRO |  | 22 | 1 | Electric Utility | ST | SUB | COL | MISO | 0 | 0 | 2022
onshore wind | TRUE | 2022 | N | . | Willmar | Willmar Municipal Utilities | 20737 | MN | WNC | MRO |  | 22 | 1 | Electric Utility | WT | WND | WND | MISO | 25402 | 7445 | 2022
petroleum | TRUE | 2023 | N | . | Windom | City of Windom | 20806 | MN | WNC | MRO |  | 22 | 1 | Electric Utility | GT | DFO | DFO | MISO | 0 | 0 | 2022
petroleum | TRUE | 2023 | N | . | Windom | City of Windom | 20806 | MN | WNC | MRO |  | 22 | 1 | Electric Utility | IC | DFO | DFO | MISO | 250 | 25 | 2022
petroleum | TRUE | 2024 | N | . | Worthington | City of Worthington - (MN) | 21013 | MN | WNC | MRO |  | 22 | 1 | Electric Utility | IC | DFO | DFO | MISO | 770 | 73 | 2022
onshore wind | TRUE | 2024 | N | . | Worthington | City of Worthington - (MN) | 21013 | MN | WNC | MRO |  | 22 | 1 | Electric Utility | WT | WND | WND | MISO | 32384 | 9491 | 2022
petroleum | TRUE | 2038 | N | . | Cambridge CT Hybrid | Great River Energy | 7570 | MN | WNC | MRO |  | 22 | 1 | Electric Utility | GT | DFO | DFO | MISO | 13601 | 1137.651 | 2022
natural gas peaker | TRUE | 2038 | N | . | Cambridge CT Hybrid | Great River Energy | 7570 | MN | WNC | MRO |  | 22 | 1 | Electric Utility | GT | NG | NG | MISO | 365278 | 30555.35 | 2022
petroleum | TRUE | 2039 | N | . | Elk River | Great River Energy | 7570 | MN | WNC | MRO |  | 22 | 1 | Electric Utility | GT | DFO | DFO | MISO | 22640 | 1976.266 | 2022
natural gas peaker | TRUE | 2039 | N | . | Elk River | Great River Energy | 7570 | MN | WNC | MRO |  | 22 | 1 | Electric Utility | GT | NG | NG | MISO | 425040 | 36564.734 | 2022
petroleum | TRUE | 2042 | N | . | Maple Lake | Great River Energy | 7570 | MN | WNC | MRO |  | 22 | 1 | Electric Utility | GT | DFO | DFO | MISO | 10454 | 699 | 2022
hard coal | TRUE | 2047 | Y | . | Chevron Oil | Mississippi Power Co | 12686 | MS | ESC | SERC |  | 22 | 1 | Electric Utility | GT | BIT | COL | SOCO | 0 | 0 | 2022
petroleum | TRUE | 2047 | Y | . | Chevron Oil | Mississippi Power Co | 12686 | MS | ESC | SERC |  | 22 | 1 | Electric Utility | GT | DFO | DFO | SOCO | 0 | 0 | 2022
natural gas peaker | TRUE | 2047 | Y | . | Chevron Oil | Mississippi Power Co | 12686 | MS | ESC | SERC |  | 22 | 1 | Electric Utility | GT | NG | NG | SOCO | 11601482 | 1011171 | 2022
natural gas peaker | TRUE | 2048 | N | . | Sweatt | Mississippi Power Co | 12686 | MS | ESC | SERC |  | 22 | 1 | Electric Utility | GT | NG | NG | SOCO | 13133 | 672 | 2022
natural gas peaker | TRUE | 2049 | N | . | Jack Watson | Mississippi Power Co | 12686 | MS | ESC | SERC |  | 22 | 1 | Electric Utility | GT | NG | NG | SOCO | 43171 | 2526 | 2022
natural gas steam turbine | TRUE | 2049 | N | . | Jack Watson | Mississippi Power Co | 12686 | MS | ESC | SERC |  | 22 | 1 | Electric Utility | ST | NG | NG | SOCO | 27768675 | 2593256 | 2022
petroleum | TRUE | 2050 | N | . | Baxter Wilson | Entergy Mississippi LLC | 12685 | MS | ESC | SERC |  | 22 | 1 | Electric Utility | ST | DFO | DFO | MISO | 3150 | 271.921 | 2022
natural gas steam turbine | TRUE | 2050 | N | . | Baxter Wilson | Entergy Mississippi LLC | 12685 | MS | ESC | SERC |  | 22 | 1 | Electric Utility | ST | NG | NG | MISO | 3444657 | 308547.08 | 2022
petroleum | TRUE | 2050 | N | . | Baxter Wilson | Entergy Mississippi LLC | 12685 | MS | ESC | SERC |  | 22 | 1 | Electric Utility | ST | RFO | RFO | MISO | 0 | 0 | 2022
petroleum | TRUE | 2059 | N | . | L L Wilkins | Clarksdale Public Utilities | 3702 | MS | ESC | SERC |  | 22 | 1 | Electric Utility | CA | DFO | DFO | MISO | 0 | 0 | 2022
natural gas combined cycle | TRUE | 2059 | N | . | L L Wilkins | Clarksdale Public Utilities | 3702 | MS | ESC | SERC |  | 22 | 1 | Electric Utility | CA | NG | NG | MISO | 0 | 0 | 2022
petroleum | TRUE | 2059 | N | . | L L Wilkins | Clarksdale Public Utilities | 3702 | MS | ESC | SERC |  | 22 | 1 | Electric Utility | CS | DFO | DFO | MISO | 0 | 0 | 2022
natural gas combined cycle | TRUE | 2059 | N | . | L L Wilkins | Clarksdale Public Utilities | 3702 | MS | ESC | SERC |  | 22 | 1 | Electric Utility | CS | NG | NG | MISO | 755 | 69 | 2022
petroleum | TRUE | 2059 | N | . | L L Wilkins | Clarksdale Public Utilities | 3702 | MS | ESC | SERC |  | 22 | 1 | Electric Utility | CT | DFO | DFO | MISO | 0 | 0 | 2022
natural gas combined cycle | TRUE | 2059 | N | . | L L Wilkins | Clarksdale Public Utilities | 3702 | MS | ESC | SERC |  | 22 | 1 | Electric Utility | CT | NG | NG | MISO | 1350 | 90 | 2022
natural gas steam turbine | TRUE | 2059 | N | . | L L Wilkins | Clarksdale Public Utilities | 3702 | MS | ESC | SERC |  | 22 | 1 | Electric Utility | ST | NG | NG | MISO | 0 | 0 | 2022
petroleum | TRUE | 2067 | N | . | Yazoo | Public Serv Comm of Yazoo City | 21095 | MS | ESC | SERC |  | 22 | 1 | Electric Utility | CA | DFO | DFO | MISO | 0 | 0 | 2022
natural gas combined cycle | TRUE | 2067 | N | . | Yazoo | Public Serv Comm of Yazoo City | 21095 | MS | ESC | SERC |  | 22 | 1 | Electric Utility | CA | NG | NG | MISO | 0 | 0 | 2022
petroleum | TRUE | 2067 | N | . | Yazoo | Public Serv Comm of Yazoo City | 21095 | MS | ESC | SERC |  | 22 | 1 | Electric Utility | CT | DFO | DFO | MISO | 0 | 0 | 2022
natural gas combined cycle | TRUE | 2067 | N | . | Yazoo | Public Serv Comm of Yazoo City | 21095 | MS | ESC | SERC |  | 22 | 1 | Electric Utility | CT | NG | NG | MISO | 0 | 0 | 2022
natural gas peaker | TRUE | 2068 | N | . | Benndale | Cooperative Energy | 17568 | MS | ESC | SERC |  | 22 | 1 | Electric Utility | IC | NG | NG | MISO | 574684 | 68575 | 2022
natural gas combined cycle | TRUE | 2070 | N | . | Moselle | Cooperative Energy | 17568 | MS | ESC | SERC |  | 22 | 1 | Electric Utility | CA | NG | NG | MISO | 895710 | 412327 | 2022
natural gas combined cycle | TRUE | 2070 | N | . | Moselle | Cooperative Energy | 17568 | MS | ESC | SERC |  | 22 | 1 | Electric Utility | CT | NG | NG | MISO | 8201833 | 665121 | 2022
petroleum | TRUE | 2070 | N | . | Moselle | Cooperative Energy | 17568 | MS | ESC | SERC |  | 22 | 1 | Electric Utility | GT | DFO | DFO | MISO | 0 | 0 | 2022
natural gas peaker | TRUE | 2070 | N | . | Moselle | Cooperative Energy | 17568 | MS | ESC | SERC |  | 22 | 1 | Electric Utility | GT | NG | NG | MISO | 1534232 | 124425 | 2022
natural gas steam turbine | TRUE | 2070 | N | . | Moselle | Cooperative Energy | 17568 | MS | ESC | SERC |  | 22 | 1 | Electric Utility | ST | NG | NG | MISO | 244981 | 20582 | 2022
petroleum | TRUE | 2070 | N | . | Moselle | Cooperative Energy | 17568 | MS | ESC | SERC |  | 22 | 1 | Electric Utility | ST | RFO | RFO | MISO | 0 | 0 | 2022
natural gas combined cycle | TRUE | 2079 | N | . | Hawthorn | Evergy Metro | 10000 | MO | WNC | MRO |  | 22 | 1 | Electric Utility | CA | NG | NG | SWPP | 15452 | 53117 | 2022
natural gas combined cycle | TRUE | 2079 | N | . | Hawthorn | Evergy Metro | 10000 | MO | WNC | MRO |  | 22 | 1 | Electric Utility | CT | NG | NG | SWPP | 1885696 | 160379 | 2022
natural gas peaker | TRUE | 2079 | N | . | Hawthorn | Evergy Metro | 10000 | MO | WNC | MRO |  | 22 | 1 | Electric Utility | GT | NG | NG | SWPP | 1414381 | 112757 | 2022
natural gas steam turbine | TRUE | 2079 | N | . | Hawthorn | Evergy Metro | 10000 | MO | WNC | MRO |  | 22 | 1 | Electric Utility | ST | NG | NG | SWPP | 696033 | 65312.889 | 2022
hard coal | TRUE | 2079 | N | . | Hawthorn | Evergy Metro | 10000 | MO | WNC | MRO |  | 22 | 1 | Electric Utility | ST | SUB | COL | SWPP | 32956559 | 3091720.1 | 2022
petroleum | TRUE | 2081 | N | . | Northeast (MO) | Evergy Metro | 10000 | MO | WNC | MRO |  | 22 | 1 | Electric Utility | GT | DFO | DFO | SWPP | 427360 | 12938 | 2022
petroleum | TRUE | 2081 | N | . | Northeast (MO) | Evergy Metro | 10000 | MO | WNC | MRO |  | 22 | 1 | Electric Utility | IC | DFO | DFO | SWPP | 0 | 0 | 2022
petroleum | TRUE | 2082 | N | . | Fairgrounds | Union Electric Co - (MO) | 19436 | MO | WNC | SERC |  | 22 | 1 | Electric Utility | GT | DFO | DFO | MISO | 24269 | 1459 | 2022
petroleum | TRUE | 2090 | N | . | Nevada | Evergy Missouri West | 56211 | MO | WNC | MRO |  | 22 | 1 | Electric Utility | GT | DFO | DFO | SWPP | 28112 | 1765 | 2022
natural gas peaker | TRUE | 2092 | N | . | Ralph Green | Evergy Missouri West | 56211 | MO | WNC | MRO |  | 22 | 1 | Electric Utility | GT | NG | NG | SWPP | 586318 | 24784 | 2022
petroleum | TRUE | 2098 | Y | . | Lake Road (MO) | Evergy Missouri West | 56211 | MO | WNC | MRO |  | 22 | 1 | Electric Utility | GT | DFO | DFO | SWPP | 15484 | 2153.179 | 2022
natural gas peaker | TRUE | 2098 | Y | . | Lake Road (MO) | Evergy Missouri West | 56211 | MO | WNC | MRO |  | 22 | 1 | Electric Utility | GT | NG | NG | SWPP | 113814 | 16804.821 | 2022
petroleum | TRUE | 2098 | Y | . | Lake Road (MO) | Evergy Missouri West | 56211 | MO | WNC | MRO |  | 22 | 1 | Electric Utility | ST | DFO | DFO | SWPP | 1723 | 75.974 | 2022
natural gas steam turbine | TRUE | 2098 | Y | . | Lake Road (MO) | Evergy Missouri West | 56211 | MO | WNC | MRO |  | 22 | 1 | Electric Utility | ST | NG | NG | SWPP | 134414 | 11675.112 | 2022
other | TRUE | 2098 | Y | . | Lake Road (MO) | Evergy Missouri West | 56211 | MO | WNC | MRO |  | 22 | 1 | Electric Utility | ST | PG | WOO | SWPP | 0 | 0 | 2022
hard coal | TRUE | 2098 | Y | . | Lake Road (MO) | Evergy Missouri West | 56211 | MO | WNC | MRO |  | 22 | 1 | Electric Utility | ST | SUB | COL | SWPP | 82603 | 6787.914 | 2022
other | TRUE | 2098 | Y | . | Lake Road (MO) | Evergy Missouri West | 56211 | MO | WNC | MRO |  | 22 | 1 | Electric Utility | ST | TDF | OTH | SWPP | 0 | 0 | 2022
hydro | TRUE | 2099 | N | . | Niangua | Sho-Me Power Electric Coop | 17106 | MO | WNC | SERC |  | 22 | 1 | Electric Utility | HY | WAT | HYC | AECI | 8911 | 2612 | 2022
petroleum | TRUE | 2103 | N | . | Labadie | Union Electric Co - (MO) | 19436 | MO | WNC | SERC |  | 22 | 1 | Electric Utility | ST | DFO | DFO | MISO | 199910 | 18670.216 | 2022
hard coal | TRUE | 2103 | N | . | Labadie | Union Electric Co - (MO) | 19436 | MO | WNC | SERC |  | 22 | 1 | Electric Utility | ST | RC | COL | MISO | 0 | 0 | 2022
hard coal | TRUE | 2103 | N | . | Labadie | Union Electric Co - (MO) | 19436 | MO | WNC | SERC |  | 22 | 1 | Electric Utility | ST | SUB | COL | MISO | 176604566 | 16427442 | 2022
petroleum | TRUE | 2104 | N | . | Meramec | Union Electric Co - (MO) | 19436 | MO | WNC | SERC |  | 22 | 1 | Electric Utility | GT | DFO | DFO | MISO | 0 | 0 | 2022
natural gas peaker | TRUE | 2104 | N | . | Meramec | Union Electric Co - (MO) | 19436 | MO | WNC | SERC |  | 22 | 1 | Electric Utility | GT | NG | NG | MISO | 0 | 0 | 2022
natural gas steam turbine | TRUE | 2104 | N | . | Meramec | Union Electric Co - (MO) | 19436 | MO | WNC | SERC |  | 22 | 1 | Electric Utility | ST | NG | NG | MISO | 1908694 | 128453.68 | 2022
other | TRUE | 2104 | N | . | Meramec | Union Electric Co - (MO) | 19436 | MO | WNC | SERC |  | 22 | 1 | Electric Utility | ST | OTH | OTH | MISO | 0 | 0 | 2022
hard coal | TRUE | 2104 | N | . | Meramec | Union Electric Co - (MO) | 19436 | MO | WNC | SERC |  | 22 | 1 | Electric Utility | ST | SUB | COL | MISO | 1242950 | 85803.322 | 2022
hydro | TRUE | 2106 | N | . | Osage Dam | Union Electric Co - (MO) | 19436 | MO | WNC | SERC |  | 22 | 1 | Electric Utility | HY | WAT | HYC | MISO | 1847964 | 541607 | 2022
hard coal | TRUE | 2107 | N | . | Sioux | Union Electric Co - (MO) | 19436 | MO | WNC | SERC |  | 22 | 1 | Electric Utility | ST | BIT | COL | MISO | 8732611 | 855111.03 | 2022
petroleum | TRUE | 2107 | N | . | Sioux | Union Electric Co - (MO) | 19436 | MO | WNC | SERC |  | 22 | 1 | Electric Utility | ST | DFO | DFO | MISO | 63286 | 6133.367 | 2022
hard coal | TRUE | 2107 | N | . | Sioux | Union Electric Co - (MO) | 19436 | MO | WNC | SERC |  | 22 | 1 | Electric Utility | ST | RC | COL | MISO | 0 | 0 | 2022
hard coal | TRUE | 2107 | N | . | Sioux | Union Electric Co - (MO) | 19436 | MO | WNC | SERC |  | 22 | 1 | Electric Utility | ST | SUB | COL | MISO | 28531811 | 2804598.6 | 2022
other | TRUE | 2108 | N | . | Taum Sauk | Union Electric Co - (MO) | 19436 | MO | WNC | SERC |  | 22 | 1 | Electric Utility | PS | WAT | HPS | MISO | 0 | -147865 | 2022
petroleum | TRUE | 2115 | N | . | Butler Municipal Power Plant | City of Butler - (MO) | 2647 | MO | WNC | SERC |  | 22 | 1 | Electric Utility | IC | DFO | DFO | SWPP | 596 | 68 | 2022
natural gas peaker | TRUE | 2115 | N | . | Butler Municipal Power Plant | City of Butler - (MO) | 2647 | MO | WNC | SERC |  | 22 | 1 | Electric Utility | IC | NG | NG | SWPP | 0 | 0 | 2022
petroleum | TRUE | 2120 | N | . | Carrollton | Carrollton Board of Public Wks | 3082 | MO | WNC | SERC |  | 22 | 1 | Electric Utility | IC | DFO | DFO | SWPP | 0 | 0 | 2022
natural gas peaker | TRUE | 2120 | N | . | Carrollton | Carrollton Board of Public Wks | 3082 | MO | WNC | SERC |  | 22 | 1 | Electric Utility | IC | NG | NG | SWPP | 0 | 0 | 2022
petroleum | TRUE | 2121 | N | . | Carthage | City of Carthage - (MO) | 3113 | MO | WNC | MRO |  | 22 | 1 | Electric Utility | IC | DFO | DFO | SWPP | 6508 | 467.027 | 2022
natural gas peaker | TRUE | 2121 | N | . | Carthage | City of Carthage - (MO) | 3113 | MO | WNC | MRO |  | 22 | 1 | Electric Utility | IC | NG | NG | SWPP | 16664 | 1195.973 | 2022
petroleum | TRUE | 2122 | N | . | Chillicothe | Chillicothe Municipal Utils | 3486 | MO | WNC | SERC |  | 22 | 1 | Electric Utility | GT | DFO | DFO | SWPP | 41355 | 2780.982 | 2022
natural gas peaker | TRUE | 2122 | N | . | Chillicothe | Chillicothe Municipal Utils | 3486 | MO | WNC | SERC |  | 22 | 1 | Electric Utility | GT | NG | NG | SWPP | 131813 | 8863.016 | 2022
petroleum | TRUE | 2122 | N | . | Chillicothe | Chillicothe Municipal Utils | 3486 | MO | WNC | SERC |  | 22 | 1 | Electric Utility | IC | DFO | DFO | SWPP | 941 | 88 | 2022
petroleum | TRUE | 2123 | N | . | Columbia (MO) | City of Columbia - (MO) | 4045 | MO | WNC | SERC |  | 22 | 1 | Electric Utility | GT | DFO | DFO | MISO | 0 | 0 | 2022
natural gas peaker | TRUE | 2123 | N | . | Columbia (MO) | City of Columbia - (MO) | 4045 | MO | WNC | SERC |  | 22 | 1 | Electric Utility | GT | NG | NG | MISO | 13414 | 791 | 2022
petroleum | TRUE | 2123 | N | . | Columbia (MO) | City of Columbia - (MO) | 4045 | MO | WNC | SERC |  | 22 | 1 | Electric Utility | IC | DFO | DFO | MISO | 78 | 5.969 | 2022
biomass | TRUE | 2123 | N | . | Columbia (MO) | City of Columbia - (MO) | 4045 | MO | WNC | SERC |  | 22 | 1 | Electric Utility | IC | LFG | MLG | MISO | 188105 | 14892.031 | 2022
hard coal | TRUE | 2123 | N | . | Columbia (MO) | City of Columbia - (MO) | 4045 | MO | WNC | SERC |  | 22 | 1 | Electric Utility | ST | BIT | COL | MISO | 0 | 0 | 2022
petroleum | TRUE | 2123 | N | . | Columbia (MO) | City of Columbia - (MO) | 4045 | MO | WNC | SERC |  | 22 | 1 | Electric Utility | ST | DFO | DFO | MISO | 0 | 0 | 2022
natural gas steam turbine | TRUE | 2123 | N | . | Columbia (MO) | City of Columbia - (MO) | 4045 | MO | WNC | SERC |  | 22 | 1 | Electric Utility | ST | NG | NG | MISO | 32296 | 2372 | 2022
hydro | TRUE | 2124 | N | . | Stockton Hydro | USCE-Kansas City District | 25477 | MO | WNC | MRO |  | 22 | 1 | Electric Utility | HY | WAT | HYC | SPA | 254147 | 74486 | 2022
petroleum | TRUE | 2126 | N | . | Fulton (MO) | City of Fulton - (MO) | 6839 | MO | WNC | SERC |  | 22 | 1 | Electric Utility | GT | DFO | DFO | AECI | 0 | 0 | 2022
natural gas peaker | TRUE | 2126 | N | . | Fulton (MO) | City of Fulton - (MO) | 6839 | MO | WNC | SERC |  | 22 | 1 | Electric Utility | GT | NG | NG | AECI | 23470 | 1215 | 2022
petroleum | TRUE | 2126 | N | . | Fulton (MO) | City of Fulton - (MO) | 6839 | MO | WNC | SERC |  | 22 | 1 | Electric Utility | IC | DFO | DFO | AECI | 0 | 0 | 2022
natural gas peaker | TRUE | 2126 | N | . | Fulton (MO) | City of Fulton - (MO) | 6839 | MO | WNC | SERC |  | 22 | 1 | Electric Utility | IC | NG | NG | AECI | 0 | 0 | 2022
petroleum | TRUE | 2127 | N | . | Gallatin (MO) | City of Gallatin - (MO) | 6924 | MO | WNC | SERC |  | 22 | 1 | Electric Utility | IC | DFO | DFO | AECI | 0 | 0 | 2022
petroleum | TRUE | 2131 | N | . | Higginsville | City of Higginsville - (MO) | 8567 | MO | WNC | SERC |  | 22 | 1 | Electric Utility | GT | DFO | DFO | SWPP | 0 | 0 | 2022
natural gas peaker | TRUE | 2131 | N | . | Higginsville | City of Higginsville - (MO) | 8567 | MO | WNC | SERC |  | 22 | 1 | Electric Utility | GT | NG | NG | SWPP | 215010 | 12476 | 2022
petroleum | TRUE | 2131 | N | . | Higginsville | City of Higginsville - (MO) | 8567 | MO | WNC | SERC |  | 22 | 1 | Electric Utility | IC | DFO | DFO | SWPP | 444 | 25 | 2022
natural gas peaker | TRUE | 2131 | N | . | Higginsville | City of Higginsville - (MO) | 8567 | MO | WNC | SERC |  | 22 | 1 | Electric Utility | IC | NG | NG | SWPP | 0 | 0 | 2022
petroleum | TRUE | 2134 | N | . | Jackson Square | City of Independence - (MO) | 9231 | MO | WNC | MRO |  | 22 | 1 | Electric Utility | GT | DFO | DFO | SWPP | 47924 | 1792 | 2022
petroleum | TRUE | 2135 | N | . | Station H | City of Independence - (MO) | 9231 | MO | WNC | MRO |  | 22 | 1 | Electric Utility | GT | DFO | DFO | SWPP | 145 | 5.624 | 2022
natural gas peaker | TRUE | 2135 | N | . | Station H | City of Independence - (MO) | 9231 | MO | WNC | MRO |  | 22 | 1 | Electric Utility | GT | NG | NG | SWPP | 56646 | 2208.376 | 2022
petroleum | TRUE | 2136 | N | . | Station I | City of Independence - (MO) | 9231 | MO | WNC | MRO |  | 22 | 1 | Electric Utility | GT | DFO | DFO | SWPP | 71351 | 2588 | 2022
petroleum | TRUE | 2137 | N | . | Jackson (MO) | City of Jackson - (MO) | 9603 | MO | WNC | SERC |  | 22 | 1 | Electric Utility | IC | DFO | DFO | MISO | 6399 | 118.157 | 2022
natural gas peaker | TRUE | 2137 | N | . | Jackson (MO) | City of Jackson - (MO) | 9603 | MO | WNC | SERC |  | 22 | 1 | Electric Utility | IC | NG | NG | MISO | 1237 | 22.843 | 2022
petroleum | TRUE | 2138 | N | . | Kahoka | City of Kahoka | 9973 | MO | WNC | SERC |  | 22 | 1 | Electric Utility | IC | DFO | DFO | MISO | 12 | 0 | 2022
natural gas peaker | TRUE | 2138 | N | . | Kahoka | City of Kahoka | 9973 | MO | WNC | SERC |  | 22 | 1 | Electric Utility | IC | NG | NG | MISO | 0 | 0 | 2022
petroleum | TRUE | 2139 | N | . | Kennett | City of Kennett - (MO) | 10152 | MO | WNC | SERC |  | 22 | 1 | Electric Utility | IC | DFO | DFO | SWPP | 1144 | 106.356 | 2022
natural gas peaker | TRUE | 2139 | N | . | Kennett | City of Kennett - (MO) | 10152 | MO | WNC | SERC |  | 22 | 1 | Electric Utility | IC | NG | NG | SWPP | 65163 | 6069.644 | 2022
petroleum | TRUE | 2140 | N | . | La Plata | City of La Plata - (MO) | 10538 | MO | WNC | SERC |  | 22 | 1 | Electric Utility | IC | DFO | DFO | SWPP | 66 | 6 | 2022
petroleum | TRUE | 2141 | N | . | Macon | City of Macon - (MO) | 11460 | MO | WNC | SERC |  | 22 | 1 | Electric Utility | IC | DFO | DFO | AECI | 0 | 0 | 2022
natural gas peaker | TRUE | 2141 | N | . | Macon | City of Macon - (MO) | 11460 | MO | WNC | SERC |  | 22 | 1 | Electric Utility | IC | NG | NG | AECI | 0 | 0 | 2022
petroleum | TRUE | 2142 | N | . | Malden | City of Malden - (MO) | 11540 | MO | WNC | MRO |  | 22 | 1 | Electric Utility | IC | DFO | DFO | SWPP | 1508 | 144 | 2022
natural gas peaker | TRUE | 2142 | N | . | Malden | City of Malden - (MO) | 11540 | MO | WNC | MRO |  | 22 | 1 | Electric Utility | IC | NG | NG | SWPP | 0 | 0 | 2022
hard coal | TRUE | 2144 | N | . | Marshall (MO) | City of Marshall - (MO) | 11732 | MO | WNC | SERC |  | 22 | 1 | Electric Utility | GT | BIT | COL | SWPP | 0 | 0 | 2022
petroleum | TRUE | 2144 | N | . | Marshall (MO) | City of Marshall - (MO) | 11732 | MO | WNC | SERC |  | 22 | 1 | Electric Utility | GT | DFO | DFO | SWPP | 0 | 0 | 2022
natural gas peaker | TRUE | 2144 | N | . | Marshall (MO) | City of Marshall - (MO) | 11732 | MO | WNC | SERC |  | 22 | 1 | Electric Utility | GT | NG | NG | SWPP | 92077 | 5452 | 2022
petroleum | TRUE | 2144 | N | . | Marshall (MO) | City of Marshall - (MO) | 11732 | MO | WNC | SERC |  | 22 | 1 | Electric Utility | IC | DFO | DFO | SWPP | 972 | 99.725 | 2022
natural gas peaker | TRUE | 2144 | N | . | Marshall (MO) | City of Marshall - (MO) | 11732 | MO | WNC | SERC |  | 22 | 1 | Electric Utility | IC | NG | NG | SWPP | 17464 | 1791.275 | 2022
petroleum | TRUE | 2145 | N | . | Memphis | City of Memphis - (MO) | 12294 | MO | WNC | SERC |  | 22 | 1 | Electric Utility | IC | DFO | DFO | AECI | 92 | 8 | 2022
natural gas peaker | TRUE | 2145 | N | . | Memphis | City of Memphis - (MO) | 12294 | MO | WNC | SERC |  | 22 | 1 | Electric Utility | IC | NG | NG | AECI | 0 | 0 | 2022
petroleum | TRUE | 2161 | N | . | James River Power Station | City Utilities of Springfield - (MO) | 17833 | MO | WNC | MRO |  | 22 | 1 | Electric Utility | GT | DFO | DFO | SWPP | 132081 | 9681.388 | 2022
natural gas peaker | TRUE | 2161 | N | . | James River Power Station | City Utilities of Springfield - (MO) | 17833 | MO | WNC | MRO |  | 22 | 1 | Electric Utility | GT | NG | NG | SWPP | 1796650 | 131810.61 | 2022
petroleum | TRUE | 2164 | N | . | Unionville City of | City of Unionville - (MO) | 19474 | MO | WNC | SERC |  | 22 | 1 | Electric Utility | IC | DFO | DFO | AECI | 12 | 1 | 2022
natural gas peaker | TRUE | 2164 | N | . | Unionville City of | City of Unionville - (MO) | 19474 | MO | WNC | SERC |  | 22 | 1 | Electric Utility | IC | NG | NG | AECI | 0 | 0 | 2022
hydro | TRUE | 2166 | N | . | Table Rock | USCE-Little Rock District | 19647 | MO | WNC | MRO |  | 22 | 1 | Electric Utility | HY | WAT | HYC | SPA | 2172018 | 636582 | 2022
petroleum | TRUE | 2167 | N | . | New Madrid | Associated Electric Coop, Inc | 924 | MO | WNC | SERC |  | 22 | 1 | Electric Utility | ST | DFO | DFO | AECI | 42660 | 4261.183 | 2022
hard coal | TRUE | 2167 | N | . | New Madrid | Associated Electric Coop, Inc | 924 | MO | WNC | SERC |  | 22 | 1 | Electric Utility | ST | RC | COL | AECI | 76954556 | 7687699.8 | 2022
hard coal | TRUE | 2167 | N | . | New Madrid | Associated Electric Coop, Inc | 924 | MO | WNC | SERC |  | 22 | 1 | Electric Utility | ST | SUB | COL | AECI | 0 | 0 | 2022
petroleum | TRUE | 2168 | N | . | Thomas Hill | Associated Electric Coop, Inc | 924 | MO | WNC | SERC |  | 22 | 1 | Electric Utility | ST | DFO | DFO | AECI | 46975 | 4767.797 | 2022
hard coal | TRUE | 2168 | N | . | Thomas Hill | Associated Electric Coop, Inc | 924 | MO | WNC | SERC |  | 22 | 1 | Electric Utility | ST | RC | COL | AECI | 69653063 | 7091758.2 | 2022
hard coal | TRUE | 2168 | N | . | Thomas Hill | Associated Electric Coop, Inc | 924 | MO | WNC | SERC |  | 22 | 1 | Electric Utility | ST | SUB | COL | AECI | 0 | 0 | 2022
petroleum | TRUE | 2176 | N | . | Glendive GT | Montana-Dakota Utilities Co | 12199 | MT | MTN | MRO |  | 22 | 1 | Electric Utility | GT | DFO | DFO | MISO | 9902 | 332.359 | 2022
natural gas peaker | TRUE | 2176 | N | . | Glendive GT | Montana-Dakota Utilities Co | 12199 | MT | MTN | MRO |  | 22 | 1 | Electric Utility | GT | NG | NG | MISO | 22275 | 747.641 | 2022
petroleum | TRUE | 2177 | N | . | Miles City GT | Montana-Dakota Utilities Co | 12199 | MT | MTN | MRO |  | 22 | 1 | Electric Utility | GT | DFO | DFO | MISO | 4658 | 225.706 | 2022
natural gas peaker | TRUE | 2177 | N | . | Miles City GT | Montana-Dakota Utilities Co | 12199 | MT | MTN | MRO |  | 22 | 1 | Electric Utility | GT | NG | NG | MISO | 4916 | 238.294 | 2022
hydro | TRUE | 2181 | N | . | Black Eagle | NorthWestern Energy (MT Hydro) | 13902 | MT | MTN | WECC |  | 22 | 1 | Electric Utility | HY | WAT | HYC | NWMT | 334714 | 98099 | 2022
hydro | TRUE | 2182 | N | . | Cochrane | NorthWestern Energy (MT Hydro) | 13902 | MT | MTN | WECC |  | 22 | 1 | Electric Utility | HY | WAT | HYC | NWMT | 752718 | 220609 | 2022
hydro | TRUE | 2185 | N | . | Hauser | NorthWestern Energy (MT Hydro) | 13902 | MT | MTN | WECC |  | 22 | 1 | Electric Utility | HY | WAT | HYC | NWMT | 437307 | 128167 | 2022
hydro | TRUE | 2186 | N | . | Holter | NorthWestern Energy (MT Hydro) | 13902 | MT | MTN | WECC |  | 22 | 1 | Electric Utility | HY | WAT | HYC | NWMT | 770328 | 225770 | 2022
hydro | TRUE | 2188 | N | . | Selis Ksanka Qlispe | Energy Keepers Inc | 60973 | MT | MTN | WECC |  | 22 | 1 | Electric Utility | HY | WAT | HYC | NWMT | 3403827 | 997605 | 2022
hydro | TRUE | 2191 | N | . | Morony | NorthWestern Energy (MT Hydro) | 13902 | MT | MTN | WECC |  | 22 | 1 | Electric Utility | HY | WAT | HYC | NWMT | 779000 | 228312 | 2022
hydro | TRUE | 2192 | N | . | Mystic | NorthWestern Energy (MT Hydro) | 13902 | MT | MTN | WECC |  | 22 | 1 | Electric Utility | HY | WAT | HYC | NWMT | 130502 | 38248 | 2022
hydro | TRUE | 2193 | N | . | Rainbow (MT) | NorthWestern Energy (MT Hydro) | 13902 | MT | MTN | WECC |  | 22 | 1 | Electric Utility | HY | WAT | HYC | NWMT | 1003172 | 294013 | 2022
hydro | TRUE | 2194 | N | . | Ryan | NorthWestern Energy (MT Hydro) | 13902 | MT | MTN | WECC |  | 22 | 1 | Electric Utility | HY | WAT | HYC | NWMT | 1355908 | 397394 | 2022
hydro | TRUE | 2195 | N | . | Thompson Falls | NorthWestern Energy (MT Hydro) | 13902 | MT | MTN | WECC |  | 22 | 1 | Electric Utility | HY | WAT | HYC | NWMT | 1694755 | 496704 | 2022
petroleum | TRUE | 2196 | N | . | Old Faithful | NorthWestern Energy (MT wind/thermal) | 56815 | WY | MTN | WECC |  | 22 | 1 | Electric Utility | IC | DFO | DFO | NWMT | 3274 | 300 | 2022
hydro | TRUE | 2199 | N | . | Noxon Rapids | Avista Corp | 20169 | MT | MTN | WECC |  | 22 | 1 | Electric Utility | HY | WAT | HYC | AVA | 5941452 | 1741340 | 2022
hydro | TRUE | 2203 | N | . | Hungry Horse | U S Bureau of Reclamation | 2518 | MT | MTN | WECC |  | 22 | 1 | Electric Utility | HY | WAT | HYC | BPAT | 3439361 | 1008019 | 2022
hydro | TRUE | 2204 | N | . | Yellowtail | U S Bureau of Reclamation | 2518 | MT | MTN | WECC |  | 22 | 1 | Electric Utility | HY | WAT | HYC | WAUW | 2340410 | 685935 | 2022
petroleum | TRUE | 2214 | N | . | Ansley | City of Ansley - (NE) | 695 | NE | WNC | MRO |  | 22 | 1 | Electric Utility | IC | DFO | DFO | SWPP | 129 | 10.84 | 2022
natural gas peaker | TRUE | 2214 | N | . | Ansley | City of Ansley - (NE) | 695 | NE | WNC | MRO |  | 22 | 1 | Electric Utility | IC | NG | NG | SWPP | 24 | 2.16 | 2022
petroleum | TRUE | 2215 | N | . | Auburn | Auburn Board of Public Works | 993 | NE | WNC | MRO |  | 22 | 1 | Electric Utility | IC | DFO | DFO | SWPP | 300 | 27.184 | 2022
natural gas peaker | TRUE | 2215 | N | . | Auburn | Auburn Board of Public Works | 993 | NE | WNC | MRO |  | 22 | 1 | Electric Utility | IC | NG | NG | SWPP | 353 | 31.816 | 2022
petroleum | TRUE | 2216 | N | . | Arnold | Village of Arnold - (NE) | 871 | NE | WNC | MRO |  | 22 | 1 | Electric Utility | IC | DFO | DFO | SWPP | 0 | 0 | 2022
petroleum | TRUE | 2217 | N | . | Beaver City | City of Beaver City - (NE) | 1435 | NE | WNC | MRO |  | 22 | 1 | Electric Utility | IC | DFO | DFO | SWPP | 0 | 0 | 2022
natural gas peaker | TRUE | 2217 | N | . | Beaver City | City of Beaver City - (NE) | 1435 | NE | WNC | MRO |  | 22 | 1 | Electric Utility | IC | NG | NG | SWPP | 0 | 0 | 2022
petroleum | TRUE | 2221 | N | . | Broken Bow | City of Broken Bow - (NE) | 2277 | NE | WNC | MRO |  | 22 | 1 | Electric Utility | IC | DFO | DFO | SWPP | 282 | 43.061 | 2022
natural gas peaker | TRUE | 2221 | N | . | Broken Bow | City of Broken Bow - (NE) | 2277 | NE | WNC | MRO |  | 22 | 1 | Electric Utility | IC | NG | NG | SWPP | 26 | 3.939 | 2022
petroleum | TRUE | 2222 | N | . | Burwell | City of Burwell - (NE) | 2609 | NE | WNC | MRO |  | 22 | 1 | Electric Utility | IC | DFO | DFO | SWPP | 36 | 26 | 2022
natural gas peaker | TRUE | 2222 | N | . | Burwell | City of Burwell - (NE) | 2609 | NE | WNC | MRO |  | 22 | 1 | Electric Utility | IC | NG | NG | SWPP | 0 | 0 | 2022
petroleum | TRUE | 2223 | N | . | Cambridge | City of Cambridge - (NE) | 2888 | NE | WNC | MRO |  | 22 | 1 | Electric Utility | IC | DFO | DFO | SWPP | 418 | 37 | 2022
petroleum | TRUE | 2225 | N | . | Campbell Village | Village of Campbell - (NE) | 2931 | NE | WNC | MRO |  | 22 | 1 | Electric Utility | IC | DFO | DFO | SWPP | 6 | 0 | 2022
natural gas steam turbine | TRUE | 2226 | N | . | Canaday | Nebraska Public Power District | 13337 | NE | WNC | MRO |  | 22 | 1 | Electric Utility | ST | NG | NG | SWPP | 273311 | 21993 | 2022
petroleum | TRUE | 2226 | N | . | Canaday | Nebraska Public Power District | 13337 | NE | WNC | MRO |  | 22 | 1 | Electric Utility | ST | RFO | RFO | SWPP | 0 | 0 | 2022
hydro | TRUE | 2227 | N | . | Jeffrey | Central Nebraska Pub P&I Dist | 3271 | NE | WNC | MRO |  | 22 | 1 | Electric Utility | HY | WAT | HYC | SWPP | 252910 | 74124 | 2022
hydro | TRUE | 2228 | N | . | Johnson 1 | Central Nebraska Pub P&I Dist | 3271 | NE | WNC | MRO |  | 22 | 1 | Electric Utility | HY | WAT | HYC | SWPP | 139801 | 40974 | 2022
hydro | TRUE | 2229 | N | . | Johnson 2 | Central Nebraska Pub P&I Dist | 3271 | NE | WNC | MRO |  | 22 | 1 | Electric Utility | HY | WAT | HYC | SWPP | 164052 | 48081 | 2022
petroleum | TRUE | 2230 | N | . | Chappell | City of Chappell - (NE) | 3373 | NE | WNC | MRO |  | 22 | 1 | Electric Utility | IC | DFO | DFO | SWPP | 46 | 5 | 2022
petroleum | TRUE | 2231 | N | . | Crete | City of Crete | 4527 | NE | WNC | MRO |  | 22 | 1 | Electric Utility | IC | DFO | DFO | SWPP | 318 | 31.481 | 2022
natural gas peaker | TRUE | 2231 | N | . | Crete | City of Crete | 4527 | NE | WNC | MRO |  | 22 | 1 | Electric Utility | IC | NG | NG | SWPP | 511 | 50.519 | 2022
petroleum | TRUE | 2232 | N | . | Curtis | City of Curtis - (NE) | 4661 | NE | WNC | MRO |  | 22 | 1 | Electric Utility | IC | DFO | DFO | SWPP | 72 | 7.458 | 2022
natural gas peaker | TRUE | 2232 | N | . | Curtis | City of Curtis - (NE) | 4661 | NE | WNC | MRO |  | 22 | 1 | Electric Utility | IC | NG | NG | SWPP | 341 | 36.542 | 2022
petroleum | TRUE | 2233 | N | . | David City | City of David City | 4836 | NE | WNC | MRO |  | 22 | 1 | Electric Utility | IC | DFO | DFO | SWPP | 207 | 24.881 | 2022
natural gas peaker | TRUE | 2233 | N | . | David City | City of David City | 4836 | NE | WNC | MRO |  | 22 | 1 | Electric Utility | IC | NG | NG | SWPP | 1 | 0.119 | 2022
petroleum | TRUE | 2234 | N | . | Deshler | City of Deshler - (NE) | 5097 | NE | WNC | MRO |  | 22 | 1 | Electric Utility | IC | DFO | DFO | SWPP | 97 | 0 | 2022
petroleum | TRUE | 2235 | N | . | Emerson | City of Emerson - (NE) | 5850 | NE | WNC | MRO |  | 22 | 1 | Electric Utility | IC | DFO | DFO | SWPP | 6 | 0.663 | 2022
natural gas peaker | TRUE | 2235 | N | . | Emerson | City of Emerson - (NE) | 5850 | NE | WNC | MRO |  | 22 | 1 | Electric Utility | IC | NG | NG | SWPP | 13 | 1.337 | 2022
petroleum | TRUE | 2237 | N | . | Falls City | City of Falls City - (NE) | 6175 | NE | WNC | MRO |  | 22 | 1 | Electric Utility | IC | DFO | DFO | SWPP | 678 | 63.595 | 2022
natural gas peaker | TRUE | 2237 | N | . | Falls City | City of Falls City - (NE) | 6175 | NE | WNC | MRO |  | 22 | 1 | Electric Utility | IC | NG | NG | SWPP | 1051 | 98.405 | 2022
petroleum | TRUE | 2238 | N | . | Franklin (NE) | City of Franklin - (NE) | 6723 | NE | WNC | MRO |  | 22 | 1 | Electric Utility | IC | DFO | DFO | SWPP | 17 | 1.204 | 2022
natural gas peaker | TRUE | 2238 | N | . | Franklin (NE) | City of Franklin - (NE) | 6723 | NE | WNC | MRO |  | 22 | 1 | Electric Utility | IC | NG | NG | SWPP | 171 | 11.796 | 2022
petroleum | TRUE | 2240 | N | . | Lon Wright | City of Fremont - (NE) | 6779 | NE | WNC | MRO |  | 22 | 1 | Electric Utility | GT | DFO | DFO | SWPP | 0 | 0 | 2022
natural gas peaker | TRUE | 2240 | N | . | Lon Wright | City of Fremont - (NE) | 6779 | NE | WNC | MRO |  | 22 | 1 | Electric Utility | GT | NG | NG | SWPP | 107209 | 7959 | 2022
solar pv | TRUE | 2240 | N | . | Lon Wright | City of Fremont - (NE) | 6779 | NE | WNC | MRO |  | 22 | 1 | Electric Utility | PV | SUN | SUN | SWPP | 15453 | 4529 | 2022
natural gas steam turbine | TRUE | 2240 | N | . | Lon Wright | City of Fremont - (NE) | 6779 | NE | WNC | MRO |  | 22 | 1 | Electric Utility | ST | NG | NG | SWPP | 657409 | 55039.078 | 2022
hard coal | TRUE | 2240 | N | . | Lon Wright | City of Fremont - (NE) | 6779 | NE | WNC | MRO |  | 22 | 1 | Electric Utility | ST | SUB | COL | SWPP | 4568943 | 380296.92 | 2022
petroleum | TRUE | 2241 | N | . | C W Burdick | City of Grand Island - (NE) | 40606 | NE | WNC | MRO |  | 22 | 1 | Electric Utility | GT | DFO | DFO | SWPP | 4018 | 1677.742 | 2022
natural gas peaker | TRUE | 2241 | N | . | C W Burdick | City of Grand Island - (NE) | 40606 | NE | WNC | MRO |  | 22 | 1 | Electric Utility | GT | NG | NG | SWPP | 22231 | 9281.258 | 2022
petroleum | TRUE | 2241 | N | . | C W Burdick | City of Grand Island - (NE) | 40606 | NE | WNC | MRO |  | 22 | 1 | Electric Utility | GT | RFO | RFO | SWPP | 0 | 0 | 2022
petroleum | TRUE | 2243 | N | . | Don Henry | City of Hastings - (NE) | 8245 | NE | WNC | MRO |  | 22 | 1 | Electric Utility | GT | DFO | DFO | SWPP | 0 | 0 | 2022
natural gas peaker | TRUE | 2243 | N | . | Don Henry | City of Hastings - (NE) | 8245 | NE | WNC | MRO |  | 22 | 1 | Electric Utility | GT | NG | NG | SWPP | 44708 | 2291 | 2022
petroleum | TRUE | 2244 | N | . | North Denver | City of Hastings - (NE) | 8245 | NE | WNC | MRO |  | 22 | 1 | Electric Utility | ST | DFO | DFO | SWPP | 0 | 0 | 2022
natural gas steam turbine | TRUE | 2244 | N | . | North Denver | City of Hastings - (NE) | 8245 | NE | WNC | MRO |  | 22 | 1 | Electric Utility | ST | NG | NG | SWPP | 3658 | 1 | 2022
petroleum | TRUE | 2248 | N | . | Kimball | City of Kimball - (NE) | 10260 | NE | WNC | MRO |  | 22 | 1 | Electric Utility | IC | DFO | DFO | SWPP | 1544 | 142 | 2022
natural gas peaker | TRUE | 2248 | N | . | Kimball | City of Kimball - (NE) | 10260 | NE | WNC | MRO |  | 22 | 1 | Electric Utility | IC | NG | NG | SWPP | 0 | 0 | 2022
petroleum | TRUE | 2249 | N | . | Laurel | City of Laurel - (NE) | 10760 | NE | WNC | MRO |  | 22 | 1 | Electric Utility | IC | DFO | DFO | SWPP | 12 | 3.222 | 2022
natural gas peaker | TRUE | 2249 | N | . | Laurel | City of Laurel - (NE) | 10760 | NE | WNC | MRO |  | 22 | 1 | Electric Utility | IC | NG | NG | SWPP | 10 | 2.778 | 2022
petroleum | TRUE | 2250 | N | . | J Street | Lincoln Electric System | 11018 | NE | WNC | MRO |  | 22 | 1 | Electric Utility | GT | DFO | DFO | SWPP | 998 | 39.114 | 2022
natural gas peaker | TRUE | 2250 | N | . | J Street | Lincoln Electric System | 11018 | NE | WNC | MRO |  | 22 | 1 | Electric Utility | GT | NG | NG | SWPP | 32707 | 1289.885 | 2022
petroleum | TRUE | 2253 | N | . | Lyons | City of Lyons - (NE) | 11372 | NE | WNC | MRO |  | 22 | 1 | Electric Utility | IC | DFO | DFO | SWPP | 0 | 0 | 2022
petroleum | TRUE | 2255 | N | . | Nebraska City # 1 | City of Nebraska City | 13334 | NE | WNC | MRO |  | 22 | 1 | Electric Utility | IC | DFO | DFO | SWPP | 355 | -258.319 | 2022
natural gas peaker | TRUE | 2255 | N | . | Nebraska City # 1 | City of Nebraska City | 13334 | NE | WNC | MRO |  | 22 | 1 | Electric Utility | IC | NG | NG | SWPP | 1042 | -764.681 | 2022
petroleum | TRUE | 2256 | N | . | Syracuse # 2 | City of Nebraska City | 13334 | NE | WNC | MRO |  | 22 | 1 | Electric Utility | IC | DFO | DFO | SWPP | 82 | -92.535 | 2022
natural gas peaker | TRUE | 2256 | N | . | Syracuse # 2 | City of Nebraska City | 13334 | NE | WNC | MRO |  | 22 | 1 | Electric Utility | IC | NG | NG | SWPP | 265 | -318.465 | 2022
hydro | TRUE | 2260 | N | . | Columbus | Loup River Public Power Dist | 11251 | NE | WNC | MRO |  | 22 | 1 | Electric Utility | HY | WAT | HYC | SWPP | 300241 | 87996 | 2022
petroleum | TRUE | 2265 | N | . | Hallam | Nebraska Public Power District | 13337 | NE | WNC | MRO |  | 22 | 1 | Electric Utility | GT | DFO | DFO | SWPP | 26547 | 1746.842 | 2022
natural gas peaker | TRUE | 2265 | N | . | Hallam | Nebraska Public Power District | 13337 | NE | WNC | MRO |  | 22 | 1 | Electric Utility | GT | NG | NG | SWPP | 975 | 64.158 | 2022
petroleum | TRUE | 2266 | N | . | Hebron | Nebraska Public Power District | 13337 | NE | WNC | MRO |  | 22 | 1 | Electric Utility | GT | DFO | DFO | SWPP | 29818 | 2378.999 | 2022
hydro | TRUE | 2268 | N | . | Kearney | Nebraska Public Power District | 13337 | NE | WNC | MRO |  | 22 | 1 | Electric Utility | HY | WAT | HYC | SWPP | 1280 | 375 | 2022
petroleum | TRUE | 2271 | N | . | McCook | Nebraska Public Power District | 13337 | NE | WNC | MRO |  | 22 | 1 | Electric Utility | GT | DFO | DFO | SWPP | 31131 | 2430 | 2022
hydro | TRUE | 2273 | N | . | Monroe (NE) | Loup River Public Power Dist | 11251 | NE | WNC | MRO |  | 22 | 1 | Electric Utility | HY | WAT | HYC | SWPP | 63008 | 18467 | 2022
hydro | TRUE | 2274 | N | . | North Platte | Nebraska Public Power District | 13337 | NE | WNC | MRO |  | 22 | 1 | Electric Utility | HY | WAT | HYC | SWPP | 172153 | 50455 | 2022
natural gas steam turbine | TRUE | 2277 | N | . | Sheldon | Nebraska Public Power District | 13337 | NE | WNC | MRO |  | 22 | 1 | Electric Utility | ST | NG | NG | SWPP | 25225 | 2091.594 | 2022
hard coal | TRUE | 2277 | N | . | Sheldon | Nebraska Public Power District | 13337 | NE | WNC | MRO |  | 22 | 1 | Electric Utility | ST | SUB | COL | SWPP | 11835208 | 1005861.4 | 2022
petroleum | TRUE | 2290 | N | . | Jones Street | Omaha Public Power District | 14127 | NE | WNC | MRO |  | 22 | 1 | Electric Utility | GT | DFO | DFO | SWPP | 137159 | 8092 | 2022
natural gas steam turbine | TRUE | 2291 | N | . | North Omaha | Omaha Public Power District | 14127 | NE | WNC | MRO |  | 22 | 1 | Electric Utility | ST | NG | NG | SWPP | 1168198 | 106472.93 | 2022
hard coal | TRUE | 2291 | N | . | North Omaha | Omaha Public Power District | 14127 | NE | WNC | MRO |  | 22 | 1 | Electric Utility | ST | SUB | COL | SWPP | 18290827 | 1672968.1 | 2022
petroleum | TRUE | 2292 | N | . | Sarpy County | Omaha Public Power District | 14127 | NE | WNC | MRO |  | 22 | 1 | Electric Utility | GT | DFO | DFO | SWPP | 129676 | 9304.12 | 2022
natural gas peaker | TRUE | 2292 | N | . | Sarpy County | Omaha Public Power District | 14127 | NE | WNC | MRO |  | 22 | 1 | Electric Utility | GT | NG | NG | SWPP | 1880768 | 134948.88 | 2022
petroleum | TRUE | 2292 | N | . | Sarpy County | Omaha Public Power District | 14127 | NE | WNC | MRO |  | 22 | 1 | Electric Utility | IC | DFO | DFO | SWPP | 152 | 12 | 2022
petroleum | TRUE | 2294 | N | . | Ord | City of Ord - (NE) | 14172 | NE | WNC | MRO |  | 22 | 1 | Electric Utility | IC | DFO | DFO | SWPP | 829 | 83 | 2022
natural gas peaker | TRUE | 2294 | N | . | Ord | City of Ord - (NE) | 14172 | NE | WNC | MRO |  | 22 | 1 | Electric Utility | IC | NG | NG | SWPP | 0 | 0 | 2022
petroleum | TRUE | 2295 | N | . | Oxford (NE) | Village of Oxford - (NE) | 14277 | NE | WNC | MRO |  | 22 | 1 | Electric Utility | IC | DFO | DFO | SWPP | 52 | 4.234 | 2022
natural gas peaker | TRUE | 2295 | N | . | Oxford (NE) | Village of Oxford - (NE) | 14277 | NE | WNC | MRO |  | 22 | 1 | Electric Utility | IC | NG | NG | SWPP | 293 | 23.766 | 2022
petroleum | TRUE | 2296 | N | . | Pender | City of Pender - (NE) | 14656 | NE | WNC | MRO |  | 22 | 1 | Electric Utility | IC | DFO | DFO | SWPP | 598 | 47.76 | 2022
natural gas peaker | TRUE | 2296 | N | . | Pender | City of Pender - (NE) | 14656 | NE | WNC | MRO |  | 22 | 1 | Electric Utility | IC | NG | NG | SWPP | 3 | 0.24 | 2022
petroleum | TRUE | 2297 | N | . | Plainview Muncipal Power | North Central Public Pwr Dist | 13698 | NE | WNC | MRO |  | 22 | 1 | Electric Utility | IC | DFO | DFO | SWPP | 0 | 0 | 2022
petroleum | TRUE | 2299 | N | . | Red Cloud | City of Red Cloud - (NE) | 15773 | NE | WNC | MRO |  | 22 | 1 | Electric Utility | IC | DFO | DFO | SWPP | 545 | 50 | 2022
natural gas peaker | TRUE | 2299 | N | . | Red Cloud | City of Red Cloud - (NE) | 15773 | NE | WNC | MRO |  | 22 | 1 | Electric Utility | IC | NG | NG | SWPP | 0 | 0 | 2022
petroleum | TRUE | 2300 | N | . | Sargent | City of Sargent - (NE) | 16667 | NE | WNC | MRO |  | 22 | 1 | Electric Utility | IC | DFO | DFO | SWPP | 96 | 4 | 2022
natural gas peaker | TRUE | 2300 | N | . | Sargent | City of Sargent - (NE) | 16667 | NE | WNC | MRO |  | 22 | 1 | Electric Utility | IC | NG | NG | SWPP | 0 | 0 | 2022
petroleum | TRUE | 2302 | N | . | Sidney (NE) | City of Sidney - (NE) | 17149 | NE | WNC | MRO |  | 22 | 1 | Electric Utility | IC | DFO | DFO | SWPP | 12 | 2 | 2022
natural gas peaker | TRUE | 2302 | N | . | Sidney (NE) | City of Sidney - (NE) | 17149 | NE | WNC | MRO |  | 22 | 1 | Electric Utility | IC | NG | NG | SWPP | 0 | 0 | 2022
hydro | TRUE | 2303 | N | . | Spalding | Village of Spalding - (NE) | 17727 | NE | WNC | MRO |  | 22 | 1 | Electric Utility | HY | WAT | HYC | SWPP | 0 | 0 | 2022
petroleum | TRUE | 2303 | N | . | Spalding | Village of Spalding - (NE) | 17727 | NE | WNC | MRO |  | 22 | 1 | Electric Utility | IC | DFO | DFO | SWPP | 64 | 4 | 2022
petroleum | TRUE | 2305 | N | . | Stuart (NE) | City of Stuart - (NE) | 18230 | NE | WNC | MRO |  | 22 | 1 | Electric Utility | IC | DFO | DFO | SWPP | 207 | 16.262 | 2022
natural gas peaker | TRUE | 2305 | N | . | Stuart (NE) | City of Stuart - (NE) | 18230 | NE | WNC | MRO |  | 22 | 1 | Electric Utility | IC | NG | NG | SWPP | 48 | 3.738 | 2022
petroleum | TRUE | 2308 | N | . | Tecumseh | City of Tecumseh | 18525 | NE | WNC | MRO |  | 22 | 1 | Electric Utility | IC | DFO | DFO | SWPP | 690 | -20.608 | 2022
natural gas peaker | TRUE | 2308 | N | . | Tecumseh | City of Tecumseh | 18525 | NE | WNC | MRO |  | 22 | 1 | Electric Utility | IC | NG | NG | SWPP | 951 | -28.392 | 2022
petroleum | TRUE | 2310 | N | . | Wahoo | City of Wahoo - (NE) | 19968 | NE | WNC | MRO |  | 22 | 1 | Electric Utility | IC | DFO | DFO | SWPP | 90 | 7.938 | 2022
natural gas peaker | TRUE | 2310 | N | . | Wahoo | City of Wahoo - (NE) | 19968 | NE | WNC | MRO |  | 22 | 1 | Electric Utility | IC | NG | NG | SWPP | 111 | 10.062 | 2022
petroleum | TRUE | 2311 | N | . | Wakefield | City of Wakefield - (NE) | 19980 | NE | WNC | MRO |  | 22 | 1 | Electric Utility | IC | DFO | DFO | SWPP | 158 | 9 | 2022
natural gas peaker | TRUE | 2311 | N | . | Wakefield | City of Wakefield - (NE) | 19980 | NE | WNC | MRO |  | 22 | 1 | Electric Utility | IC | NG | NG | SWPP | 0 | 0 | 2022
petroleum | TRUE | 2312 | N | . | Wayne IC | City of Wayne | 20219 | NE | WNC | MRO |  | 22 | 1 | Electric Utility | IC | DFO | DFO | SWPP | 6461 | 566 | 2022
petroleum | TRUE | 2313 | N | . | West Point Municipal | City of West Point - (NE) | 20397 | NE | WNC | MRO |  | 22 | 1 | Electric Utility | IC | DFO | DFO | SWPP | 335 | 31.458 | 2022
natural gas peaker | TRUE | 2313 | N | . | West Point Municipal | City of West Point - (NE) | 20397 | NE | WNC | MRO |  | 22 | 1 | Electric Utility | IC | NG | NG | SWPP | 451 | 42.542 | 2022
petroleum | TRUE | 2315 | N | . | Wilber | City of Wilber | 20632 | NE | WNC | MRO |  | 22 | 1 | Electric Utility | IC | DFO | DFO | SWPP | 102 | 9 | 2022
petroleum | TRUE | 2316 | N | . | Wisner | City of Wisner | 20880 | NE | WNC | MRO |  | 22 | 1 | Electric Utility | IC | DFO | DFO | SWPP | 390 | 30 | 2022
natural gas combined cycle | TRUE | 2322 | N | . | Clark (NVE) | Nevada Power Co | 13407 | NV | MTN | WECC |  | 22 | 1 | Electric Utility | CA | NG | NG | NEVP | 0 | 253004 | 2022
natural gas combined cycle | TRUE | 2322 | N | . | Clark (NVE) | Nevada Power Co | 13407 | NV | MTN | WECC |  | 22 | 1 | Electric Utility | CT | NG | NG | NEVP | 7155930 | 516506 | 2022
natural gas peaker | TRUE | 2322 | N | . | Clark (NVE) | Nevada Power Co | 13407 | NV | MTN | WECC |  | 22 | 1 | Electric Utility | GT | NG | NG | NEVP | 2835822 | 252704 | 2022
natural gas steam turbine | TRUE | 2330 | N | . | Fort Churchill | Sierra Pacific Power Co | 17166 | NV | MTN | WECC |  | 22 | 1 | Electric Utility | ST | NG | NG | NEVP | 6672721 | 549796 | 2022
natural gas combined cycle | TRUE | 2336 | N | . | Tracy | Sierra Pacific Power Co | 17166 | NV | MTN | WECC |  | 22 | 1 | Electric Utility | CA | NG | NG | NEVP | 1199875 | 1163984 | 2022
natural gas combined cycle | TRUE | 2336 | N | . | Tracy | Sierra Pacific Power Co | 17166 | NV | MTN | WECC |  | 22 | 1 | Electric Utility | CT | NG | NG | NEVP | 24352532 | 2087988 | 2022
natural gas peaker | TRUE | 2336 | N | . | Tracy | Sierra Pacific Power Co | 17166 | NV | MTN | WECC |  | 22 | 1 | Electric Utility | GT | NG | NG | NEVP | 2930373 | 213310 | 2022
natural gas steam turbine | TRUE | 2336 | N | . | Tracy | Sierra Pacific Power Co | 17166 | NV | MTN | WECC |  | 22 | 1 | Electric Utility | ST | NG | NG | NEVP | 696210 | 50483 | 2022
hydro | TRUE | 2349 | N | . | Comerford | Great River Hydro, LLC | 61122 | NH | NEW | NPCC |  | 22 | 2 | NAICS-22 Non-Cogen | HY | WAT | HYC | ISNE | 1102318 | 323071 | 2022
hydro | TRUE | 2351 | N | . | S C Moore | Great River Hydro, LLC | 61122 | NH | NEW | NPCC |  | 22 | 2 | NAICS-22 Non-Cogen | HY | WAT | HYC | ISNE | 848880 | 248793 | 2022
hydro | TRUE | 2352 | N | . | Vernon Dam | Great River Hydro, LLC | 61122 | VT | NEW | NPCC |  | 22 | 2 | NAICS-22 Non-Cogen | HY | WAT | HYC | ISNE | 478177 | 140146 | 2022
hydro | TRUE | 2353 | N | . | Wilder | Great River Hydro, LLC | 61122 | VT | NEW | NPCC |  | 22 | 2 | NAICS-22 Non-Cogen | HY | WAT | HYC | ISNE | 494931 | 145056 | 2022
hydro | TRUE | 2354 | N | . | Amoskeag | Central Rivers Power NH, LLC | 62775 | NH | NEW | NPCC |  | 22 | 2 | NAICS-22 Non-Cogen | HY | WAT | HYC | ISNE | 259459 | 76043 | 2022
hydro | TRUE | 2355 | N | . | Ayers Island | Central Rivers Power NH, LLC | 62775 | NH | NEW | NPCC |  | 22 | 2 | NAICS-22 Non-Cogen | HY | WAT | HYC | ISNE | 141090 | 41351 | 2022
hydro | TRUE | 2356 | N | . | Eastman Falls | Central Rivers Power NH, LLC | 62775 | NH | NEW | NPCC |  | 22 | 2 | NAICS-22 Non-Cogen | HY | WAT | HYC | ISNE | 83057 | 24343 | 2022
hydro | TRUE | 2357 | N | . | Garvins Falls | Central Rivers Power NH, LLC | 62775 | NH | NEW | NPCC |  | 22 | 2 | NAICS-22 Non-Cogen | HY | WAT | HYC | ISNE | 117477 | 34430 | 2022
hydro | TRUE | 2358 | N | . | Gorham | Central Rivers Power NH, LLC | 62775 | NH | NEW | NPCC |  | 22 | 2 | NAICS-22 Non-Cogen | HY | WAT | HYC | ISNE | 35348 | 10360 | 2022
hydro | TRUE | 2359 | N | . | Hooksett | Central Rivers Power NH, LLC | 62775 | NH | NEW | NPCC |  | 22 | 2 | NAICS-22 Non-Cogen | HY | WAT | HYC | ISNE | 17554 | 5145 | 2022
hydro | TRUE | 2360 | N | . | Jackman | Central Rivers Power NH, LLC | 62775 | NH | NEW | NPCC |  | 22 | 2 | NAICS-22 Non-Cogen | HY | WAT | HYC | ISNE | 30732 | 9007 | 2022
petroleum | TRUE | 2362 | N | . | Lost Nation | Granite Shore Power | 62032 | NH | NEW | NPCC |  | 22 | 2 | NAICS-22 Non-Cogen | GT | DFO | DFO | ISNE | 5475 | 343 | 2022
petroleum | TRUE | 2364 | N | . | Merrimack | Granite Shore Power | 62032 | NH | NEW | NPCC |  | 22 | 2 | NAICS-22 Non-Cogen | GT | JF | WOO | ISNE | 41165 | 2821 | 2022
hard coal | TRUE | 2364 | N | . | Merrimack | Granite Shore Power | 62032 | NH | NEW | NPCC |  | 22 | 2 | NAICS-22 Non-Cogen | ST | BIT | COL | ISNE | 3863637 | 305455.56 | 2022
petroleum | TRUE | 2364 | N | . | Merrimack | Granite Shore Power | 62032 | NH | NEW | NPCC |  | 22 | 2 | NAICS-22 Non-Cogen | ST | DFO | DFO | ISNE | 7493 | 563.443 | 2022
petroleum | TRUE | 2364 | N | . | Merrimack | Granite Shore Power | 62032 | NH | NEW | NPCC |  | 22 | 2 | NAICS-22 Non-Cogen | ST | RFO | RFO | ISNE | 0 | 0 | 2022
petroleum | TRUE | 2367 | N | . | Schiller | Granite Shore Power | 62032 | NH | NEW | NPCC |  | 22 | 2 | NAICS-22 Non-Cogen | GT | JF | WOO | ISNE | 14490 | 994 | 2022
natural gas peaker | TRUE | 2367 | N | . | Schiller | Granite Shore Power | 62032 | NH | NEW | NPCC |  | 22 | 2 | NAICS-22 Non-Cogen | GT | NG | NG | ISNE | 0 | 0 | 2022
hard coal | TRUE | 2367 | N | . | Schiller | Granite Shore Power | 62032 | NH | NEW | NPCC |  | 22 | 2 | NAICS-22 Non-Cogen | ST | BIT | COL | ISNE | 0 | 0 | 2022
petroleum | TRUE | 2367 | N | . | Schiller | Granite Shore Power | 62032 | NH | NEW | NPCC |  | 22 | 2 | NAICS-22 Non-Cogen | ST | DFO | DFO | ISNE | 0 | 0 | 2022
natural gas steam turbine | TRUE | 2367 | N | . | Schiller | Granite Shore Power | 62032 | NH | NEW | NPCC |  | 22 | 2 | NAICS-22 Non-Cogen | ST | NG | NG | ISNE | 0 | 0 | 2022
biomass | TRUE | 2367 | N | . | Schiller | Granite Shore Power | 62032 | NH | NEW | NPCC |  | 22 | 2 | NAICS-22 Non-Cogen | ST | OBS | ORW | ISNE | 0 | 0 | 2022
petroleum | TRUE | 2367 | N | . | Schiller | Granite Shore Power | 62032 | NH | NEW | NPCC |  | 22 | 2 | NAICS-22 Non-Cogen | ST | RFO | RFO | ISNE | 0 | 0 | 2022
biomass | TRUE | 2367 | N | . | Schiller | Granite Shore Power | 62032 | NH | NEW | NPCC |  | 22 | 2 | NAICS-22 Non-Cogen | ST | WDS | WWW | ISNE | 0 | 0 | 2022
hydro | TRUE | 2368 | N | . | Smith (NH) | Central Rivers Power NH, LLC | 62775 | NH | NEW | NPCC |  | 22 | 2 | NAICS-22 Non-Cogen | HY | WAT | HYC | ISNE | 329128 | 96462 | 2022
petroleum | TRUE | 2369 | N | . | White Lake | Granite Shore Power | 62032 | NH | NEW | NPCC |  | 22 | 2 | NAICS-22 Non-Cogen | GT | DFO | DFO | ISNE | 0 | 0 | 2022
petroleum | TRUE | 2369 | N | . | White Lake | Granite Shore Power | 62032 | NH | NEW | NPCC |  | 22 | 2 | NAICS-22 Non-Cogen | GT | JF | WOO | ISNE | 25543 | 1721 | 2022
petroleum | TRUE | 2379 | N | . | Carlls Corner | Calpine New Jersey Generation LLC | 56606 | NJ | MAT | RFC |  | 22 | 2 | NAICS-22 Non-Cogen | GT | DFO | DFO | PJM | 0 | 0 | 2022
petroleum | TRUE | 2379 | N | . | Carlls Corner | Calpine New Jersey Generation LLC | 56606 | NJ | MAT | RFC |  | 22 | 2 | NAICS-22 Non-Cogen | GT | KER | WOO | PJM | 19727 | 1183.386 | 2022
natural gas peaker | TRUE | 2379 | N | . | Carlls Corner | Calpine New Jersey Generation LLC | 56606 | NJ | MAT | RFC |  | 22 | 2 | NAICS-22 Non-Cogen | GT | NG | NG | PJM | 118502 | 7106.612 | 2022
petroleum | TRUE | 2390 | N | . | Sayreville | Sayreville Power, LLC | 63034 | NJ | MAT | RFC |  | 22 | 2 | NAICS-22 Non-Cogen | GT | DFO | DFO | PJM | 64243 | 1381.407 | 2022
natural gas peaker | TRUE | 2390 | N | . | Sayreville | Sayreville Power, LLC | 63034 | NJ | MAT | RFC |  | 22 | 2 | NAICS-22 Non-Cogen | GT | NG | NG | PJM | 21141 | 454.593 | 2022
petroleum | TRUE | 2393 | N | . | Gilbert | Gilbert Power, LLC | 63033 | NJ | MAT | RFC |  | 22 | 2 | NAICS-22 Non-Cogen | CA | DFO | DFO | PJM | 0 | 0 | 2022
natural gas combined cycle | TRUE | 2393 | N | . | Gilbert | Gilbert Power, LLC | 63033 | NJ | MAT | RFC |  | 22 | 2 | NAICS-22 Non-Cogen | CA | NG | NG | PJM | 0 | 17780 | 2022
petroleum | TRUE | 2393 | N | . | Gilbert | Gilbert Power, LLC | 63033 | NJ | MAT | RFC |  | 22 | 2 | NAICS-22 Non-Cogen | CT | DFO | DFO | PJM | 0 | 0 | 2022
natural gas combined cycle | TRUE | 2393 | N | . | Gilbert | Gilbert Power, LLC | 63033 | NJ | MAT | RFC |  | 22 | 2 | NAICS-22 Non-Cogen | CT | NG | NG | PJM | 985451 | 65084 | 2022
petroleum | TRUE | 2393 | N | . | Gilbert | Gilbert Power, LLC | 63033 | NJ | MAT | RFC |  | 22 | 2 | NAICS-22 Non-Cogen | GT | DFO | DFO | PJM | 10409 | 783.575 | 2022
natural gas peaker | TRUE | 2393 | N | . | Gilbert | Gilbert Power, LLC | 63033 | NJ | MAT | RFC |  | 22 | 2 | NAICS-22 Non-Cogen | GT | NG | NG | PJM | 145683 | 10967.425 | 2022
petroleum | TRUE | 2398 | N | . | Bergen Generating Station | Bergen Generating Station | 65385 | NJ | MAT | RFC |  | 22 | 2 | NAICS-22 Non-Cogen | CA | KER | WOO | PJM | 0 | 8634.364 | 2022
natural gas combined cycle | TRUE | 2398 | N | . | Bergen Generating Station | Bergen Generating Station | 65385 | NJ | MAT | RFC |  | 22 | 2 | NAICS-22 Non-Cogen | CA | NG | NG | PJM | 207308 | 721061.64 | 2022
petroleum | TRUE | 2398 | N | . | Bergen Generating Station | Bergen Generating Station | 65385 | NJ | MAT | RFC |  | 22 | 2 | NAICS-22 Non-Cogen | CT | KER | WOO | PJM | 202025 | 16293.312 | 2022
natural gas combined cycle | TRUE | 2398 | N | . | Bergen Generating Station | Bergen Generating Station | 65385 | NJ | MAT | RFC |  | 22 | 2 | NAICS-22 Non-Cogen | CT | NG | NG | PJM | 16237915 | 1319421.7 | 2022
petroleum | TRUE | 2399 | N | . | PSEG Burlington Generating Station | Burlington Generating Station | 65386 | NJ | MAT | RFC |  | 22 | 2 | NAICS-22 Non-Cogen | GT | KER | WOO | PJM | 45942 | 4724.177 | 2022
natural gas peaker | TRUE | 2399 | N | . | PSEG Burlington Generating Station | Burlington Generating Station | 65386 | NJ | MAT | RFC |  | 22 | 2 | NAICS-22 Non-Cogen | GT | NG | NG | PJM | 511515 | 52590.822 | 2022
petroleum | TRUE | 2401 | N | . | PSEG Essex Generating Station | Essex Generating Station | 65387 | NJ | MAT | RFC |  | 22 | 2 | NAICS-22 Non-Cogen | GT | KER | WOO | PJM | 0 | 0 | 2022
natural gas peaker | TRUE | 2401 | N | . | PSEG Essex Generating Station | Essex Generating Station | 65387 | NJ | MAT | RFC |  | 22 | 2 | NAICS-22 Non-Cogen | GT | NG | NG | PJM | 11175 | 779 | 2022
petroleum | TRUE | 2404 | N | . | PSEG Kearny Generating Station | Kearny Generating Station | 65388 | NJ | MAT | RFC |  | 22 | 2 | NAICS-22 Non-Cogen | GT | KER | WOO | PJM | 11995 | 1072.115 | 2022
natural gas peaker | TRUE | 2404 | N | . | PSEG Kearny Generating Station | Kearny Generating Station | 65388 | NJ | MAT | RFC |  | 22 | 2 | NAICS-22 Non-Cogen | GT | NG | NG | PJM | 2706147 | 241999.89 | 2022
petroleum | TRUE | 2404 | N | . | PSEG Kearny Generating Station | Kearny Generating Station | 65388 | NJ | MAT | RFC |  | 22 | 2 | NAICS-22 Non-Cogen | GT | RFO | RFO | PJM | 0 | 0 | 2022
petroleum | TRUE | 2406 | N | . | PSEG Linden Generating Station | Linden Combined Cycle | 65389 | NJ | MAT | RFC |  | 22 | 2 | NAICS-22 Non-Cogen | CA | DFO | DFO | PJM | 0 | 15891.478 | 2022
natural gas combined cycle | TRUE | 2406 | N | . | PSEG Linden Generating Station | Linden Combined Cycle | 65389 | NJ | MAT | RFC |  | 22 | 2 | NAICS-22 Non-Cogen | CA | NG | NG | PJM | 2144108 | 1912999.5 | 2022
petroleum | TRUE | 2406 | N | . | PSEG Linden Generating Station | Linden Combined Cycle | 65389 | NJ | MAT | RFC |  | 22 | 2 | NAICS-22 Non-Cogen | CT | DFO | DFO | PJM | 323906 | 28097.961 | 2022
natural gas combined cycle | TRUE | 2406 | N | . | PSEG Linden Generating Station | Linden Combined Cycle | 65389 | NJ | MAT | RFC |  | 22 | 2 | NAICS-22 Non-Cogen | CT | NG | NG | PJM | 34707167 | 3052982 | 2022
petroleum | TRUE | 2406 | N | . | PSEG Linden Generating Station | Linden Combined Cycle | 65389 | NJ | MAT | RFC |  | 22 | 2 | NAICS-22 Non-Cogen | GT | DFO | DFO | PJM | 172360 | 12662.288 | 2022
natural gas peaker | TRUE | 2406 | N | . | PSEG Linden Generating Station | Linden Combined Cycle | 65389 | NJ | MAT | RFC |  | 22 | 2 | NAICS-22 Non-Cogen | GT | NG | NG | PJM | 689798 | 53611.712 | 2022
petroleum | TRUE | 2410 | N | . | PSEG Salem Generating Station | PSEG Nuclear LLC | 15478 | NJ | MAT | RFC |  | 22 | 2 | NAICS-22 Non-Cogen | GT | DFO | DFO | PJM | 0 | 0 | 2022
petroleum | TRUE | 2410 | N | . | PSEG Salem Generating Station | PSEG Nuclear LLC | 15478 | NJ | MAT | RFC |  | 22 | 2 | NAICS-22 Non-Cogen | GT | KER | WOO | PJM | 0 | 0 | 2022
nuclear | TRUE | 2410 | N | 2 | PSEG Salem Generating Station | PSEG Nuclear LLC | 15478 | NJ | MAT | RFC |  | 22 | 2 | NAICS-22 Non-Cogen | ST | NUC | NUC | PJM | 0 | 10059949 | 2022
nuclear | TRUE | 2410 | N | 1 | PSEG Salem Generating Station | PSEG Nuclear LLC | 15478 | NJ | MAT | RFC |  | 22 | 2 | NAICS-22 Non-Cogen | ST | NUC | NUC | PJM | 0 | 9060175 | 2022
petroleum | TRUE | 2411 | N | . | PSEG Sewaren Generating Station | Sewaren Generating Station | 65391 | NJ | MAT | RFC |  | 22 | 2 | NAICS-22 Non-Cogen | CA | DFO | DFO | PJM | 0 | 1492.29 | 2022
natural gas combined cycle | TRUE | 2411 | N | . | PSEG Sewaren Generating Station | Sewaren Generating Station | 65391 | NJ | MAT | RFC |  | 22 | 2 | NAICS-22 Non-Cogen | CA | NG | NG | PJM | 895425 | 881071.71 | 2022
petroleum | TRUE | 2411 | N | . | PSEG Sewaren Generating Station | Sewaren Generating Station | 65391 | NJ | MAT | RFC |  | 22 | 2 | NAICS-22 Non-Cogen | CT | DFO | DFO | PJM | 31953 | 3315.452 | 2022
petroleum | TRUE | 2411 | N | . | PSEG Sewaren Generating Station | Sewaren Generating Station | 65391 | NJ | MAT | RFC |  | 22 | 2 | NAICS-22 Non-Cogen | CT | KER | WOO | PJM | 0 | 0 | 2022
natural gas combined cycle | TRUE | 2411 | N | . | PSEG Sewaren Generating Station | Sewaren Generating Station | 65391 | NJ | MAT | RFC |  | 22 | 2 | NAICS-22 Non-Cogen | CT | NG | NG | PJM | 17541358 | 1805191.5 | 2022
petroleum | TRUE | 2411 | N | . | PSEG Sewaren Generating Station | Sewaren Generating Station | 65391 | NJ | MAT | RFC |  | 22 | 2 | NAICS-22 Non-Cogen | CT | RFO | RFO | PJM | 0 | 0 | 2022
hard coal | TRUE | 2434 | N | . | Howard Down | City of Vineland - (NJ) | 19856 | NJ | MAT | RFC |  | 22 | 1 | Electric Utility | GT | BIT | COL | PJM | 0 | 0 | 2022
petroleum | TRUE | 2434 | N | . | Howard Down | City of Vineland - (NJ) | 19856 | NJ | MAT | RFC |  | 22 | 1 | Electric Utility | GT | DFO | DFO | PJM | 0 | 0 | 2022
natural gas peaker | TRUE | 2434 | N | . | Howard Down | City of Vineland - (NJ) | 19856 | NJ | MAT | RFC |  | 22 | 1 | Electric Utility | GT | NG | NG | PJM | 704800 | 67498 | 2022
petroleum | TRUE | 2434 | N | . | Howard Down | City of Vineland - (NJ) | 19856 | NJ | MAT | RFC |  | 22 | 1 | Electric Utility | GT | RFO | RFO | PJM | 0 | 0 | 2022
hard coal | TRUE | 2442 | N | . | Four Corners | Arizona Public Service Co | 803 | NM | MTN | WECC |  | 22 | 1 | Electric Utility | ST | BIT | COL | AZPS | 0 | 0 | 2022
natural gas steam turbine | TRUE | 2442 | N | . | Four Corners | Arizona Public Service Co | 803 | NM | MTN | WECC |  | 22 | 1 | Electric Utility | ST | NG | NG | AZPS | 1001786 | 100845.32 | 2022
hard coal | TRUE | 2442 | N | . | Four Corners | Arizona Public Service Co | 803 | NM | MTN | WECC |  | 22 | 1 | Electric Utility | ST | SUB | COL | AZPS | 100859560 | 10209420 | 2022
natural gas peaker | TRUE | 2444 | N | . | Rio Grande | El Paso Electric Co | 5701 | NM | MTN | WECC |  | 22 | 1 | Electric Utility | GT | NG | NG | EPE | 2467382 | 248194 | 2022
natural gas steam turbine | TRUE | 2444 | N | . | Rio Grande | El Paso Electric Co | 5701 | NM | MTN | WECC |  | 22 | 1 | Electric Utility | ST | NG | NG | EPE | 4409571 | 358251 | 2022
natural gas peaker | TRUE | 2446 | N | . | Maddox | Southwestern Public Service Co | 17718 | NM | MTN | MRO |  | 22 | 1 | Electric Utility | GT | NG | NG | SWPP | 1516220 | 110257 | 2022
natural gas steam turbine | TRUE | 2446 | N | . | Maddox | Southwestern Public Service Co | 17718 | NM | MTN | MRO |  | 22 | 1 | Electric Utility | ST | NG | NG | SWPP | 2314129 | 226664 | 2022
hard coal | TRUE | 2450 | N | . | Reeves | Public Service Co of NM | 15473 | NM | MTN | WECC |  | 22 | 1 | Electric Utility | ST | BIT | COL | PNM | 0 | 0 | 2022
petroleum | TRUE | 2450 | N | . | Reeves | Public Service Co of NM | 15473 | NM | MTN | WECC |  | 22 | 1 | Electric Utility | ST | DFO | DFO | PNM | 0 | 0 | 2022
natural gas steam turbine | TRUE | 2450 | N | . | Reeves | Public Service Co of NM | 15473 | NM | MTN | WECC |  | 22 | 1 | Electric Utility | ST | NG | NG | PNM | 2664633 | 199065 | 2022
hard coal | TRUE | 2451 | N | . | San Juan | Public Service Co of NM | 15473 | NM | MTN | WECC |  | 22 | 1 | Electric Utility | ST | BIT | COL | PNM | 22107891 | 1875082.2 | 2022
petroleum | TRUE | 2451 | N | . | San Juan | Public Service Co of NM | 15473 | NM | MTN | WECC |  | 22 | 1 | Electric Utility | ST | DFO | DFO | PNM | 159471 | 13851.297 | 2022
hard coal | TRUE | 2451 | N | . | San Juan | Public Service Co of NM | 15473 | NM | MTN | WECC |  | 22 | 1 | Electric Utility | ST | RC | COL | PNM | 13584282 | 1207494.5 | 2022
natural gas peaker | TRUE | 2454 | N | . | Cunningham | Southwestern Public Service Co | 17718 | NM | MTN | MRO |  | 22 | 1 | Electric Utility | GT | NG | NG | SWPP | 5703160 | 468235 | 2022
natural gas steam turbine | TRUE | 2454 | N | . | Cunningham | Southwestern Public Service Co | 17718 | NM | MTN | MRO |  | 22 | 1 | Electric Utility | ST | NG | NG | SWPP | 7264894 | 674320 | 2022
petroleum | TRUE | 2480 | N | . | Danskammer Generating Station | Danskammer Energy | 58971 | NY | MAT | NPCC |  | 22 | 2 | NAICS-22 Non-Cogen | IC | DFO | DFO | NYIS | 790 | 73 | 2022
natural gas steam turbine | TRUE | 2480 | N | . | Danskammer Generating Station | Danskammer Energy | 58971 | NY | MAT | NPCC |  | 22 | 2 | NAICS-22 Non-Cogen | ST | NG | NG | NYIS | 202184 | 15435 | 2022
petroleum | TRUE | 2480 | N | . | Danskammer Generating Station | Danskammer Energy | 58971 | NY | MAT | NPCC |  | 22 | 2 | NAICS-22 Non-Cogen | ST | RFO | RFO | NYIS | 0 | 0 | 2022
hydro | TRUE | 2481 | N | . | Dashville | Central Hudson Gas & Elec Corp | 3249 | NY | MAT | NPCC |  | 22 | 1 | Electric Utility | HY | WAT | HYC | NYIS | 50637 | 14841 | 2022
hydro | TRUE | 2483 | N | . | Neversink | New York Power Authority | 15296 | NY | MAT | NPCC |  | 22 | 1 | Electric Utility | HY | WAT | HYC | NYIS | 76631 | 22459 | 2022
petroleum | TRUE | 2485 | N | . | South Cairo | Central Hudson Gas & Elec Corp | 3249 | NY | MAT | NPCC |  | 22 | 1 | Electric Utility | GT | KER | WOO | NYIS | 20916 | 1425 | 2022
hydro | TRUE | 2486 | N | . | Sturgeon | Central Hudson Gas & Elec Corp | 3249 | NY | MAT | NPCC |  | 22 | 1 | Electric Utility | HY | WAT | HYC | NYIS | 142140 | 41659 | 2022
petroleum | TRUE | 2487 | N | . | West Coxsackie | Central Hudson Gas & Elec Corp | 3249 | NY | MAT | NPCC |  | 22 | 1 | Electric Utility | GT | KER | WOO | NYIS | 2828 | 1749.971 | 2022
natural gas peaker | TRUE | 2487 | N | . | West Coxsackie | Central Hudson Gas & Elec Corp | 3249 | NY | MAT | NPCC |  | 22 | 1 | Electric Utility | GT | NG | NG | NYIS | 3546 | 2194.029 | 2022
natural gas peaker | TRUE | 2490 | N | . | Arthur Kill Generating Station | NRG Arthur Kill Operations Inc | 13192 | NY | MAT | NPCC |  | 22 | 2 | NAICS-22 Non-Cogen | GT | NG | NG | NYIS | 30742 | 1565 | 2022
natural gas steam turbine | TRUE | 2490 | N | . | Arthur Kill Generating Station | NRG Arthur Kill Operations Inc | 13192 | NY | MAT | NPCC |  | 22 | 2 | NAICS-22 Non-Cogen | ST | NG | NG | NYIS | 10951335 | 959740 | 2022
petroleum | TRUE | 2493 | Y | . | East River | Consolidated Edison Co-NY Inc | 4226 | NY | MAT | NPCC |  | 22 | 1 | Electric Utility | GT | DFO | DFO | NYIS | 0 | 0 | 2022
natural gas peaker | TRUE | 2493 | Y | . | East River | Consolidated Edison Co-NY Inc | 4226 | NY | MAT | NPCC |  | 22 | 1 | Electric Utility | GT | NG | NG | NYIS | 17801604 | 2217889 | 2022
petroleum | TRUE | 2493 | Y | . | East River | Consolidated Edison Co-NY Inc | 4226 | NY | MAT | NPCC |  | 22 | 1 | Electric Utility | ST | DFO | DFO | NYIS | 0 | 0 | 2022
natural gas steam turbine | TRUE | 2493 | Y | . | East River | Consolidated Edison Co-NY Inc | 4226 | NY | MAT | NPCC |  | 22 | 1 | Electric Utility | ST | NG | NG | NYIS | 6293321 | 768128.48 | 2022
petroleum | TRUE | 2493 | Y | . | East River | Consolidated Edison Co-NY Inc | 4226 | NY | MAT | NPCC |  | 22 | 1 | Electric Utility | ST | RFO | RFO | NYIS | 203615 | 25063.518 | 2022
petroleum | TRUE | 2494 | N | . | Gowanus Gas Turbines Generating | U S Power Generating Company LLC | 54863 | NY | MAT | NPCC |  | 22 | 2 | NAICS-22 Non-Cogen | GT | DFO | DFO | NYIS | 33732 | 1918.911 | 2022
natural gas peaker | TRUE | 2494 | N | . | Gowanus Gas Turbines Generating | U S Power Generating Company LLC | 54863 | NY | MAT | NPCC |  | 22 | 2 | NAICS-22 Non-Cogen | GT | NG | NG | NYIS | 241592 | 13741.088 | 2022
petroleum | TRUE | 2494 | N | . | Gowanus Gas Turbines Generating | U S Power Generating Company LLC | 54863 | NY | MAT | NPCC |  | 22 | 2 | NAICS-22 Non-Cogen | GT | RFO | RFO | NYIS | 0 | 0 | 2022
petroleum | TRUE | 2496 | N | . | Hudson Avenue | Consolidated Edison Co-NY Inc | 4226 | NY | MAT | NPCC |  | 22 | 1 | Electric Utility | GT | DFO | DFO | NYIS | 0 | 0 | 2022
petroleum | TRUE | 2496 | N | . | Hudson Avenue | Consolidated Edison Co-NY Inc | 4226 | NY | MAT | NPCC |  | 22 | 1 | Electric Utility | GT | KER | WOO | NYIS | 7595 | 468 | 2022
petroleum | TRUE | 2499 | N | . | Narrows Gas Turbines Generating | U S Power Generating Company LLC | 54863 | NY | MAT | NPCC |  | 22 | 2 | NAICS-22 Non-Cogen | GT | DFO | DFO | NYIS | 45958 | 2724.41 | 2022
natural gas peaker | TRUE | 2499 | N | . | Narrows Gas Turbines Generating | U S Power Generating Company LLC | 54863 | NY | MAT | NPCC |  | 22 | 2 | NAICS-22 Non-Cogen | GT | NG | NG | NYIS | 777781 | 46095.59 | 2022
petroleum | TRUE | 2500 | N | . | Ravenswood | Helix Ravenswood, LLC | 61130 | NY | MAT | NPCC |  | 22 | 2 | NAICS-22 Non-Cogen | CA | KER | WOO | NYIS | 0 | 0 | 2022
natural gas combined cycle | TRUE | 2500 | N | . | Ravenswood | Helix Ravenswood, LLC | 61130 | NY | MAT | NPCC |  | 22 | 2 | NAICS-22 Non-Cogen | CA | NG | NG | NYIS | 0 | 0 | 2022
petroleum | TRUE | 2500 | N | . | Ravenswood | Helix Ravenswood, LLC | 61130 | NY | MAT | NPCC |  | 22 | 2 | NAICS-22 Non-Cogen | CT | KER | WOO | NYIS | 340270 | 46491.624 | 2022
natural gas combined cycle | TRUE | 2500 | N | . | Ravenswood | Helix Ravenswood, LLC | 61130 | NY | MAT | NPCC |  | 22 | 2 | NAICS-22 Non-Cogen | CT | NG | NG | NYIS | 11045891 | 1489886.4 | 2022
petroleum | TRUE | 2500 | N | . | Ravenswood | Helix Ravenswood, LLC | 61130 | NY | MAT | NPCC |  | 22 | 2 | NAICS-22 Non-Cogen | CT | RFO | RFO | NYIS | 0 | 0 | 2022
petroleum | TRUE | 2500 | N | . | Ravenswood | Helix Ravenswood, LLC | 61130 | NY | MAT | NPCC |  | 22 | 2 | NAICS-22 Non-Cogen | GT | KER | WOO | NYIS | 0 | 0 | 2022
natural gas peaker | TRUE | 2500 | N | . | Ravenswood | Helix Ravenswood, LLC | 61130 | NY | MAT | NPCC |  | 22 | 2 | NAICS-22 Non-Cogen | GT | NG | NG | NYIS | 65694 | 4084 | 2022
petroleum | TRUE | 2500 | N | . | Ravenswood | Helix Ravenswood, LLC | 61130 | NY | MAT | NPCC |  | 22 | 2 | NAICS-22 Non-Cogen | ST | DFO | DFO | NYIS | 148839 | 9668.69 | 2022
natural gas steam turbine | TRUE | 2500 | N | . | Ravenswood | Helix Ravenswood, LLC | 61130 | NY | MAT | NPCC |  | 22 | 2 | NAICS-22 Non-Cogen | ST | NG | NG | NYIS | 5814884 | 465622.31 | 2022
petroleum | TRUE | 2500 | N | . | Ravenswood | Helix Ravenswood, LLC | 61130 | NY | MAT | NPCC |  | 22 | 2 | NAICS-22 Non-Cogen | ST | RFO | RFO | NYIS | 0 | 0 | 2022
petroleum | TRUE | 2503 | N | . | 59th Street | Consolidated Edison Co-NY Inc | 4226 | NY | MAT | NPCC |  | 22 | 1 | Electric Utility | GT | KER | WOO | NYIS | 0 | 0 | 2022
natural gas peaker | TRUE | 2503 | N | . | 59th Street | Consolidated Edison Co-NY Inc | 4226 | NY | MAT | NPCC |  | 22 | 1 | Electric Utility | GT | NG | NG | NYIS | 5282 | 230 | 2022
petroleum | TRUE | 2504 | N | . | 74th Street | Consolidated Edison Co-NY Inc | 4226 | NY | MAT | NPCC |  | 22 | 1 | Electric Utility | GT | KER | WOO | NYIS | 3716 | 203 | 2022
petroleum | TRUE | 2511 | N | . | E F Barrett | National Grid Generation LLC | 56505 | NY | MAT | NPCC |  | 22 | 1 | Electric Utility | GT | DFO | DFO | NYIS | 53440 | 3218.634 | 2022
natural gas peaker | TRUE | 2511 | N | . | E F Barrett | National Grid Generation LLC | 56505 | NY | MAT | NPCC |  | 22 | 1 | Electric Utility | GT | NG | NG | NYIS | 2731725 | 167256.37 | 2022
natural gas steam turbine | TRUE | 2511 | N | . | E F Barrett | National Grid Generation LLC | 56505 | NY | MAT | NPCC |  | 22 | 1 | Electric Utility | ST | NG | NG | NYIS | 13001380 | 1178888.8 | 2022
petroleum | TRUE | 2511 | N | . | E F Barrett | National Grid Generation LLC | 56505 | NY | MAT | NPCC |  | 22 | 1 | Electric Utility | ST | RFO | RFO | NYIS | 235373 | 21461.216 | 2022
petroleum | TRUE | 2512 | N | . | East Hampton | National Grid Generation LLC | 56505 | NY | MAT | NPCC |  | 22 | 1 | Electric Utility | GT | DFO | DFO | NYIS | 176819 | 12654 | 2022
petroleum | TRUE | 2512 | N | . | East Hampton | National Grid Generation LLC | 56505 | NY | MAT | NPCC |  | 22 | 1 | Electric Utility | IC | DFO | DFO | NYIS | 23175 | 2159 | 2022
petroleum | TRUE | 2514 | N | . | Glenwood | National Grid Generation LLC | 56505 | NY | MAT | NPCC |  | 22 | 1 | Electric Utility | GT | DFO | DFO | NYIS | 43959 | 2544.001 | 2022
natural gas peaker | TRUE | 2514 | N | . | Glenwood | National Grid Generation LLC | 56505 | NY | MAT | NPCC |  | 22 | 1 | Electric Utility | GT | NG | NG | NYIS | 0 | 0 | 2022
petroleum | TRUE | 2516 | N | . | Northport | National Grid Generation LLC | 56505 | NY | MAT | NPCC |  | 22 | 1 | Electric Utility | GT | DFO | DFO | NYIS | 2494 | -32 | 2022
natural gas steam turbine | TRUE | 2516 | N | . | Northport | National Grid Generation LLC | 56505 | NY | MAT | NPCC |  | 22 | 1 | Electric Utility | ST | NG | NG | NYIS | 27420426 | 2542943.5 | 2022
petroleum | TRUE | 2516 | N | . | Northport | National Grid Generation LLC | 56505 | NY | MAT | NPCC |  | 22 | 1 | Electric Utility | ST | RFO | RFO | NYIS | 3809341 | 357065.46 | 2022
petroleum | TRUE | 2517 | N | . | Port Jefferson | National Grid Generation LLC | 56505 | NY | MAT | NPCC |  | 22 | 1 | Electric Utility | GT | DFO | DFO | NYIS | 0 | 0 | 2022
petroleum | TRUE | 2517 | N | . | Port Jefferson | National Grid Generation LLC | 56505 | NY | MAT | NPCC |  | 22 | 1 | Electric Utility | GT | KER | WOO | NYIS | 31400 | 2762.47 | 2022
natural gas peaker | TRUE | 2517 | N | . | Port Jefferson | National Grid Generation LLC | 56505 | NY | MAT | NPCC |  | 22 | 1 | Electric Utility | GT | NG | NG | NYIS | 969618 | 93548.53 | 2022
natural gas steam turbine | TRUE | 2517 | N | . | Port Jefferson | National Grid Generation LLC | 56505 | NY | MAT | NPCC |  | 22 | 1 | Electric Utility | ST | NG | NG | NYIS | 2952105 | 243423.56 | 2022
petroleum | TRUE | 2517 | N | . | Port Jefferson | National Grid Generation LLC | 56505 | NY | MAT | NPCC |  | 22 | 1 | Electric Utility | ST | RFO | RFO | NYIS | 932762 | 79657.44 | 2022
petroleum | TRUE | 2518 | N | . | Shoreham | National Grid Generation LLC | 56505 | NY | MAT | NPCC |  | 22 | 1 | Electric Utility | GT | DFO | DFO | NYIS | 17184 | 858 | 2022
petroleum | TRUE | 2519 | N | . | South Hampton | National Grid Generation LLC | 56505 | NY | MAT | NPCC |  | 22 | 1 | Electric Utility | GT | DFO | DFO | NYIS | 8887 | 215 | 2022
petroleum | TRUE | 2520 | N | . | Southold | National Grid Generation LLC | 56505 | NY | MAT | NPCC |  | 22 | 1 | Electric Utility | GT | DFO | DFO | NYIS | 19129 | 834 | 2022
hydro | TRUE | 2522 | N | . | Cadyville | New York State Elec & Gas Corp | 13511 | NY | MAT | NPCC |  | 22 | 1 | Electric Utility | HY | WAT | HYC | NYIS | 65069 | 19071 | 2022
hard coal | TRUE | 2527 | N | . | Greenidge Generation LLC | Greenidge Generation Holdings LLC | 25 | NY | MAT | NPCC |  | 22 | 2 | NAICS-22 Non-Cogen | ST | BIT | COL | NYIS | 0 | 0 | 2022
petroleum | TRUE | 2527 | N | . | Greenidge Generation LLC | Greenidge Generation Holdings LLC | 25 | NY | MAT | NPCC |  | 22 | 2 | NAICS-22 Non-Cogen | ST | DFO | DFO | NYIS | 0 | 0 | 2022
natural gas steam turbine | TRUE | 2527 | N | . | Greenidge Generation LLC | Greenidge Generation Holdings LLC | 25 | NY | MAT | NPCC |  | 22 | 2 | NAICS-22 Non-Cogen | ST | NG | NG | NYIS | 5972594 | 543006 | 2022
hard coal | TRUE | 2527 | N | . | Greenidge Generation LLC | Greenidge Generation Holdings LLC | 25 | NY | MAT | NPCC |  | 22 | 2 | NAICS-22 Non-Cogen | ST | SUB | COL | NYIS | 0 | 0 | 2022
biomass | TRUE | 2527 | N | . | Greenidge Generation LLC | Greenidge Generation Holdings LLC | 25 | NY | MAT | NPCC |  | 22 | 2 | NAICS-22 Non-Cogen | ST | WDS | WWW | NYIS | 0 | 0 | 2022
petroleum | TRUE | 2528 | N | . | Harris Lake | New York State Elec & Gas Corp | 13511 | NY | MAT | NPCC |  | 22 | 1 | Electric Utility | IC | DFO | DFO | NYIS | 2158 | 1 | 2022
hydro | TRUE | 2530 | N | . | High Falls - Saranac NY | New York State Elec & Gas Corp | 13511 | NY | MAT | NPCC |  | 22 | 1 | Electric Utility | HY | WAT | HYC | NYIS | 266276 | 78041 | 2022
hydro | TRUE | 2532 | N | . | Kent Falls | New York State Elec & Gas Corp | 13511 | NY | MAT | NPCC |  | 22 | 1 | Electric Utility | HY | WAT | HYC | NYIS | 0 | 0 | 2022
petroleum | TRUE | 2539 | N | . | Bethlehem Energy Center | Generation Bridge II New York LLC | 65417 | NY | MAT | NPCC |  | 22 | 2 | NAICS-22 Non-Cogen | CA | KER | WOO | NYIS | 0 | 0 | 2022
natural gas combined cycle | TRUE | 2539 | N | . | Bethlehem Energy Center | Generation Bridge II New York LLC | 65417 | NY | MAT | NPCC |  | 22 | 2 | NAICS-22 Non-Cogen | CA | NG | NG | NYIS | 2868186 | 1457184 | 2022
petroleum | TRUE | 2539 | N | . | Bethlehem Energy Center | Generation Bridge II New York LLC | 65417 | NY | MAT | NPCC |  | 22 | 2 | NAICS-22 Non-Cogen | CT | KER | WOO | NYIS | 0 | 0 | 2022
natural gas combined cycle | TRUE | 2539 | N | . | Bethlehem Energy Center | Generation Bridge II New York LLC | 65417 | NY | MAT | NPCC |  | 22 | 2 | NAICS-22 Non-Cogen | CT | NG | NG | NYIS | 27411423 | 2805326 | 2022
hydro | TRUE | 2540 | N | . | Allens Falls | Erie Boulevard Hydropower LP | 5914 | NY | MAT | NPCC |  | 22 | 2 | NAICS-22 Non-Cogen | HY | WAT | HYC | NYIS | 86467 | 25342 | 2022
hydro | TRUE | 2543 | N | . | Beardslee | Erie Boulevard Hydropower LP | 5914 | NY | MAT | NPCC |  | 22 | 2 | NAICS-22 Non-Cogen | HY | WAT | HYC | NYIS | 180454 | 52888 | 2022
hydro | TRUE | 2544 | N | . | Belfort | Erie Boulevard Hydropower LP | 5914 | NY | MAT | NPCC |  | 22 | 2 | NAICS-22 Non-Cogen | HY | WAT | HYC | NYIS | 40610 | 11902 | 2022
hydro | TRUE | 2545 | N | . | Bennetts Bridge | Erie Boulevard Hydropower LP | 5914 | NY | MAT | NPCC |  | 22 | 2 | NAICS-22 Non-Cogen | HY | WAT | HYC | NYIS | 294333 | 86264 | 2022
hydro | TRUE | 2546 | N | . | Black River | Erie Boulevard Hydropower LP | 5914 | NY | MAT | NPCC |  | 22 | 2 | NAICS-22 Non-Cogen | HY | WAT | HYC | NYIS | 117232 | 34359 | 2022
hydro | TRUE | 2547 | N | . | Blake | Erie Boulevard Hydropower LP | 5914 | NY | MAT | NPCC |  | 22 | 2 | NAICS-22 Non-Cogen | HY | WAT | HYC | NYIS | 201451 | 59042 | 2022
hydro | TRUE | 2548 | N | . | Browns Falls | Erie Boulevard Hydropower LP | 5914 | NY | MAT | NPCC |  | 22 | 2 | NAICS-22 Non-Cogen | HY | WAT | HYC | NYIS | 197216 | 57801 | 2022
hydro | TRUE | 2550 | N | . | Chasm | Erie Boulevard Hydropower LP | 5914 | NY | MAT | NPCC |  | 22 | 2 | NAICS-22 Non-Cogen | HY | WAT | HYC | NYIS | 73371 | 21504 | 2022
hydro | TRUE | 2551 | N | . | Colton | Erie Boulevard Hydropower LP | 5914 | NY | MAT | NPCC |  | 22 | 2 | NAICS-22 Non-Cogen | HY | WAT | HYC | NYIS | 461228 | 135178 | 2022
hydro | TRUE | 2552 | N | . | Deferiet | Erie Boulevard Hydropower LP | 5914 | NY | MAT | NPCC |  | 22 | 2 | NAICS-22 Non-Cogen | HY | WAT | HYC | NYIS | 187177 | 54858 | 2022
hydro | TRUE | 2555 | N | . | Eagle | Erie Boulevard Hydropower LP | 5914 | NY | MAT | NPCC |  | 22 | 2 | NAICS-22 Non-Cogen | HY | WAT | HYC | NYIS | 113057 | 33135 | 2022
hydro | TRUE | 2556 | N | . | Eel Weir | Erie Boulevard Hydropower LP | 5914 | NY | MAT | NPCC |  | 22 | 2 | NAICS-22 Non-Cogen | HY | WAT | HYC | NYIS | 29155 | 8545 | 2022
hydro | TRUE | 2557 | N | . | Effley | Erie Boulevard Hydropower LP | 5914 | NY | MAT | NPCC |  | 22 | 2 | NAICS-22 Non-Cogen | HY | WAT | HYC | NYIS | 54293 | 15912 | 2022
hydro | TRUE | 2559 | N | . | Elmer | Erie Boulevard Hydropower LP | 5914 | NY | MAT | NPCC |  | 22 | 2 | NAICS-22 Non-Cogen | HY | WAT | HYC | NYIS | 35281 | 10340 | 2022
hydro | TRUE | 2560 | N | . | Ephratah | Erie Boulevard Hydropower LP | 5914 | NY | MAT | NPCC |  | 22 | 2 | NAICS-22 Non-Cogen | HY | WAT | HYC | NYIS | 40688 | 11925 | 2022
hydro | TRUE | 2561 | N | . | East Norfolk | Erie Boulevard Hydropower LP | 5914 | NY | MAT | NPCC |  | 22 | 2 | NAICS-22 Non-Cogen | HY | WAT | HYC | NYIS | 88054 | 25807 | 2022
hydro | TRUE | 2562 | N | . | Five Falls | Erie Boulevard Hydropower LP | 5914 | NY | MAT | NPCC |  | 22 | 2 | NAICS-22 Non-Cogen | HY | WAT | HYC | NYIS | 332725 | 97516 | 2022
hydro | TRUE | 2563 | N | . | Flat Rock | Erie Boulevard Hydropower LP | 5914 | NY | MAT | NPCC |  | 22 | 2 | NAICS-22 Non-Cogen | HY | WAT | HYC | NYIS | 65944 | 19327 | 2022
hydro | TRUE | 2564 | N | . | Franklin (NY) | Erie Boulevard Hydropower LP | 5914 | NY | MAT | NPCC |  | 22 | 2 | NAICS-22 Non-Cogen | HY | WAT | HYC | NYIS | 35844 | 10506 | 2022
hydro | TRUE | 2566 | N | . | Fulton Hydro | Erie Boulevard Hydropower LP | 5914 | NY | MAT | NPCC |  | 22 | 2 | NAICS-22 Non-Cogen | HY | WAT | HYC | NYIS | 17931 | 5255 | 2022
hydro | TRUE | 2568 | N | . | Glenwood Hydro | Erie Boulevard Hydropower LP | 5914 | NY | MAT | NPCC |  | 22 | 2 | NAICS-22 Non-Cogen | HY | WAT | HYC | NYIS | 19870 | 5823 | 2022
hydro | TRUE | 2569 | N | . | Granby | Erie Boulevard Hydropower LP | 5914 | NY | MAT | NPCC |  | 22 | 2 | NAICS-22 Non-Cogen | HY | WAT | HYC | NYIS | 101060 | 29619 | 2022
hydro | TRUE | 2571 | N | . | Hannawa | Erie Boulevard Hydropower LP | 5914 | NY | MAT | NPCC |  | 22 | 2 | NAICS-22 Non-Cogen | HY | WAT | HYC | NYIS | 178079 | 52192 | 2022
hydro | TRUE | 2572 | N | . | Herrings | Erie Boulevard Hydropower LP | 5914 | NY | MAT | NPCC |  | 22 | 2 | NAICS-22 Non-Cogen | HY | WAT | HYC | NYIS | 81421 | 23863 | 2022
hydro | TRUE | 2573 | N | . | Heuvelton | Erie Boulevard Hydropower LP | 5914 | NY | MAT | NPCC |  | 22 | 2 | NAICS-22 Non-Cogen | HY | WAT | HYC | NYIS | 16159 | 4736 | 2022
hydro | TRUE | 2574 | N | . | High Dam | Oswego City of | 14240 | NY | MAT | NPCC |  | 22 | 1 | Electric Utility | HY | WAT | HYC | NYIS | 0 | 0 | 2022
hydro | TRUE | 2575 | N | . | High Falls - Croghan NY | Erie Boulevard Hydropower LP | 5914 | NY | MAT | NPCC |  | 22 | 2 | NAICS-22 Non-Cogen | HY | WAT | HYC | NYIS | 106099 | 31096 | 2022
hydro | TRUE | 2576 | N | . | Higley | Erie Boulevard Hydropower LP | 5914 | NY | MAT | NPCC |  | 22 | 2 | NAICS-22 Non-Cogen | HY | WAT | HYC | NYIS | 126983 | 37216 | 2022
hydro | TRUE | 2578 | N | . | Hydraulic Race | Erie Boulevard Hydropower LP | 5914 | NY | MAT | NPCC |  | 22 | 2 | NAICS-22 Non-Cogen | HY | WAT | HYC | NYIS | 24211 | 7096 | 2022
hydro | TRUE | 2579 | N | . | Inghams | Erie Boulevard Hydropower LP | 5914 | NY | MAT | NPCC |  | 22 | 2 | NAICS-22 Non-Cogen | HY | WAT | HYC | NYIS | 99252 | 29089 | 2022
hydro | TRUE | 2580 | N | . | Johnsonville Dam | Erie Boulevard Hydropower LP | 5914 | NY | MAT | NPCC |  | 22 | 2 | NAICS-22 Non-Cogen | HY | WAT | HYC | NYIS | 23719 | 6952 | 2022
hydro | TRUE | 2581 | N | . | Kamargo | Erie Boulevard Hydropower LP | 5914 | NY | MAT | NPCC |  | 22 | 2 | NAICS-22 Non-Cogen | HY | WAT | HYC | NYIS | 89240 | 26155 | 2022
hydro | TRUE | 2582 | N | . | Lighthouse Hill | Erie Boulevard Hydropower LP | 5914 | NY | MAT | NPCC |  | 22 | 2 | NAICS-22 Non-Cogen | HY | WAT | HYC | NYIS | 72992 | 21393 | 2022
hydro | TRUE | 2583 | N | . | Macomb | Erie Boulevard Hydropower LP | 5914 | NY | MAT | NPCC |  | 22 | 2 | NAICS-22 Non-Cogen | HY | WAT | HYC | NYIS | 19659 | 5762 | 2022
hydro | TRUE | 2586 | N | . | Minetto | Erie Boulevard Hydropower LP | 5914 | NY | MAT | NPCC |  | 22 | 2 | NAICS-22 Non-Cogen | HY | WAT | HYC | NYIS | 85081 | 24936 | 2022
hydro | TRUE | 2588 | N | . | Moshier | Erie Boulevard Hydropower LP | 5914 | NY | MAT | NPCC |  | 22 | 2 | NAICS-22 Non-Cogen | HY | WAT | HYC | NYIS | 139794 | 40971 | 2022
nuclear | TRUE | 2589 | N | 2 | Nine Mile Point Nuclear Station | Constellation Nuclear | 55951 | NY | MAT | NPCC |  | 22 | 2 | NAICS-22 Non-Cogen | ST | NUC | NUC | NYIS | 0 | 9804697 | 2022
nuclear | TRUE | 2589 | N | 1 | Nine Mile Point Nuclear Station | Constellation Nuclear | 55951 | NY | MAT | NPCC |  | 22 | 2 | NAICS-22 Non-Cogen | ST | NUC | NUC | NYIS | 0 | 5356134 | 2022
hydro | TRUE | 2590 | N | . | Norfolk | Erie Boulevard Hydropower LP | 5914 | NY | MAT | NPCC |  | 22 | 2 | NAICS-22 Non-Cogen | HY | WAT | HYC | NYIS | 101017 | 29606 | 2022
hydro | TRUE | 2591 | N | . | Norwood | Erie Boulevard Hydropower LP | 5914 | NY | MAT | NPCC |  | 22 | 2 | NAICS-22 Non-Cogen | HY | WAT | HYC | NYIS | 46413 | 13603 | 2022
petroleum | TRUE | 2594 | N | . | Oswego Harbor Power | Oswego Harbor Power | 64701 | NY | MAT | NPCC |  | 22 | 2 | NAICS-22 Non-Cogen | ST | DFO | DFO | NYIS | 0 | 0 | 2022
natural gas steam turbine | TRUE | 2594 | N | . | Oswego Harbor Power | Oswego Harbor Power | 64701 | NY | MAT | NPCC |  | 22 | 2 | NAICS-22 Non-Cogen | ST | NG | NG | NYIS | 121408 | 28.325 | 2022
petroleum | TRUE | 2594 | N | . | Oswego Harbor Power | Oswego Harbor Power | 64701 | NY | MAT | NPCC |  | 22 | 2 | NAICS-22 Non-Cogen | ST | RFO | RFO | NYIS | 556982 | 41047.675 | 2022
hydro | TRUE | 2595 | N | . | Oswego Falls East | Erie Boulevard Hydropower LP | 5914 | NY | MAT | NPCC |  | 22 | 2 | NAICS-22 Non-Cogen | HY | WAT | HYC | NYIS | 75577 | 22150 | 2022
hydro | TRUE | 2596 | N | . | Oswego Falls West | Erie Boulevard Hydropower LP | 5914 | NY | MAT | NPCC |  | 22 | 2 | NAICS-22 Non-Cogen | HY | WAT | HYC | NYIS | 12764 | 3741 | 2022
hydro | TRUE | 2597 | N | . | Parishville | Erie Boulevard Hydropower LP | 5914 | NY | MAT | NPCC |  | 22 | 2 | NAICS-22 Non-Cogen | HY | WAT | HYC | NYIS | 49579 | 14531 | 2022
hydro | TRUE | 2598 | N | . | Piercefield | Erie Boulevard Hydropower LP | 5914 | NY | MAT | NPCC |  | 22 | 2 | NAICS-22 Non-Cogen | HY | WAT | HYC | NYIS | 53634 | 15719 | 2022
hydro | TRUE | 2599 | N | . | Prospect | Erie Boulevard Hydropower LP | 5914 | NY | MAT | NPCC |  | 22 | 2 | NAICS-22 Non-Cogen | HY | WAT | HYC | NYIS | 250211 | 73333 | 2022
hydro | TRUE | 2600 | N | . | Rainbow Falls Hydro | Erie Boulevard Hydropower LP | 5914 | NY | MAT | NPCC |  | 22 | 2 | NAICS-22 Non-Cogen | HY | WAT | HYC | NYIS | 342930 | 100507 | 2022
hydro | TRUE | 2601 | N | . | Raymondville | Erie Boulevard Hydropower LP | 5914 | NY | MAT | NPCC |  | 22 | 2 | NAICS-22 Non-Cogen | HY | WAT | HYC | NYIS | 49426 | 14486 | 2022
hydro | TRUE | 2604 | N | . | South Edwards | Erie Boulevard Hydropower LP | 5914 | NY | MAT | NPCC |  | 22 | 2 | NAICS-22 Non-Cogen | HY | WAT | HYC | NYIS | 58552 | 17161 | 2022
hydro | TRUE | 2605 | N | . | School Street | Erie Boulevard Hydropower LP | 5914 | NY | MAT | NPCC |  | 22 | 2 | NAICS-22 Non-Cogen | HY | WAT | HYC | NYIS | 512066 | 150078 | 2022
hydro | TRUE | 2606 | N | . | Schaghticoke | Erie Boulevard Hydropower LP | 5914 | NY | MAT | NPCC |  | 22 | 2 | NAICS-22 Non-Cogen | HY | WAT | HYC | NYIS | 185595 | 54395 | 2022
hydro | TRUE | 2607 | N | . | Schuylerville | Erie Boulevard Hydropower LP | 5914 | NY | MAT | NPCC |  | 22 | 2 | NAICS-22 Non-Cogen | HY | WAT | HYC | NYIS | 25058 | 7344 | 2022
hydro | TRUE | 2608 | N | . | Sewalls | Erie Boulevard Hydropower LP | 5914 | NY | MAT | NPCC |  | 22 | 2 | NAICS-22 Non-Cogen | HY | WAT | HYC | NYIS | 49666 | 14556 | 2022
hydro | TRUE | 2609 | N | . | Sherman Island | Erie Boulevard Hydropower LP | 5914 | NY | MAT | NPCC |  | 22 | 2 | NAICS-22 Non-Cogen | HY | WAT | HYC | NYIS | 516855 | 151482 | 2022
hydro | TRUE | 2610 | N | . | Soft Maple | Erie Boulevard Hydropower LP | 5914 | NY | MAT | NPCC |  | 22 | 2 | NAICS-22 Non-Cogen | HY | WAT | HYC | NYIS | 128974 | 37800 | 2022
hydro | TRUE | 2611 | N | . | South Colton | Erie Boulevard Hydropower LP | 5914 | NY | MAT | NPCC |  | 22 | 2 | NAICS-22 Non-Cogen | HY | WAT | HYC | NYIS | 278435 | 81605 | 2022
hydro | TRUE | 2612 | N | . | Spier Falls | Erie Boulevard Hydropower LP | 5914 | NY | MAT | NPCC |  | 22 | 2 | NAICS-22 Non-Cogen | HY | WAT | HYC | NYIS | 627749 | 183983 | 2022
hydro | TRUE | 2613 | N | . | Stark | Erie Boulevard Hydropower LP | 5914 | NY | MAT | NPCC |  | 22 | 2 | NAICS-22 Non-Cogen | HY | WAT | HYC | NYIS | 325720 | 95463 | 2022
hydro | TRUE | 2614 | N | . | Stewarts Bridge | Erie Boulevard Hydropower LP | 5914 | NY | MAT | NPCC |  | 22 | 2 | NAICS-22 Non-Cogen | HY | WAT | HYC | NYIS | 398456 | 116781 | 2022
hydro | TRUE | 2616 | N | . | Sugar Island | Erie Boulevard Hydropower LP | 5914 | NY | MAT | NPCC |  | 22 | 2 | NAICS-22 Non-Cogen | HY | WAT | HYC | NYIS | 100764 | 29532 | 2022
hydro | TRUE | 2617 | N | . | Taylorville | Erie Boulevard Hydropower LP | 5914 | NY | MAT | NPCC |  | 22 | 2 | NAICS-22 Non-Cogen | HY | WAT | HYC | NYIS | 79060 | 23171 | 2022
hydro | TRUE | 2619 | N | . | Trenton Falls | Erie Boulevard Hydropower LP | 5914 | NY | MAT | NPCC |  | 22 | 2 | NAICS-22 Non-Cogen | HY | WAT | HYC | NYIS | 486333 | 142536 | 2022
hydro | TRUE | 2621 | N | . | Varick | Erie Boulevard Hydropower LP | 5914 | NY | MAT | NPCC |  | 22 | 2 | NAICS-22 Non-Cogen | HY | WAT | HYC | NYIS | 53899 | 15797 | 2022
hydro | TRUE | 2623 | N | . | Waterport | Erie Boulevard Hydropower LP | 5914 | NY | MAT | NPCC |  | 22 | 2 | NAICS-22 Non-Cogen | HY | WAT | HYC | NYIS | 42548 | 12470 | 2022
hydro | TRUE | 2624 | N | . | Yaleville | Erie Boulevard Hydropower LP | 5914 | NY | MAT | NPCC |  | 22 | 2 | NAICS-22 Non-Cogen | HY | WAT | HYC | NYIS | 12555 | 3680 | 2022
natural gas steam turbine | TRUE | 2625 | N | . | Bowline Point | GenOn Bowline, LLC | 64082 | NY | MAT | NPCC |  | 22 | 2 | NAICS-22 Non-Cogen | ST | NG | NG | NYIS | 14976378 | 1444885.1 | 2022
petroleum | TRUE | 2625 | N | . | Bowline Point | GenOn Bowline, LLC | 64082 | NY | MAT | NPCC |  | 22 | 2 | NAICS-22 Non-Cogen | ST | RFO | RFO | NYIS | 221278 | 20703.896 | 2022
hydro | TRUE | 2627 | N | . | Grahamsville | New York Power Authority | 15296 | NY | MAT | NPCC |  | 22 | 1 | Electric Utility | HY | WAT | HYC | NYIS | 256228 | 75096 | 2022
petroleum | TRUE | 2628 | N | . | Hillburn | Alliance NYGT, LLC | 56142 | NY | MAT | NPCC |  | 22 | 2 | NAICS-22 Non-Cogen | GT | JF | WOO | NYIS | 0 | 0 | 2022
petroleum | TRUE | 2628 | N | . | Hillburn | Alliance NYGT, LLC | 56142 | NY | MAT | NPCC |  | 22 | 2 | NAICS-22 Non-Cogen | GT | KER | WOO | NYIS | 0 | 0 | 2022
natural gas peaker | TRUE | 2628 | N | . | Hillburn | Alliance NYGT, LLC | 56142 | NY | MAT | NPCC |  | 22 | 2 | NAICS-22 Non-Cogen | GT | NG | NG | NYIS | 22613 | 1357 | 2022
hydro | TRUE | 2630 | N | . | Mongaup Falls | Eagle Creek Renewable Energy, LLC | 57280 | NY | MAT | NPCC |  | 22 | 2 | NAICS-22 Non-Cogen | HY | WAT | HYC | NYIS | 0 | 0 | 2022
hydro | TRUE | 2631 | N | . | Rio | Eagle Creek Renewable Energy, LLC | 57280 | NY | MAT | NPCC |  | 22 | 2 | NAICS-22 Non-Cogen | HY | WAT | HYC | NYIS | 99034 | 29025 | 2022
petroleum | TRUE | 2632 | N | . | Shoemaker | Alliance NYGT, LLC | 56142 | NY | MAT | NPCC |  | 22 | 2 | NAICS-22 Non-Cogen | GT | JF | WOO | NYIS | 0 | 0 | 2022
petroleum | TRUE | 2632 | N | . | Shoemaker | Alliance NYGT, LLC | 56142 | NY | MAT | NPCC |  | 22 | 2 | NAICS-22 Non-Cogen | GT | KER | WOO | NYIS | 0 | 0 | 2022
natural gas peaker | TRUE | 2632 | N | . | Shoemaker | Alliance NYGT, LLC | 56142 | NY | MAT | NPCC |  | 22 | 2 | NAICS-22 Non-Cogen | GT | NG | NG | NYIS | 7524 | 408 | 2022
hydro | TRUE | 2634 | N | . | Swinging Bridge 2 | Eagle Creek Renewable Energy, LLC | 57280 | NY | MAT | NPCC |  | 22 | 2 | NAICS-22 Non-Cogen | HY | WAT | HYC | NYIS | 53658 | 15726 | 2022
hydro | TRUE | 2638 | N | . | Rochester 26 | Rochester Gas & Electric Corp | 16183 | NY | MAT | NPCC |  | 22 | 1 | Electric Utility | HY | WAT | HYC | NYIS | 26962 | 7902 | 2022
hydro | TRUE | 2641 | N | . | Rochester 5 | Rochester Gas & Electric Corp | 16183 | NY | MAT | NPCC |  | 22 | 1 | Electric Utility | HY | WAT | HYC | NYIS | 46288 | 13566 | 2022
petroleum | TRUE | 2678 | N | . | Plant No 1 Freeport | Village of Freeport - (NY) | 6775 | NY | MAT | NPCC |  | 22 | 1 | Electric Utility | IC | DFO | DFO | NYIS | 376 | 30 | 2022
petroleum | TRUE | 2679 | N | . | Plant No 2 Freeport | Village of Freeport - (NY) | 6775 | NY | MAT | NPCC |  | 22 | 1 | Electric Utility | GT | DFO | DFO | NYIS | 0 | 0 | 2022
petroleum | TRUE | 2679 | N | . | Plant No 2 Freeport | Village of Freeport - (NY) | 6775 | NY | MAT | NPCC |  | 22 | 1 | Electric Utility | GT | KER | WOO | NYIS | 28464 | 2809.479 | 2022
natural gas peaker | TRUE | 2679 | N | . | Plant No 2 Freeport | Village of Freeport - (NY) | 6775 | NY | MAT | NPCC |  | 22 | 1 | Electric Utility | GT | NG | NG | NYIS | 533397 | 52659.521 | 2022
petroleum | TRUE | 2681 | N | . | Greenport | Village of Greenport - (NY) | 7630 | NY | MAT | NPCC |  | 22 | 1 | Electric Utility | IC | DFO | DFO | NYIS | 215 | 15 | 2022
hard coal | TRUE | 2682 | N | . | S A Carlson | Jamestown Board of Public Util | 9645 | NY | MAT | NPCC |  | 22 | 1 | Electric Utility | GT | BIT | COL | NYIS | 0 | 0 | 2022
natural gas peaker | TRUE | 2682 | N | . | S A Carlson | Jamestown Board of Public Util | 9645 | NY | MAT | NPCC |  | 22 | 1 | Electric Utility | GT | NG | NG | NYIS | 657432 | 47204.001 | 2022
hard coal | TRUE | 2682 | N | . | S A Carlson | Jamestown Board of Public Util | 9645 | NY | MAT | NPCC |  | 22 | 1 | Electric Utility | ST | BIT | COL | NYIS | 0 | 0 | 2022
petroleum | TRUE | 2682 | N | . | S A Carlson | Jamestown Board of Public Util | 9645 | NY | MAT | NPCC |  | 22 | 1 | Electric Utility | ST | DFO | DFO | NYIS | 973 | 167.848 | 2022
natural gas steam turbine | TRUE | 2682 | N | . | S A Carlson | Jamestown Board of Public Util | 9645 | NY | MAT | NPCC |  | 22 | 1 | Electric Utility | ST | NG | NG | NYIS | 63329 | 10411.152 | 2022
hydro | TRUE | 2685 | N | . | Crescent | New York Power Authority | 15296 | NY | MAT | NPCC |  | 22 | 1 | Electric Utility | HY | WAT | HYC | NYIS | 184989 | 54217 | 2022
hydro | TRUE | 2686 | N | . | Vischer Ferry | New York Power Authority | 15296 | NY | MAT | NPCC |  | 22 | 1 | Electric Utility | HY | WAT | HYC | NYIS | 164633 | 48251 | 2022
other | TRUE | 2691 | N | . | Blenheim Gilboa | New York Power Authority | 15296 | NY | MAT | NPCC |  | 22 | 1 | Electric Utility | PS | WAT | HPS | NYIS | 0 | -212150 | 2022
other | TRUE | 2692 | N | . | Lewiston Niagara | New York Power Authority | 15296 | NY | MAT | NPCC |  | 22 | 1 | Electric Utility | PS | WAT | HPS | NYIS | 0 | -238553 | 2022
hydro | TRUE | 2693 | N | . | Robert Moses Niagara | New York Power Authority | 15296 | NY | MAT | NPCC |  | 22 | 1 | Electric Utility | HY | WAT | HYC | NYIS | 52857343 | 15491601 | 2022
hydro | TRUE | 2694 | N | . | Robert Moses Power Dam | New York Power Authority | 15296 | NY | MAT | NPCC |  | 22 | 1 | Electric Utility | HY | WAT | HYC | NYIS | 24905312 | 7299329 | 2022
petroleum | TRUE | 2695 | N | . | Charles P Keller | Village of Rockville Centre - (NY) | 16217 | NY | MAT | NPCC |  | 22 | 1 | Electric Utility | IC | DFO | DFO | NYIS | 505 | -12.303 | 2022
natural gas peaker | TRUE | 2695 | N | . | Charles P Keller | Village of Rockville Centre - (NY) | 16217 | NY | MAT | NPCC |  | 22 | 1 | Electric Utility | IC | NG | NG | NYIS | 1789 | -43.697 | 2022
hydro | TRUE | 2700 | N | . | Watertown | City of Watertown - (NY) | 20188 | NY | MAT | NPCC |  | 22 | 1 | Electric Utility | HY | WAT | HYC | NYIS | 77470 | 22705 | 2022
petroleum | TRUE | 2706 | N | . | Asheville | Duke Energy Progress - (NC) | 3046 | NC | SAT | SERC |  | 22 | 1 | Electric Utility | CA | DFO | DFO | CPLE | 0 | 600.278 | 2022
natural gas combined cycle | TRUE | 2706 | N | . | Asheville | Duke Energy Progress - (NC) | 3046 | NC | SAT | SERC |  | 22 | 1 | Electric Utility | CA | NG | NG | CPLE | 0 | 1197257.7 | 2022
petroleum | TRUE | 2706 | N | . | Asheville | Duke Energy Progress - (NC) | 3046 | NC | SAT | SERC |  | 22 | 1 | Electric Utility | CT | DFO | DFO | CPLE | 11763 | 1200.513 | 2022
natural gas combined cycle | TRUE | 2706 | N | . | Asheville | Duke Energy Progress - (NC) | 3046 | NC | SAT | SERC |  | 22 | 1 | Electric Utility | CT | NG | NG | CPLE | 24197354 | 2405236.5 | 2022
petroleum | TRUE | 2706 | N | . | Asheville | Duke Energy Progress - (NC) | 3046 | NC | SAT | SERC |  | 22 | 1 | Electric Utility | GT | DFO | DFO | CPLE | 263106 | 21723.695 | 2022
natural gas peaker | TRUE | 2706 | N | . | Asheville | Duke Energy Progress - (NC) | 3046 | NC | SAT | SERC |  | 22 | 1 | Electric Utility | GT | NG | NG | CPLE | 4548183 | 388914.31 | 2022
petroleum | TRUE | 2707 | N | . | Blewett | Duke Energy Progress - (NC) | 3046 | NC | SAT | SERC |  | 22 | 1 | Electric Utility | GT | DFO | DFO | CPLE | 9978 | 31 | 2022
hydro | TRUE | 2707 | N | . | Blewett | Duke Energy Progress - (NC) | 3046 | NC | SAT | SERC |  | 22 | 1 | Electric Utility | HY | WAT | HYC | CPLE | 367823 | 107803 | 2022
hydro | TRUE | 2710 | N | . | Marshall Dam | Duke Energy Progress - (NC) | 3046 | NC | SAT | SERC |  | 22 | 1 | Electric Utility | HY | WAT | HYC | CPLE | 3803 | 1115 | 2022
hard coal | TRUE | 2712 | N | . | Roxboro | Duke Energy Progress - (NC) | 3046 | NC | SAT | SERC |  | 22 | 1 | Electric Utility | ST | BIT | COL | CPLE | 59422550 | 5430899.7 | 2022
petroleum | TRUE | 2712 | N | . | Roxboro | Duke Energy Progress - (NC) | 3046 | NC | SAT | SERC |  | 22 | 1 | Electric Utility | ST | DFO | DFO | CPLE | 327680 | 29153.311 | 2022
hydro | TRUE | 2714 | N | . | Tillery | Duke Energy Progress - (NC) | 3046 | NC | SAT | SERC |  | 22 | 1 | Electric Utility | HY | WAT | HYC | CPLE | 523449 | 153414 | 2022
hydro | TRUE | 2715 | N | . | Walters | Duke Energy Progress - (NC) | 3046 | NC | SAT | SERC |  | 22 | 1 | Electric Utility | HY | WAT | HYC | CPLE | 1056726 | 309709 | 2022
hard coal | TRUE | 2716 | N | . | W H Weatherspoon | Duke Energy Progress - (NC) | 3046 | NC | SAT | SERC |  | 22 | 1 | Electric Utility | GT | BIT | COL | CPLE | 0 | 0 | 2022
petroleum | TRUE | 2716 | N | . | W H Weatherspoon | Duke Energy Progress - (NC) | 3046 | NC | SAT | SERC |  | 22 | 1 | Electric Utility | GT | DFO | DFO | CPLE | 30823 | 940 | 2022
natural gas peaker | TRUE | 2716 | N | . | W H Weatherspoon | Duke Energy Progress - (NC) | 3046 | NC | SAT | SERC |  | 22 | 1 | Electric Utility | GT | NG | NG | CPLE | 0 | 0 | 2022
hard coal | TRUE | 2718 | N | . | G G Allen | Duke Energy Carolinas, LLC | 5416 | NC | SAT | SERC |  | 22 | 1 | Electric Utility | ST | BIT | COL | DUK | 3310323 | 205130.23 | 2022
petroleum | TRUE | 2718 | N | . | G G Allen | Duke Energy Carolinas, LLC | 5416 | NC | SAT | SERC |  | 22 | 1 | Electric Utility | ST | DFO | DFO | DUK | 54850 | 3356.774 | 2022
hydro | TRUE | 2719 | N | . | Bridgewater | Duke Energy Carolinas, LLC | 5416 | NC | SAT | SERC |  | 22 | 1 | Electric Utility | HY | WAT | HYC | DUK | 167476 | 49084 | 2022
petroleum | TRUE | 2720 | N | . | Buck | Duke Energy Carolinas, LLC | 5416 | NC | SAT | SERC |  | 22 | 1 | Electric Utility | CA | DFO | DFO | DUK | 0 | 0 | 2022
natural gas combined cycle | TRUE | 2720 | N | . | Buck | Duke Energy Carolinas, LLC | 5416 | NC | SAT | SERC |  | 22 | 1 | Electric Utility | CA | NG | NG | DUK | 4623592 | 2056915 | 2022
petroleum | TRUE | 2720 | N | . | Buck | Duke Energy Carolinas, LLC | 5416 | NC | SAT | SERC |  | 22 | 1 | Electric Utility | CT | DFO | DFO | DUK | 0 | 0 | 2022
natural gas combined cycle | TRUE | 2720 | N | . | Buck | Duke Energy Carolinas, LLC | 5416 | NC | SAT | SERC |  | 22 | 1 | Electric Utility | CT | NG | NG | DUK | 30137560 | 2809923 | 2022
hard coal | TRUE | 2721 | N | . | James E. Rogers Energy Complex | Duke Energy Carolinas, LLC | 5416 | NC | SAT | SERC |  | 22 | 1 | Electric Utility | ST | BIT | COL | DUK | 12216289 | 1288708.1 | 2022
petroleum | TRUE | 2721 | N | . | James E. Rogers Energy Complex | Duke Energy Carolinas, LLC | 5416 | NC | SAT | SERC |  | 22 | 1 | Electric Utility | ST | DFO | DFO | DUK | 58105 | 6040.068 | 2022
natural gas steam turbine | TRUE | 2721 | N | . | James E. Rogers Energy Complex | Duke Energy Carolinas, LLC | 5416 | NC | SAT | SERC |  | 22 | 1 | Electric Utility | ST | NG | NG | DUK | 36610118 | 3716902.8 | 2022
hydro | TRUE | 2722 | N | . | Cowans Ford | Duke Energy Carolinas, LLC | 5416 | NC | SAT | SERC |  | 22 | 1 | Electric Utility | HY | WAT | HYC | DUK | 492589 | 144370 | 2022
petroleum | TRUE | 2723 | N | . | Dan River | Duke Energy Carolinas, LLC | 5416 | NC | SAT | SERC |  | 22 | 1 | Electric Utility | CA | DFO | DFO | DUK | 0 | 0 | 2022
natural gas combined cycle | TRUE | 2723 | N | . | Dan River | Duke Energy Carolinas, LLC | 5416 | NC | SAT | SERC |  | 22 | 1 | Electric Utility | CA | NG | NG | DUK | 4405420 | 1779047 | 2022
petroleum | TRUE | 2723 | N | . | Dan River | Duke Energy Carolinas, LLC | 5416 | NC | SAT | SERC |  | 22 | 1 | Electric Utility | CT | DFO | DFO | DUK | 0 | 0 | 2022
natural gas combined cycle | TRUE | 2723 | N | . | Dan River | Duke Energy Carolinas, LLC | 5416 | NC | SAT | SERC |  | 22 | 1 | Electric Utility | CT | NG | NG | DUK | 24718274 | 2330968 | 2022
hydro | TRUE | 2726 | N | . | Lookout Shoals | Duke Energy Carolinas, LLC | 5416 | NC | SAT | SERC |  | 22 | 1 | Electric Utility | HY | WAT | HYC | DUK | 324427 | 95084 | 2022
hard coal | TRUE | 2727 | N | . | Marshall (NC) | Duke Energy Carolinas, LLC | 5416 | NC | SAT | SERC |  | 22 | 1 | Electric Utility | ST | BIT | COL | DUK | 33381279 | 3347709.3 | 2022
petroleum | TRUE | 2727 | N | . | Marshall (NC) | Duke Energy Carolinas, LLC | 5416 | NC | SAT | SERC |  | 22 | 1 | Electric Utility | ST | DFO | DFO | DUK | 2030 | 200.541 | 2022
natural gas steam turbine | TRUE | 2727 | N | . | Marshall (NC) | Duke Energy Carolinas, LLC | 5416 | NC | SAT | SERC |  | 22 | 1 | Electric Utility | ST | NG | NG | DUK | 39148090 | 3858009.2 | 2022
hydro | TRUE | 2728 | N | . | Mountain Island | Duke Energy Carolinas, LLC | 5416 | NC | SAT | SERC |  | 22 | 1 | Electric Utility | HY | WAT | HYC | DUK | 353723 | 103670 | 2022
hydro | TRUE | 2729 | N | . | Oxford Dam | Duke Energy Carolinas, LLC | 5416 | NC | SAT | SERC |  | 22 | 1 | Electric Utility | HY | WAT | HYC | DUK | 337753 | 98990 | 2022
hydro | TRUE | 2730 | N | . | Rhodhiss | Duke Energy Carolinas, LLC | 5416 | NC | SAT | SERC |  | 22 | 1 | Electric Utility | HY | WAT | HYC | DUK | 207415 | 60790 | 2022
hydro | TRUE | 2735 | N | . | Turner Shoals | Northbrook Carolina Hydro LLC | 13763 | NC | SAT | SERC |  | 22 | 2 | NAICS-22 Non-Cogen | HY | WAT | HYC | DUK | 42125 | 12346 | 2022
hydro | TRUE | 2736 | N | . | Tuxedo | Northbrook Tuxedo, LLC | 63011 | NC | SAT | SERC |  | 22 | 2 | NAICS-22 Non-Cogen | HY | WAT | HYC | DUK | 69982 | 20511 | 2022
hydro | TRUE | 2741 | N | . | Bear Creek Dam | Duke Energy Carolinas, LLC | 5416 | NC | SAT | SERC |  | 22 | 1 | Electric Utility | HY | WAT | HYC | DUK | 82632 | 24218 | 2022
hydro | TRUE | 2743 | N | . | Cedar Cliff | Duke Energy Carolinas, LLC | 5416 | NC | SAT | SERC |  | 22 | 1 | Electric Utility | HY | WAT | HYC | DUK | 56605 | 16590 | 2022
hydro | TRUE | 2745 | N | . | Franklin (NC) | Northbrook Carolina Hydro II, LLC | 63010 | NC | SAT | SERC |  | 22 | 2 | NAICS-22 Non-Cogen | HY | WAT | HYC | DUK | 18773 | 5502 | 2022
hydro | TRUE | 2746 | N | . | Mission | Northbrook Carolina Hydro II, LLC | 63010 | NC | SAT | SERC |  | 22 | 2 | NAICS-22 Non-Cogen | HY | WAT | HYC | DUK | 29097 | 8528 | 2022
hydro | TRUE | 2747 | N | . | Nantahala | Duke Energy Carolinas, LLC | 5416 | NC | SAT | SERC |  | 22 | 1 | Electric Utility | HY | WAT | HYC | DUK | 653134 | 191423 | 2022
hydro | TRUE | 2749 | N | . | Tennessee Creek | Duke Energy Carolinas, LLC | 5416 | NC | SAT | SERC |  | 22 | 1 | Electric Utility | HY | WAT | HYC | DUK | 119720 | 35088 | 2022
hydro | TRUE | 2750 | N | . | Thorpe | Duke Energy Carolinas, LLC | 5416 | NC | SAT | SERC |  | 22 | 1 | Electric Utility | HY | WAT | HYC | DUK | 249393 | 73093 | 2022
hydro | TRUE | 2751 | N | . | Tuckasegee | Duke Energy Carolinas, LLC | 5416 | NC | SAT | SERC |  | 22 | 1 | Electric Utility | HY | WAT | HYC | DUK | 19243 | 5639 | 2022
hydro | TRUE | 2756 | N | . | Gaston | Virginia Electric & Power Co | 19876 | NC | SAT | SERC |  | 22 | 1 | Electric Utility | HY | WAT | HYC | PJM | 779296 | 228399 | 2022
hydro | TRUE | 2758 | N | . | Roanoke Rapids | Virginia Electric & Power Co | 19876 | NC | SAT | SERC |  | 22 | 1 | Electric Utility | HY | WAT | HYC | PJM | 489079 | 143341 | 2022
hydro | TRUE | 2773 | N | . | Lake Lure | Lake Lure Town of | 10604 | NC | SAT | SERC |  | 22 | 2 | NAICS-22 Non-Cogen | HY | WAT | HYC | DUK | 10311 | 3022 | 2022
hydro | TRUE | 2778 | N | . | Chatuge | Tennessee Valley Authority | 18642 | NC | SAT | SERC |  | 22 | 1 | Electric Utility | HY | WAT | HYC | TVA | 96226 | 28202 | 2022
hydro | TRUE | 2779 | N | . | Fontana Dam | Tennessee Valley Authority | 18642 | NC | SAT | SERC |  | 22 | 1 | Electric Utility | HY | WAT | HYC | TVA | 3344142 | 980112 | 2022
hydro | TRUE | 2780 | N | . | Hiwassee Dam | Tennessee Valley Authority | 18642 | NC | SAT | SERC |  | 22 | 1 | Electric Utility | HY | WAT | HYC | TVA | 1056891 | 309758 | 2022
other | TRUE | 2780 | N | . | Hiwassee Dam | Tennessee Valley Authority | 18642 | NC | SAT | SERC |  | 22 | 1 | Electric Utility | PS | WAT | HPS | TVA | 0 | 0 | 2022
petroleum | TRUE | 2783 | N | . | Buxton | North Carolina El Member Corp | 13683 | NC | SAT | SERC |  | 22 | 1 | Electric Utility | IC | DFO | DFO | PJM | 11355 | 739 | 2022
natural gas peaker | TRUE | 2790 | N | . | R M Heskett | Montana-Dakota Utilities Co | 12199 | ND | WNC | MRO |  | 22 | 1 | Electric Utility | GT | NG | NG | MISO | 68290 | 2343 | 2022
lignite | TRUE | 2790 | N | . | R M Heskett | Montana-Dakota Utilities Co | 12199 | ND | WNC | MRO |  | 22 | 1 | Electric Utility | ST | LIG | COL | MISO | 655743 | 45892.405 | 2022
natural gas steam turbine | TRUE | 2790 | N | . | R M Heskett | Montana-Dakota Utilities Co | 12199 | ND | WNC | MRO |  | 22 | 1 | Electric Utility | ST | NG | NG | MISO | 369 | 26.935 | 2022
hard coal | TRUE | 2790 | N | . | R M Heskett | Montana-Dakota Utilities Co | 12199 | ND | WNC | MRO |  | 22 | 1 | Electric Utility | ST | SUB | COL | MISO | 0 | 0 | 2022
other | TRUE | 2790 | N | . | R M Heskett | Montana-Dakota Utilities Co | 12199 | ND | WNC | MRO |  | 22 | 1 | Electric Utility | ST | TDF | OTH | MISO | 21139 | 1419.66 | 2022
petroleum | TRUE | 2801 | N | . | Jamestown | Otter Tail Power Co | 14232 | ND | WNC | MRO |  | 22 | 1 | Electric Utility | GT | DFO | DFO | MISO | 20868 | 891 | 2022
petroleum | TRUE | 2811 | N | . | Grafton | City of Grafton - (ND) | 7444 | ND | WNC | MRO |  | 22 | 1 | Electric Utility | IC | DFO | DFO | MISO | 0 | 0 | 2022
hydro | TRUE | 2815 | N | . | Garrison | USACE-Omaha | 19635 | ND | WNC | MRO |  | 22 | 1 | Electric Utility | HY | WAT | HYC | SWPP | 6112286 | 1791409 | 2022
petroleum | TRUE | 2817 | N | . | Leland Olds | Basin Electric Power Coop | 1307 | ND | WNC | MRO |  | 22 | 1 | Electric Utility | ST | DFO | DFO | SWPP | 104633 | 8721.459 | 2022
lignite | TRUE | 2817 | N | . | Leland Olds | Basin Electric Power Coop | 1307 | ND | WNC | MRO |  | 22 | 1 | Electric Utility | ST | LIG | COL | SWPP | 45263544 | 3798856.5 | 2022
hard coal | TRUE | 2817 | N | . | Leland Olds | Basin Electric Power Coop | 1307 | ND | WNC | MRO |  | 22 | 1 | Electric Utility | ST | RC | COL | SWPP | 0 | 0 | 2022
hard coal | TRUE | 2817 | N | . | Leland Olds | Basin Electric Power Coop | 1307 | ND | WNC | MRO |  | 22 | 1 | Electric Utility | ST | SUB | COL | SWPP | 0 | 0 | 2022
petroleum | TRUE | 2823 | N | . | Milton R Young | Minnkota Power Coop, Inc | 12658 | ND | WNC | MRO |  | 22 | 1 | Electric Utility | ST | DFO | DFO | MISO | 118417 | 9886.226 | 2022
lignite | TRUE | 2823 | N | . | Milton R Young | Minnkota Power Coop, Inc | 12658 | ND | WNC | MRO |  | 22 | 1 | Electric Utility | ST | LIG | COL | MISO | 49743793 | 4148159.8 | 2022
hard coal | TRUE | 2823 | N | . | Milton R Young | Minnkota Power Coop, Inc | 12658 | ND | WNC | MRO |  | 22 | 1 | Electric Utility | ST | RC | COL | MISO | 0 | 0 | 2022
hard coal | TRUE | 2828 | N | . | Cardinal | Cardinal Operating Company | 61412 | OH | ENC | RFC |  | 22 | 2 | NAICS-22 Non-Cogen | ST | BIT | COL | PJM | 104990652 | 10723324 | 2022
petroleum | TRUE | 2828 | N | . | Cardinal | Cardinal Operating Company | 61412 | OH | ENC | RFC |  | 22 | 2 | NAICS-22 Non-Cogen | ST | DFO | DFO | PJM | 319747 | 32557.736 | 2022
other | TRUE | 2830 | N | . | Walter C Beckjord | Duke Energy Ohio Inc | 3542 | OH | ENC | RFC |  | 22 | 1 | Electric Utility | BA | MWH | OTH | PJM | 0 | -473 | 2022
hard coal | TRUE | 2830 | N | . | Walter C Beckjord | Duke Energy Ohio Inc | 3542 | OH | ENC | RFC |  | 22 | 1 | Electric Utility | ST | BIT | COL | PJM | 0 | 0 | 2022
petroleum | TRUE | 2830 | N | . | Walter C Beckjord | Duke Energy Ohio Inc | 3542 | OH | ENC | RFC |  | 22 | 1 | Electric Utility | ST | DFO | DFO | PJM | 0 | 0 | 2022
petroleum | TRUE | 2831 | N | . | Dicks Creek | Luminant Dick's Creek | 59917 | OH | ENC | RFC |  | 22 | 2 | NAICS-22 Non-Cogen | GT | DFO | DFO | PJM | 0 | 0 | 2022
natural gas peaker | TRUE | 2831 | N | . | Dicks Creek | Luminant Dick's Creek | 59917 | OH | ENC | RFC |  | 22 | 2 | NAICS-22 Non-Cogen | GT | NG | NG | PJM | 227871 | 11389 | 2022
petroleum | TRUE | 2832 | N | . | Miami Fort | Luminant Miami Fort | 59919 | OH | ENC | RFC |  | 22 | 2 | NAICS-22 Non-Cogen | GT | DFO | DFO | PJM | 25277 | 1404 | 2022
hard coal | TRUE | 2832 | N | . | Miami Fort | Luminant Miami Fort | 59919 | OH | ENC | RFC |  | 22 | 2 | NAICS-22 Non-Cogen | ST | BIT | COL | PJM | 66220667 | 6229428.2 | 2022
petroleum | TRUE | 2832 | N | . | Miami Fort | Luminant Miami Fort | 59919 | OH | ENC | RFC |  | 22 | 2 | NAICS-22 Non-Cogen | ST | DFO | DFO | PJM | 110966 | 10359.843 | 2022
petroleum | TRUE | 2836 | N | . | Avon Lake | GenOn Power Midwest, LP | 14165 | OH | ENC | RFC |  | 22 | 2 | NAICS-22 Non-Cogen | GT | DFO | DFO | PJM | 17771 | 1040 | 2022
hard coal | TRUE | 2836 | N | . | Avon Lake | GenOn Power Midwest, LP | 14165 | OH | ENC | RFC |  | 22 | 2 | NAICS-22 Non-Cogen | ST | BIT | COL | PJM | 2601328 | 251543.47 | 2022
petroleum | TRUE | 2836 | N | . | Avon Lake | GenOn Power Midwest, LP | 14165 | OH | ENC | RFC |  | 22 | 2 | NAICS-22 Non-Cogen | ST | DFO | DFO | PJM | 9048 | 874.485 | 2022
hard coal | TRUE | 2836 | N | . | Avon Lake | GenOn Power Midwest, LP | 14165 | OH | ENC | RFC |  | 22 | 2 | NAICS-22 Non-Cogen | ST | SUB | COL | PJM | 2447815 | 236699.05 | 2022
petroleum | TRUE | 2847 | N | . | Tait Electric Generating Station | Kimura Power LLC | 61919 | OH | ENC | RFC |  | 22 | 2 | NAICS-22 Non-Cogen | GT | DFO | DFO | PJM | 71619 | 5652.573 | 2022
natural gas peaker | TRUE | 2847 | N | . | Tait Electric Generating Station | Kimura Power LLC | 61919 | OH | ENC | RFC |  | 22 | 2 | NAICS-22 Non-Cogen | GT | NG | NG | PJM | 14548431 | 1148253.4 | 2022
petroleum | TRUE | 2847 | N | . | Tait Electric Generating Station | Kimura Power LLC | 61919 | OH | ENC | RFC |  | 22 | 2 | NAICS-22 Non-Cogen | IC | DFO | DFO | PJM | 4939 | 400 | 2022
natural gas peaker | TRUE | 2847 | N | . | Tait Electric Generating Station | Kimura Power LLC | 61919 | OH | ENC | RFC |  | 22 | 2 | NAICS-22 Non-Cogen | IC | NG | NG | PJM | 0 | 0 | 2022
hard coal | TRUE | 2848 | N | . | O H Hutchings | Kimura Power LLC | 61919 | OH | ENC | RFC |  | 22 | 2 | NAICS-22 Non-Cogen | GT | BIT | COL | PJM | 0 | 0 | 2022
petroleum | TRUE | 2848 | N | . | O H Hutchings | Kimura Power LLC | 61919 | OH | ENC | RFC |  | 22 | 2 | NAICS-22 Non-Cogen | GT | DFO | DFO | PJM | 0 | 0 | 2022
natural gas peaker | TRUE | 2848 | N | . | O H Hutchings | Kimura Power LLC | 61919 | OH | ENC | RFC |  | 22 | 2 | NAICS-22 Non-Cogen | GT | NG | NG | PJM | 71338 | 297 | 2022
petroleum | TRUE | 2851 | N | . | Monument | Kimura Power LLC | 61919 | OH | ENC | RFC |  | 22 | 2 | NAICS-22 Non-Cogen | IC | DFO | DFO | PJM | 5977 | 570 | 2022
petroleum | TRUE | 2852 | N | . | Sidney (OH) | Kimura Power LLC | 61919 | OH | ENC | RFC |  | 22 | 2 | NAICS-22 Non-Cogen | IC | DFO | DFO | PJM | 5492 | 537 | 2022
petroleum | TRUE | 2854 | N | . | Yankee Street | Kimura Power LLC | 61919 | OH | ENC | RFC |  | 22 | 2 | NAICS-22 Non-Cogen | GT | DFO | DFO | PJM | 19132 | 1253.723 | 2022
natural gas peaker | TRUE | 2854 | N | . | Yankee Street | Kimura Power LLC | 61919 | OH | ENC | RFC |  | 22 | 2 | NAICS-22 Non-Cogen | GT | NG | NG | PJM | 244591 | 16028.277 | 2022
solar pv | TRUE | 2854 | N | . | Yankee Street | Kimura Power LLC | 61919 | OH | ENC | RFC |  | 22 | 2 | NAICS-22 Non-Cogen | PV | SUN | SUN | PJM | 4466 | 1309 | 2022
hard coal | TRUE | 2861 | N | . | Niles Power Plant | Niles Power, LLC | 63030 | OH | ENC | RFC |  | 22 | 2 | NAICS-22 Non-Cogen | GT | BIT | COL | PJM | 0 | 0 | 2022
petroleum | TRUE | 2861 | N | . | Niles Power Plant | Niles Power, LLC | 63030 | OH | ENC | RFC |  | 22 | 2 | NAICS-22 Non-Cogen | GT | DFO | DFO | PJM | 2598 | -376.001 | 2022
natural gas peaker | TRUE | 2861 | N | . | Niles Power Plant | Niles Power, LLC | 63030 | OH | ENC | RFC |  | 22 | 2 | NAICS-22 Non-Cogen | GT | NG | NG | PJM | 0 | 0 | 2022
petroleum | TRUE | 2866 | N | . | W H Sammis | Energy Harbor Generation LLC | 64226 | OH | ENC | RFC |  | 22 | 2 | NAICS-22 Non-Cogen | IC | DFO | DFO | PJM | 6204 | 531 | 2022
hard coal | TRUE | 2866 | N | . | W H Sammis | Energy Harbor Generation LLC | 64226 | OH | ENC | RFC |  | 22 | 2 | NAICS-22 Non-Cogen | ST | BIT | COL | PJM | 58009170 | 5235641.5 | 2022
petroleum | TRUE | 2866 | N | . | W H Sammis | Energy Harbor Generation LLC | 64226 | OH | ENC | RFC |  | 22 | 2 | NAICS-22 Non-Cogen | ST | DFO | DFO | PJM | 228289 | 20472.5 | 2022
hard coal | TRUE | 2866 | N | . | W H Sammis | Energy Harbor Generation LLC | 64226 | OH | ENC | RFC |  | 22 | 2 | NAICS-22 Non-Cogen | ST | SUB | COL | PJM | 0 | 0 | 2022
petroleum | TRUE | 2869 | N | . | West Lorain | Vermillion Power LLC | 63239 | OH | ENC | RFC |  | 22 | 2 | NAICS-22 Non-Cogen | GT | DFO | DFO | PJM | 98193 | 8496.026 | 2022
natural gas peaker | TRUE | 2869 | N | . | West Lorain | Vermillion Power LLC | 63239 | OH | ENC | RFC |  | 22 | 2 | NAICS-22 Non-Cogen | GT | NG | NG | PJM | 7012168 | 606712.98 | 2022
hard coal | TRUE | 2876 | N | . | Kyger Creek | Ohio Valley Electric Corp | 14015 | OH | ENC | RFC |  | 22 | 1 | Electric Utility | ST | BIT | COL | PJM | 49516898 | 4796965.9 | 2022
petroleum | TRUE | 2876 | N | . | Kyger Creek | Ohio Valley Electric Corp | 14015 | OH | ENC | RFC |  | 22 | 1 | Electric Utility | ST | DFO | DFO | PJM | 88907 | 8594.194 | 2022
hard coal | TRUE | 2876 | N | . | Kyger Creek | Ohio Valley Electric Corp | 14015 | OH | ENC | RFC |  | 22 | 1 | Electric Utility | ST | SUB | COL | PJM | 4458727 | 423885.93 | 2022
petroleum | TRUE | 2878 | Y | . | FirstEnergy Bay Shore | Walleye Power, LLC | 62031 | OH | ENC | RFC |  | 22 | 3 | NAICS-22 Cogen | GT | DFO | DFO | PJM | 1385 | 103 | 2022
petroleum | TRUE | 2878 | Y | . | FirstEnergy Bay Shore | Walleye Power, LLC | 62031 | OH | ENC | RFC |  | 22 | 3 | NAICS-22 Cogen | ST | DFO | DFO | PJM | 30118 | 2333.551 | 2022
petroleum | TRUE | 2878 | Y | . | FirstEnergy Bay Shore | Walleye Power, LLC | 62031 | OH | ENC | RFC |  | 22 | 3 | NAICS-22 Cogen | ST | PC | PC | PJM | 11367524 | 900242.45 | 2022
hard coal | TRUE | 2878 | Y | . | FirstEnergy Bay Shore | Walleye Power, LLC | 62031 | OH | ENC | RFC |  | 22 | 3 | NAICS-22 Cogen | ST | SUB | COL | PJM | 0 | 0 | 2022
petroleum | TRUE | 2880 | N | . | Richland | Richland-Stryker Generation LLC | 57359 | OH | ENC | RFC |  | 22 | 2 | NAICS-22 Non-Cogen | GT | DFO | DFO | PJM | 2113 | 157.866 | 2022
natural gas peaker | TRUE | 2880 | N | . | Richland | Richland-Stryker Generation LLC | 57359 | OH | ENC | RFC |  | 22 | 2 | NAICS-22 Non-Cogen | GT | NG | NG | PJM | 3666858 | 273051.13 | 2022
petroleum | TRUE | 2881 | N | . | Stryker | Richland-Stryker Generation LLC | 57359 | OH | ENC | RFC |  | 22 | 2 | NAICS-22 Non-Cogen | GT | DFO | DFO | PJM | 3781 | 220 | 2022
petroleum | TRUE | 2902 | N | . | Arcanum | City of Arcanum - (OH) | 768 | OH | ENC | RFC |  | 22 | 1 | Electric Utility | IC | DFO | DFO | PJM | 0 | 0 | 2022
petroleum | TRUE | 2903 | N | . | Bryan (OH) | City of Bryan - (OH) | 2439 | OH | ENC | RFC |  | 22 | 1 | Electric Utility | GT | DFO | DFO | PJM | 0 | 0 | 2022
natural gas peaker | TRUE | 2903 | N | . | Bryan (OH) | City of Bryan - (OH) | 2439 | OH | ENC | RFC |  | 22 | 1 | Electric Utility | GT | NG | NG | PJM | 43516 | 2601 | 2022
petroleum | TRUE | 2903 | N | . | Bryan (OH) | City of Bryan - (OH) | 2439 | OH | ENC | RFC |  | 22 | 1 | Electric Utility | IC | DFO | DFO | PJM | 1537 | 155 | 2022
petroleum | TRUE | 2909 | N | . | West 41st Street | City of Cleveland - (OH) | 3762 | OH | ENC | RFC |  | 22 | 1 | Electric Utility | GT | DFO | DFO | PJM | 0 | 0 | 2022
natural gas peaker | TRUE | 2909 | N | . | West 41st Street | City of Cleveland - (OH) | 3762 | OH | ENC | RFC |  | 22 | 1 | Electric Utility | GT | NG | NG | PJM | 0 | 0 | 2022
natural gas peaker | TRUE | 2914 | N | . | Dover | City of Dover - (OH) | 5336 | OH | ENC | RFC |  | 22 | 1 | Electric Utility | GT | NG | NG | PJM | 10909 | 292 | 2022
petroleum | TRUE | 2914 | N | . | Dover | City of Dover - (OH) | 5336 | OH | ENC | RFC |  | 22 | 1 | Electric Utility | IC | DFO | DFO | PJM | 0 | 0 | 2022
hard coal | TRUE | 2914 | N | . | Dover | City of Dover - (OH) | 5336 | OH | ENC | RFC |  | 22 | 1 | Electric Utility | ST | BIT | COL | PJM | 1299285 | 77468.65 | 2022
natural gas steam turbine | TRUE | 2914 | N | . | Dover | City of Dover - (OH) | 5336 | OH | ENC | RFC |  | 22 | 1 | Electric Utility | ST | NG | NG | PJM | 4764 | 269.35 | 2022
hard coal | TRUE | 2917 | N | . | Hamilton (OH) | City of Hamilton - (OH) | 7977 | OH | ENC | RFC |  | 22 | 1 | Electric Utility | GT | BIT | COL | PJM | 0 | 0 | 2022
natural gas peaker | TRUE | 2917 | N | . | Hamilton (OH) | City of Hamilton - (OH) | 7977 | OH | ENC | RFC |  | 22 | 1 | Electric Utility | GT | NG | NG | PJM | 17242 | 727 | 2022
petroleum | TRUE | 2933 | N | . | Oberlin (OH) | City of Oberlin - (OH) | 13949 | OH | ENC | RFC |  | 22 | 1 | Electric Utility | IC | DFO | DFO | PJM | 886 | 33.623 | 2022
natural gas peaker | TRUE | 2933 | N | . | Oberlin (OH) | City of Oberlin - (OH) | 13949 | OH | ENC | RFC |  | 22 | 1 | Electric Utility | IC | NG | NG | PJM | 6501 | 246.377 | 2022
hard coal | TRUE | 2935 | N | . | Orrville | City of Orrville - (OH) | 14194 | OH | ENC | RFC |  | 22 | 1 | Electric Utility | ST | BIT | COL | PJM | 359506 | 21016.217 | 2022
natural gas steam turbine | TRUE | 2935 | N | . | Orrville | City of Orrville - (OH) | 14194 | OH | ENC | RFC |  | 22 | 1 | Electric Utility | ST | NG | NG | PJM | 147958 | 8494.783 | 2022
petroleum | TRUE | 2936 | N | . | Painesville | City of Painesville | 14381 | OH | ENC | RFC |  | 22 | 1 | Electric Utility | IC | DFO | DFO | PJM | 310 | 18 | 2022
hard coal | TRUE | 2936 | N | . | Painesville | City of Painesville | 14381 | OH | ENC | RFC |  | 22 | 1 | Electric Utility | ST | BIT | COL | PJM | 4019 | 2.943 | 2022
natural gas steam turbine | TRUE | 2936 | N | . | Painesville | City of Painesville | 14381 | OH | ENC | RFC |  | 22 | 1 | Electric Utility | ST | NG | NG | PJM | 1838 | 17.057 | 2022
hard coal | TRUE | 2937 | N | . | Piqua Power Plant | City of Piqua - (OH) | 15095 | OH | ENC | RFC |  | 22 | 1 | Electric Utility | GT | BIT | COL | PJM | 0 | 0 | 2022
petroleum | TRUE | 2937 | N | . | Piqua Power Plant | City of Piqua - (OH) | 15095 | OH | ENC | RFC |  | 22 | 1 | Electric Utility | GT | DFO | DFO | PJM | 0 | 0 | 2022
hard coal | TRUE | 2942 | N | . | St Marys | City of St Marys - (OH) | 17891 | OH | ENC | RFC |  | 22 | 1 | Electric Utility | GT | BIT | COL | PJM | 0 | 0 | 2022
petroleum | TRUE | 2942 | N | . | St Marys | City of St Marys - (OH) | 17891 | OH | ENC | RFC |  | 22 | 1 | Electric Utility | GT | DFO | DFO | PJM | 189699 | 205.298 | 2022
natural gas peaker | TRUE | 2942 | N | . | St Marys | City of St Marys - (OH) | 17891 | OH | ENC | RFC |  | 22 | 1 | Electric Utility | GT | NG | NG | PJM | 7116 | 7.702 | 2022
petroleum | TRUE | 2945 | N | . | Anadarko | City of Woodsfield - (OH) | 20977 | OH | ENC | RFC |  | 22 | 1 | Electric Utility | IC | DFO | DFO | PJM | 389 | 56 | 2022
natural gas peaker | TRUE | 2945 | N | . | Anadarko | City of Woodsfield - (OH) | 20977 | OH | ENC | RFC |  | 22 | 1 | Electric Utility | IC | NG | NG | PJM | 0 | 0 | 2022
petroleum | TRUE | 2951 | N | . | Horseshoe Lake | Oklahoma Gas & Electric Co | 14063 | OK | WSC | MRO |  | 22 | 1 | Electric Utility | GT | DFO | DFO | SWPP | 0 | 0 | 2022
natural gas peaker | TRUE | 2951 | N | . | Horseshoe Lake | Oklahoma Gas & Electric Co | 14063 | OK | WSC | MRO |  | 22 | 1 | Electric Utility | GT | NG | NG | SWPP | 2099569 | 180525 | 2022
petroleum | TRUE | 2951 | N | . | Horseshoe Lake | Oklahoma Gas & Electric Co | 14063 | OK | WSC | MRO |  | 22 | 1 | Electric Utility | ST | DFO | DFO | SWPP | 0 | 0 | 2022
natural gas steam turbine | TRUE | 2951 | N | . | Horseshoe Lake | Oklahoma Gas & Electric Co | 14063 | OK | WSC | MRO |  | 22 | 1 | Electric Utility | ST | NG | NG | SWPP | 4439578 | 383647 | 2022
petroleum | TRUE | 2951 | N | . | Horseshoe Lake | Oklahoma Gas & Electric Co | 14063 | OK | WSC | MRO |  | 22 | 1 | Electric Utility | ST | RFO | RFO | SWPP | 0 | 0 | 2022
natural gas steam turbine | TRUE | 2952 | N | . | Muskogee | Oklahoma Gas & Electric Co | 14063 | OK | WSC | MRO |  | 22 | 1 | Electric Utility | ST | NG | NG | SWPP | 14294091 | 1236798.6 | 2022
hard coal | TRUE | 2952 | N | . | Muskogee | Oklahoma Gas & Electric Co | 14063 | OK | WSC | MRO |  | 22 | 1 | Electric Utility | ST | SUB | COL | SWPP | 11627531 | 1002431.4 | 2022
petroleum | TRUE | 2953 | N | . | Mustang | Oklahoma Gas & Electric Co | 14063 | OK | WSC | MRO |  | 22 | 1 | Electric Utility | GT | DFO | DFO | SWPP | 0 | 0 | 2022
natural gas peaker | TRUE | 2953 | N | . | Mustang | Oklahoma Gas & Electric Co | 14063 | OK | WSC | MRO |  | 22 | 1 | Electric Utility | GT | NG | NG | SWPP | 8770813 | 862750 | 2022
solar pv | TRUE | 2953 | N | . | Mustang | Oklahoma Gas & Electric Co | 14063 | OK | WSC | MRO |  | 22 | 1 | Electric Utility | PV | SUN | SUN | SWPP | 16764 | 4913 | 2022
petroleum | TRUE | 2956 | N | . | Seminole | Oklahoma Gas & Electric Co | 14063 | OK | WSC | MRO |  | 22 | 1 | Electric Utility | ST | DFO | DFO | SWPP | 0 | 0 | 2022
natural gas steam turbine | TRUE | 2956 | N | . | Seminole | Oklahoma Gas & Electric Co | 14063 | OK | WSC | MRO |  | 22 | 1 | Electric Utility | ST | NG | NG | SWPP | 17028544 | 1490859 | 2022
petroleum | TRUE | 2956 | N | . | Seminole | Oklahoma Gas & Electric Co | 14063 | OK | WSC | MRO |  | 22 | 1 | Electric Utility | ST | RFO | RFO | SWPP | 0 | 0 | 2022
natural gas combined cycle | TRUE | 2963 | N | . | Northeastern | Public Service Co of Oklahoma | 15474 | OK | WSC | MRO |  | 22 | 1 | Electric Utility | CA | NG | NG | SWPP | 0 | 560333 | 2022
natural gas combined cycle | TRUE | 2963 | N | . | Northeastern | Public Service Co of Oklahoma | 15474 | OK | WSC | MRO |  | 22 | 1 | Electric Utility | CT | NG | NG | SWPP | 13482445 | 1060794 | 2022
petroleum | TRUE | 2963 | N | . | Northeastern | Public Service Co of Oklahoma | 15474 | OK | WSC | MRO |  | 22 | 1 | Electric Utility | IC | DFO | DFO | SWPP | 0 | 0 | 2022
petroleum | TRUE | 2963 | N | . | Northeastern | Public Service Co of Oklahoma | 15474 | OK | WSC | MRO |  | 22 | 1 | Electric Utility | ST | DFO | DFO | SWPP | 0 | 0 | 2022
natural gas steam turbine | TRUE | 2963 | N | . | Northeastern | Public Service Co of Oklahoma | 15474 | OK | WSC | MRO |  | 22 | 1 | Electric Utility | ST | NG | NG | SWPP | 6138909 | 575906.34 | 2022
hard coal | TRUE | 2963 | N | . | Northeastern | Public Service Co of Oklahoma | 15474 | OK | WSC | MRO |  | 22 | 1 | Electric Utility | ST | SUB | COL | SWPP | 25831360 | 2443620.7 | 2022
natural gas peaker | TRUE | 2964 | N | . | Southwestern | Public Service Co of Oklahoma | 15474 | OK | WSC | MRO |  | 22 | 1 | Electric Utility | GT | NG | NG | SWPP | 2032948 | 163574 | 2022
natural gas steam turbine | TRUE | 2964 | N | . | Southwestern | Public Service Co of Oklahoma | 15474 | OK | WSC | MRO |  | 22 | 1 | Electric Utility | ST | NG | NG | SWPP | 7844234 | 635820 | 2022
natural gas peaker | TRUE | 2965 | N | . | Tulsa | Public Service Co of Oklahoma | 15474 | OK | WSC | MRO |  | 22 | 1 | Electric Utility | IC | NG | NG | SWPP | 0 | 0 | 2022
petroleum | TRUE | 2965 | N | . | Tulsa | Public Service Co of Oklahoma | 15474 | OK | WSC | MRO |  | 22 | 1 | Electric Utility | ST | DFO | DFO | SWPP | 2150 | 154.077 | 2022
natural gas steam turbine | TRUE | 2965 | N | . | Tulsa | Public Service Co of Oklahoma | 15474 | OK | WSC | MRO |  | 22 | 1 | Electric Utility | ST | NG | NG | SWPP | 3602304 | 261872.92 | 2022
petroleum | TRUE | 2966 | N | . | Weleetka | Public Service Co of Oklahoma | 15474 | OK | WSC | MRO |  | 22 | 1 | Electric Utility | GT | DFO | DFO | SWPP | 456 | 29.21 | 2022
natural gas peaker | TRUE | 2966 | N | . | Weleetka | Public Service Co of Oklahoma | 15474 | OK | WSC | MRO |  | 22 | 1 | Electric Utility | GT | NG | NG | SWPP | 64916 | 4152.79 | 2022
petroleum | TRUE | 2966 | N | . | Weleetka | Public Service Co of Oklahoma | 15474 | OK | WSC | MRO |  | 22 | 1 | Electric Utility | IC | DFO | DFO | SWPP | 0 | 0 | 2022
petroleum | TRUE | 2975 | N | . | Cushing | City of Cushing - (OK) | 4667 | OK | WSC | MRO |  | 22 | 1 | Electric Utility | IC | DFO | DFO | SWPP | 8787 | 792.839 | 2022
natural gas peaker | TRUE | 2975 | N | . | Cushing | City of Cushing - (OK) | 4667 | OK | WSC | MRO |  | 22 | 1 | Electric Utility | IC | NG | NG | SWPP | 1963 | 177.161 | 2022
hydro | TRUE | 2980 | N | . | Markham | Grand River Dam Authority | 7490 | OK | WSC | MRO |  | 22 | 1 | Electric Utility | HY | WAT | HYC | SWPP | 719323 | 210821 | 2022
hydro | TRUE | 2981 | N | . | Pensacola | Grand River Dam Authority | 7490 | OK | WSC | MRO |  | 22 | 1 | Electric Utility | HY | WAT | HYC | SWPP | 1327029 | 388930 | 2022
other | TRUE | 2982 | N | . | Salina | Grand River Dam Authority | 7490 | OK | WSC | MRO |  | 22 | 1 | Electric Utility | PS | WAT | HPS | SWPP | 0 | -90420 | 2022
hydro | TRUE | 2984 | N | . | Keystone Dam | USCE-Tulsa District | 27470 | OK | WSC | MRO |  | 22 | 1 | Electric Utility | HY | WAT | HYC | SWPP | 413868 | 121298 | 2022
hydro | TRUE | 2985 | N | . | Robert S Kerr | USCE-Tulsa District | 27470 | OK | WSC | MRO |  | 22 | 1 | Electric Utility | HY | WAT | HYC | SPA | 742404 | 217586 | 2022
petroleum | TRUE | 2986 | N | . | Kingfisher | City of Kingfisher - (OK) | 10320 | OK | WSC | MRO |  | 22 | 1 | Electric Utility | IC | DFO | DFO | SWPP | 575 | 44.177 | 2022
natural gas peaker | TRUE | 2986 | N | . | Kingfisher | City of Kingfisher - (OK) | 10320 | OK | WSC | MRO |  | 22 | 1 | Electric Utility | IC | NG | NG | SWPP | 1021 | 78.823 | 2022
hydro | TRUE | 2987 | N | . | Webbers Falls | USCE-Tulsa District | 27470 | OK | WSC | MRO |  | 22 | 1 | Electric Utility | HY | WAT | HYC | SPA | 465928 | 136556 | 2022
petroleum | TRUE | 2991 | N | . | Mangum | City of Mangum - (OK) | 11566 | OK | WSC | MRO |  | 22 | 1 | Electric Utility | IC | DFO | DFO | SWPP | 0 | 0 | 2022
natural gas peaker | TRUE | 2991 | N | . | Mangum | City of Mangum - (OK) | 11566 | OK | WSC | MRO |  | 22 | 1 | Electric Utility | IC | NG | NG | SWPP | 0 | 0 | 2022
petroleum | TRUE | 2995 | N | . | Pawhuska | City of Pawhuska - (OK) | 14582 | OK | WSC | MRO |  | 22 | 1 | Electric Utility | IC | DFO | DFO | SWPP | 3177 | 365 | 2022
natural gas peaker | TRUE | 2995 | N | . | Pawhuska | City of Pawhuska - (OK) | 14582 | OK | WSC | MRO |  | 22 | 1 | Electric Utility | IC | NG | NG | SWPP | 0 | 0 | 2022
petroleum | TRUE | 3000 | N | . | Boomer Lake Station | Stillwater Utilities Authority | 18125 | OK | WSC | MRO |  | 22 | 1 | Electric Utility | IC | DFO | DFO | SWPP | 76 | 8 | 2022
natural gas peaker | TRUE | 3000 | N | . | Boomer Lake Station | Stillwater Utilities Authority | 18125 | OK | WSC | MRO |  | 22 | 1 | Electric Utility | IC | NG | NG | SWPP | 0 | 0 | 2022
hydro | TRUE | 3003 | N | . | Fort Gibson | USCE-Tulsa District | 27470 | OK | WSC | MRO |  | 22 | 1 | Electric Utility | HY | WAT | HYC | SPA | 615890 | 180507 | 2022
hydro | TRUE | 3004 | N | . | Tenkiller Ferry | USCE-Tulsa District | 27470 | OK | WSC | MRO |  | 22 | 1 | Electric Utility | HY | WAT | HYC | SPA | 601032 | 176152 | 2022
natural gas combined cycle | TRUE | 3006 | N | . | Anadarko Plant | Western Farmers Elec Coop, Inc | 20447 | OK | WSC | MRO |  | 22 | 1 | Electric Utility | CS | NG | NG | SWPP | 3136082 | 351100 | 2022
natural gas peaker | TRUE | 3006 | N | . | Anadarko Plant | Western Farmers Elec Coop, Inc | 20447 | OK | WSC | MRO |  | 22 | 1 | Electric Utility | GT | NG | NG | SWPP | 2529913 | 194424 | 2022
natural gas steam turbine | TRUE | 3006 | N | . | Anadarko Plant | Western Farmers Elec Coop, Inc | 20447 | OK | WSC | MRO |  | 22 | 1 | Electric Utility | ST | NG | NG | SWPP | 0 | 0 | 2022
natural gas steam turbine | TRUE | 3008 | N | . | Mooreland | Western Farmers Elec Coop, Inc | 20447 | OK | WSC | MRO |  | 22 | 1 | Electric Utility | ST | NG | NG | SWPP | 1310707 | 95886 | 2022
hydro | TRUE | 3013 | N | . | Hells Canyon | Idaho Power Co | 9191 | OR | PACC | WECC |  | 22 | 1 | Electric Utility | HY | WAT | HYC | IPCO | 4932854 | 1445737 | 2022
hydro | TRUE | 3014 | N | . | Oxbow (OR) | Idaho Power Co | 9191 | OR | PACC | WECC |  | 22 | 1 | Electric Utility | HY | WAT | HYC | IPCO | 2407573 | 705619 | 2022
hydro | TRUE | 3020 | N | . | Clearwater 1 | PacifiCorp | 14354 | OR | PACC | WECC |  | 22 | 1 | Electric Utility | HY | WAT | HYC | PACW | 81147 | 23783 | 2022
hydro | TRUE | 3021 | N | . | Clearwater 2 | PacifiCorp | 14354 | OR | PACC | WECC |  | 22 | 1 | Electric Utility | HY | WAT | HYC | PACW | 68055 | 19946 | 2022
hydro | TRUE | 3024 | N | . | Eagle Point | PacifiCorp | 14354 | OR | PACC | WECC |  | 22 | 1 | Electric Utility | HY | WAT | HYC | PACW | 46370 | 13590 | 2022
hydro | TRUE | 3025 | N | . | East Side | PacifiCorp | 14354 | OR | PACC | WECC |  | 22 | 1 | Electric Utility | HY | WAT | HYC | PACW | 0 | 0 | 2022
hydro | TRUE | 3026 | N | . | Fish Creek | PacifiCorp | 14354 | OR | PACC | WECC |  | 22 | 1 | Electric Utility | HY | WAT | HYC | PACW | 72823 | 21343 | 2022
hydro | TRUE | 3028 | N | . | John C Boyle | PacifiCorp | 14354 | OR | PACC | WECC |  | 22 | 1 | Electric Utility | HY | WAT | HYC | PACW | 535930 | 157072 | 2022
hydro | TRUE | 3029 | N | . | Lemolo 1 | PacifiCorp | 14354 | OR | PACC | WECC |  | 22 | 1 | Electric Utility | HY | WAT | HYC | PACW | 355066 | 104064 | 2022
hydro | TRUE | 3032 | N | . | Prospect 1 | PacifiCorp | 14354 | OR | PACC | WECC |  | 22 | 1 | Electric Utility | HY | WAT | HYC | PACW | 748 | 219 | 2022
hydro | TRUE | 3033 | N | . | Prospect 2 | PacifiCorp | 14354 | OR | PACC | WECC |  | 22 | 1 | Electric Utility | HY | WAT | HYC | PACW | 551192 | 161545 | 2022
hydro | TRUE | 3034 | N | . | Prospect 3 | PacifiCorp | 14354 | OR | PACC | WECC |  | 22 | 1 | Electric Utility | HY | WAT | HYC | PACW | 0 | -175 | 2022
hydro | TRUE | 3035 | N | . | Prospect 4 | PacifiCorp | 14354 | OR | PACC | WECC |  | 22 | 1 | Electric Utility | HY | WAT | HYC | PACW | 0 | -16 | 2022
hydro | TRUE | 3036 | N | . | Slide Creek | PacifiCorp | 14354 | OR | PACC | WECC |  | 22 | 1 | Electric Utility | HY | WAT | HYC | PACW | 175826 | 51532 | 2022
hydro | TRUE | 3037 | N | . | Soda Springs | PacifiCorp | 14354 | OR | PACC | WECC |  | 22 | 1 | Electric Utility | HY | WAT | HYC | PACW | 149143 | 43711 | 2022
hydro | TRUE | 3040 | N | . | Toketee Falls | PacifiCorp | 14354 | OR | PACC | WECC |  | 22 | 1 | Electric Utility | HY | WAT | HYC | PACW | 625481 | 183318 | 2022
hydro | TRUE | 3041 | N | . | Wallowa Falls | PacifiCorp | 14354 | OR | PACC | WECC |  | 22 | 1 | Electric Utility | HY | WAT | HYC | PACW | 5756 | 1687 | 2022
hydro | TRUE | 3045 | N | . | Faraday | Portland General Electric Co | 15248 | OR | PACC | WECC |  | 22 | 1 | Electric Utility | HY | WAT | HYC | PGE | 0 | -244 | 2022
hydro | TRUE | 3047 | N | . | North Fork | Portland General Electric Co | 15248 | OR | PACC | WECC |  | 22 | 1 | Electric Utility | HY | WAT | HYC | PGE | 687073 | 201369 | 2022
hydro | TRUE | 3048 | N | . | Pelton | Portland General Electric Co | 15248 | OR | PACC | WECC |  | 22 | 1 | Electric Utility | HY | WAT | HYC | PGE | 1061246 | 311033 | 2022
hydro | TRUE | 3049 | N | . | River Mill | Portland General Electric Co | 15248 | OR | PACC | WECC |  | 22 | 1 | Electric Utility | HY | WAT | HYC | PGE | 355675 | 104242 | 2022
hydro | TRUE | 3050 | N | . | Round Butte | Portland General Electric Co | 15248 | OR | PACC | WECC |  | 22 | 1 | Electric Utility | HY | WAT | HYC | PGE | 2571346 | 753618 | 2022
hydro | TRUE | 3053 | N | . | Sullivan | Portland General Electric Co | 15248 | OR | PACC | WECC |  | 22 | 1 | Electric Utility | HY | WAT | HYC | PGE | 418035 | 122519 | 2022
hydro | TRUE | 3067 | N | . | Carmen Smith | Eugene Water & Electric Board | 6013 | OR | PACC | WECC |  | 22 | 1 | Electric Utility | HY | WAT | HYC | BPAT | 696586 | 204158 | 2022
hydro | TRUE | 3071 | N | . | Walterville | Eugene Water & Electric Board | 6013 | OR | PACC | WECC |  | 22 | 1 | Electric Utility | HY | WAT | HYC | BPAT | 202027 | 59211 | 2022
hydro | TRUE | 3074 | N | . | Big Cliff | USACE Northwestern Division | 19400 | OR | PACC | WECC |  | 22 | 1 | Electric Utility | HY | WAT | HYC | BPAT | 301214 | 88281 | 2022
hydro | TRUE | 3075 | N | . | Bonneville | USACE Northwestern Division | 19400 | OR | PACC | WECC |  | 22 | 1 | Electric Utility | HY | WAT | HYC | BPAT | 15972213 | 4681188 | 2022
hydro | TRUE | 3076 | N | . | Cougar | USACE Northwestern Division | 19400 | OR | PACC | WECC |  | 22 | 1 | Electric Utility | HY | WAT | HYC | BPAT | 262112 | 76821 | 2022
hydro | TRUE | 3077 | N | . | Detroit | USACE Northwestern Division | 19400 | OR | PACC | WECC |  | 22 | 1 | Electric Utility | HY | WAT | HYC | BPAT | 625832 | 183421 | 2022
hydro | TRUE | 3078 | N | . | Dexter | USACE Northwestern Division | 19400 | OR | PACC | WECC |  | 22 | 1 | Electric Utility | HY | WAT | HYC | BPAT | 172012 | 50414 | 2022
hydro | TRUE | 3080 | N | . | Green Peter | USACE Northwestern Division | 19400 | OR | PACC | WECC |  | 22 | 1 | Electric Utility | HY | WAT | HYC | BPAT | 753140 | 220733 | 2022
hydro | TRUE | 3081 | N | . | Hills Creek | USACE Northwestern Division | 19400 | OR | PACC | WECC |  | 22 | 1 | Electric Utility | HY | WAT | HYC | BPAT | 276600 | 81067 | 2022
hydro | TRUE | 3082 | N | . | John Day | USACE Northwestern Division | 19400 | OR | PACC | WECC |  | 22 | 1 | Electric Utility | HY | WAT | HYC | BPAT | 30133228 | 8831544 | 2022
hydro | TRUE | 3083 | N | . | Lookout Point | USACE Northwestern Division | 19400 | OR | PACC | WECC |  | 22 | 1 | Electric Utility | HY | WAT | HYC | BPAT | 693314 | 203199 | 2022
hydro | TRUE | 3084 | N | . | McNary | USACE Northwestern Division | 19400 | OR | PACC | WECC |  | 22 | 1 | Electric Utility | HY | WAT | HYC | BPAT | 15831849 | 4640050 | 2022
natural gas combined cycle | TRUE | 3096 | N | . | Brunot Island | Brunot Island Power, LLC | 63032 | PA | MAT | RFC |  | 22 | 2 | NAICS-22 Non-Cogen | CA | NG | NG | PJM | 42786 | 11607 | 2022
natural gas combined cycle | TRUE | 3096 | N | . | Brunot Island | Brunot Island Power, LLC | 63032 | PA | MAT | RFC |  | 22 | 2 | NAICS-22 Non-Cogen | CT | NG | NG | PJM | 622275 | 39267 | 2022
petroleum | TRUE | 3096 | N | . | Brunot Island | Brunot Island Power, LLC | 63032 | PA | MAT | RFC |  | 22 | 2 | NAICS-22 Non-Cogen | GT | DFO | DFO | PJM | 8076 | 214 | 2022
petroleum | TRUE | 3109 | N | . | Hamilton (PA) | Hamilton Power, LLC | 63035 | PA | MAT | RFC |  | 22 | 2 | NAICS-22 Non-Cogen | GT | DFO | DFO | PJM | 17439 | 983 | 2022
petroleum | TRUE | 3110 | N | . | Hunterstown | Hunterstown Power, LLC | 63036 | PA | MAT | RFC |  | 22 | 2 | NAICS-22 Non-Cogen | GT | DFO | DFO | PJM | 17268 | 1157.867 | 2022
natural gas peaker | TRUE | 3110 | N | . | Hunterstown | Hunterstown Power, LLC | 63036 | PA | MAT | RFC |  | 22 | 2 | NAICS-22 Non-Cogen | GT | NG | NG | PJM | 301822 | 20239.133 | 2022
petroleum | TRUE | 3111 | N | . | Mountain | Mountain Power, LLC | 63037 | PA | MAT | RFC |  | 22 | 2 | NAICS-22 Non-Cogen | GT | DFO | DFO | PJM | 106517 | 6824.999 | 2022
natural gas peaker | TRUE | 3111 | N | . | Mountain | Mountain Power, LLC | 63037 | PA | MAT | RFC |  | 22 | 2 | NAICS-22 Non-Cogen | GT | NG | NG | PJM | 0 | 0 | 2022
petroleum | TRUE | 3112 | N | . | Orrtanna | Orrtanna Power, LLC | 63038 | PA | MAT | RFC |  | 22 | 2 | NAICS-22 Non-Cogen | GT | DFO | DFO | PJM | 15614 | 827 | 2022
hard coal | TRUE | 3113 | N | . | Portland (PA) | Portland Power, LLC | 63039 | PA | MAT | RFC |  | 22 | 2 | NAICS-22 Non-Cogen | GT | BIT | COL | PJM | 0 | 0 | 2022
petroleum | TRUE | 3113 | N | . | Portland (PA) | Portland Power, LLC | 63039 | PA | MAT | RFC |  | 22 | 2 | NAICS-22 Non-Cogen | GT | DFO | DFO | PJM | 92047 | 6605 | 2022
natural gas peaker | TRUE | 3113 | N | . | Portland (PA) | Portland Power, LLC | 63039 | PA | MAT | RFC |  | 22 | 2 | NAICS-22 Non-Cogen | GT | NG | NG | PJM | 0 | 0 | 2022
petroleum | TRUE | 3114 | N | . | Shawnee (PA) | Shawnee Power, LLC | 63040 | PA | MAT | RFC |  | 22 | 2 | NAICS-22 Non-Cogen | GT | DFO | DFO | PJM | 3359 | 8 | 2022
hard coal | TRUE | 3115 | N | . | Titus | Titus Power, LLC | 63041 | PA | MAT | RFC |  | 22 | 2 | NAICS-22 Non-Cogen | GT | BIT | COL | PJM | 0 | 0 | 2022
petroleum | TRUE | 3115 | N | . | Titus | Titus Power, LLC | 63041 | PA | MAT | RFC |  | 22 | 2 | NAICS-22 Non-Cogen | GT | DFO | DFO | PJM | 14847 | 321 | 2022
natural gas peaker | TRUE | 3115 | N | . | Titus | Titus Power, LLC | 63041 | PA | MAT | RFC |  | 22 | 2 | NAICS-22 Non-Cogen | GT | NG | NG | PJM | 0 | 0 | 2022
petroleum | TRUE | 3116 | N | . | Tolna | Tolna Power, LLC | 63042 | PA | MAT | RFC |  | 22 | 2 | NAICS-22 Non-Cogen | GT | DFO | DFO | PJM | 67063 | 4294 | 2022
hydro | TRUE | 3117 | N | . | York Haven | Eagle Creek Renewable Energy, LLC | 57280 | PA | MAT | RFC |  | 22 | 2 | NAICS-22 Non-Cogen | HY | WAT | HYC | PJM | 335843 | 98430 | 2022
petroleum | TRUE | 3118 | N | . | Conemaugh | KeyCon Operating LLC | 63047 | PA | MAT | RFC |  | 22 | 2 | NAICS-22 Non-Cogen | IC | DFO | DFO | PJM | 3811 | 377 | 2022
hard coal | TRUE | 3118 | N | . | Conemaugh | KeyCon Operating LLC | 63047 | PA | MAT | RFC |  | 22 | 2 | NAICS-22 Non-Cogen | ST | BIT | COL | PJM | 58189166 | 5691471.2 | 2022
natural gas steam turbine | TRUE | 3118 | N | . | Conemaugh | KeyCon Operating LLC | 63047 | PA | MAT | RFC |  | 22 | 2 | NAICS-22 Non-Cogen | ST | NG | NG | PJM | 240744 | 23249.772 | 2022
hard coal | TRUE | 3118 | N | . | Conemaugh | KeyCon Operating LLC | 63047 | PA | MAT | RFC |  | 22 | 2 | NAICS-22 Non-Cogen | ST | RC | COL | PJM | 0 | 0 | 2022
natural gas peaker | TRUE | 3120 | N | . | Blossburg | Blossburg Power, LLC | 63043 | PA | MAT | RFC |  | 22 | 2 | NAICS-22 Non-Cogen | GT | NG | NG | PJM | 46990 | 2804 | 2022
hard coal | TRUE | 3122 | N | . | Homer City Generating Station | NRG Homer City Services LLC | 58615 | PA | MAT | RFC |  | 22 | 2 | NAICS-22 Non-Cogen | ST | BIT | COL | PJM | 36412180 | 3276427.5 | 2022
petroleum | TRUE | 3122 | N | . | Homer City Generating Station | NRG Homer City Services LLC | 58615 | PA | MAT | RFC |  | 22 | 2 | NAICS-22 Non-Cogen | ST | DFO | DFO | PJM | 400761 | 32826.473 | 2022
hydro | TRUE | 3124 | N | . | Piney | BP Piney & Deep Creek LLC | 54679 | PA | MAT | RFC |  | 22 | 2 | NAICS-22 Non-Cogen | HY | WAT | HYC | PJM | 229784 | 67346 | 2022
hard coal | TRUE | 3130 | N | . | Seward (PA) | Seward Generating LLC | 61781 | PA | MAT | RFC |  | 22 | 2 | NAICS-22 Non-Cogen | ST | BIT | COL | PJM | 0 | 0 | 2022
petroleum | TRUE | 3130 | N | . | Seward (PA) | Seward Generating LLC | 61781 | PA | MAT | RFC |  | 22 | 2 | NAICS-22 Non-Cogen | ST | DFO | DFO | PJM | 96769 | 8390.471 | 2022
hard coal | TRUE | 3130 | N | . | Seward (PA) | Seward Generating LLC | 61781 | PA | MAT | RFC |  | 22 | 2 | NAICS-22 Non-Cogen | ST | WC | WOC | PJM | 30242346 | 2667686.5 | 2022
petroleum | TRUE | 3131 | N | . | Shawville | Shawville Power, LLC | 63044 | PA | MAT | RFC |  | 22 | 2 | NAICS-22 Non-Cogen | IC | DFO | DFO | PJM | 1667 | 157 | 2022
hard coal | TRUE | 3131 | N | . | Shawville | Shawville Power, LLC | 63044 | PA | MAT | RFC |  | 22 | 2 | NAICS-22 Non-Cogen | ST | BIT | COL | PJM | 0 | 0 | 2022
petroleum | TRUE | 3131 | N | . | Shawville | Shawville Power, LLC | 63044 | PA | MAT | RFC |  | 22 | 2 | NAICS-22 Non-Cogen | ST | DFO | DFO | PJM | 0 | 0 | 2022
natural gas steam turbine | TRUE | 3131 | N | . | Shawville | Shawville Power, LLC | 63044 | PA | MAT | RFC |  | 22 | 2 | NAICS-22 Non-Cogen | ST | NG | NG | PJM | 11789691 | 1047978 | 2022
petroleum | TRUE | 3132 | N | . | Warren | Warren Generation, LLC | 63045 | PA | MAT | RFC |  | 22 | 2 | NAICS-22 Non-Cogen | GT | DFO | DFO | PJM | 0 | 0 | 2022
natural gas peaker | TRUE | 3132 | N | . | Warren | Warren Generation, LLC | 63045 | PA | MAT | RFC |  | 22 | 2 | NAICS-22 Non-Cogen | GT | NG | NG | PJM | 170744 | 11094 | 2022
petroleum | TRUE | 3136 | N | . | Keystone | KeyCon Operating LLC | 63047 | PA | MAT | RFC |  | 22 | 2 | NAICS-22 Non-Cogen | IC | DFO | DFO | PJM | 2442 | 217 | 2022
hard coal | TRUE | 3136 | N | . | Keystone | KeyCon Operating LLC | 63047 | PA | MAT | RFC |  | 22 | 2 | NAICS-22 Non-Cogen | ST | BIT | COL | PJM | 52865552 | 5089410.8 | 2022
petroleum | TRUE | 3136 | N | . | Keystone | KeyCon Operating LLC | 63047 | PA | MAT | RFC |  | 22 | 2 | NAICS-22 Non-Cogen | ST | DFO | DFO | PJM | 0 | -2.473 | 2022
hard coal | TRUE | 3136 | N | . | Keystone | KeyCon Operating LLC | 63047 | PA | MAT | RFC |  | 22 | 2 | NAICS-22 Non-Cogen | ST | RC | COL | PJM | 0 | -12226.34 | 2022
petroleum | TRUE | 3136 | N | . | Keystone | KeyCon Operating LLC | 63047 | PA | MAT | RFC |  | 22 | 2 | NAICS-22 Non-Cogen | ST | RFO | RFO | PJM | 0 | 0 | 2022
hard coal | TRUE | 3136 | N | . | Keystone | KeyCon Operating LLC | 63047 | PA | MAT | RFC |  | 22 | 2 | NAICS-22 Non-Cogen | ST | SC | COL | PJM | 0 | 0 | 2022
petroleum | TRUE | 3138 | N | . | New Castle Plant | New Castle Power, LLC | 63031 | PA | MAT | RFC |  | 22 | 2 | NAICS-22 Non-Cogen | IC | DFO | DFO | PJM | 570 | 54 | 2022
natural gas steam turbine | TRUE | 3138 | N | . | New Castle Plant | New Castle Power, LLC | 63031 | PA | MAT | RFC |  | 22 | 2 | NAICS-22 Non-Cogen | ST | NG | NG | PJM | 6105618 | 494102 | 2022
hard coal | TRUE | 3138 | N | . | New Castle Plant | New Castle Power, LLC | 63031 | PA | MAT | RFC |  | 22 | 2 | NAICS-22 Non-Cogen | ST | SUB | COL | PJM | 0 | 0 | 2022
petroleum | TRUE | 3139 | N | . | TalenEnergy Martin Creek LLC Allentown | TalenEnergy Martins Creek LLC | 15276 | PA | MAT | RFC |  | 22 | 2 | NAICS-22 Non-Cogen | GT | DFO | DFO | PJM | 0 | 0 | 2022
petroleum | TRUE | 3140 | N | . | Brunner Island | Brunner Island LLC | 15537 | PA | MAT | RFC |  | 22 | 2 | NAICS-22 Non-Cogen | IC | DFO | DFO | PJM | 0 | 0 | 2022
hard coal | TRUE | 3140 | N | . | Brunner Island | Brunner Island LLC | 15537 | PA | MAT | RFC |  | 22 | 2 | NAICS-22 Non-Cogen | ST | BIT | COL | PJM | 16079731 | 1486185.3 | 2022
petroleum | TRUE | 3140 | N | . | Brunner Island | Brunner Island LLC | 15537 | PA | MAT | RFC |  | 22 | 2 | NAICS-22 Non-Cogen | ST | DFO | DFO | PJM | 12980 | 1151.786 | 2022
natural gas steam turbine | TRUE | 3140 | N | . | Brunner Island | Brunner Island LLC | 15537 | PA | MAT | RFC |  | 22 | 2 | NAICS-22 Non-Cogen | ST | NG | NG | PJM | 25046219 | 2185450.9 | 2022
hard coal | TRUE | 3140 | N | . | Brunner Island | Brunner Island LLC | 15537 | PA | MAT | RFC |  | 22 | 2 | NAICS-22 Non-Cogen | ST | RC | COL | PJM | 0 | 0 | 2022
petroleum | TRUE | 3142 | N | . | TalenEnergy Martins Creek LLC Fishbach | TalenEnergy Martins Creek LLC | 15276 | PA | MAT | RFC |  | 22 | 2 | NAICS-22 Non-Cogen | GT | DFO | DFO | PJM | 0 | 0 | 2022
petroleum | TRUE | 3143 | N | . | TalenEnergy Martins Creek LLC Harrisburg | TalenEnergy Martins Creek LLC | 15276 | PA | MAT | RFC |  | 22 | 2 | NAICS-22 Non-Cogen | GT | DFO | DFO | PJM | 10431 | 690 | 2022
petroleum | TRUE | 3144 | N | . | TalenEnergy Martins Creek LLC Harwood | TalenEnergy Martins Creek LLC | 15276 | PA | MAT | RFC |  | 22 | 2 | NAICS-22 Non-Cogen | GT | DFO | DFO | PJM | 0 | 0 | 2022
hydro | TRUE | 3145 | N | . | Holtwood | BIF III Holtwood LLC | 60416 | PA | MAT | RFC |  | 22 | 2 | NAICS-22 Non-Cogen | HY | WAT | HYC | PJM | 3012520 | 882919 | 2022
petroleum | TRUE | 3146 | N | . | TalenEnergy Martins Creek LLC Jenkins | TalenEnergy Martins Creek LLC | 15276 | PA | MAT | RFC |  | 22 | 2 | NAICS-22 Non-Cogen | GT | DFO | DFO | PJM | 0 | 0 | 2022
petroleum | TRUE | 3147 | N | . | TalenEnergy Martins Creek LLC Lock Haven | TalenEnergy Martins Creek LLC | 15276 | PA | MAT | RFC |  | 22 | 2 | NAICS-22 Non-Cogen | GT | DFO | DFO | PJM | 0 | 0 | 2022
natural gas peaker | TRUE | 3148 | N | . | TalenEnergy Martins Creek | TalenEnergy Martins Creek LLC | 15276 | PA | MAT | RFC |  | 22 | 2 | NAICS-22 Non-Cogen | GT | NG | NG | PJM | 40480 | 2301 | 2022
petroleum | TRUE | 3148 | N | . | TalenEnergy Martins Creek | TalenEnergy Martins Creek LLC | 15276 | PA | MAT | RFC |  | 22 | 2 | NAICS-22 Non-Cogen | ST | DFO | DFO | PJM | 5818 | 222.312 | 2022
natural gas steam turbine | TRUE | 3148 | N | . | TalenEnergy Martins Creek | TalenEnergy Martins Creek LLC | 15276 | PA | MAT | RFC |  | 22 | 2 | NAICS-22 Non-Cogen | ST | NG | NG | PJM | 2946377 | 206346.8 | 2022
petroleum | TRUE | 3148 | N | . | TalenEnergy Martins Creek | TalenEnergy Martins Creek LLC | 15276 | PA | MAT | RFC |  | 22 | 2 | NAICS-22 Non-Cogen | ST | RFO | RFO | PJM | 143953 | 6977.891 | 2022
hard coal | TRUE | 3149 | N | . | TalenEnergy Montour | TalenEnergy Montour LLC | 15534 | PA | MAT | RFC |  | 22 | 2 | NAICS-22 Non-Cogen | ST | BIT | COL | PJM | 14289574 | 1311647.5 | 2022
petroleum | TRUE | 3149 | N | . | TalenEnergy Montour | TalenEnergy Montour LLC | 15534 | PA | MAT | RFC |  | 22 | 2 | NAICS-22 Non-Cogen | ST | DFO | DFO | PJM | 206868 | 14372.456 | 2022
hard coal | TRUE | 3149 | N | . | TalenEnergy Montour | TalenEnergy Montour LLC | 15534 | PA | MAT | RFC |  | 22 | 2 | NAICS-22 Non-Cogen | ST | RC | COL | PJM | 0 | 0 | 2022
hard coal | TRUE | 3152 | N | . | Sunbury Generation LP | Sunbury Generation LP | 22001 | PA | MAT | RFC |  | 22 | 2 | NAICS-22 Non-Cogen | GT | BIT | COL | PJM | 0 | 0 | 2022
petroleum | TRUE | 3152 | N | . | Sunbury Generation LP | Sunbury Generation LP | 22001 | PA | MAT | RFC |  | 22 | 2 | NAICS-22 Non-Cogen | GT | DFO | DFO | PJM | 10634 | 658 | 2022
petroleum | TRUE | 3152 | N | . | Sunbury Generation LP | Sunbury Generation LP | 22001 | PA | MAT | RFC |  | 22 | 2 | NAICS-22 Non-Cogen | GT | PC | PC | PJM | 0 | 0 | 2022
petroleum | TRUE | 3152 | N | . | Sunbury Generation LP | Sunbury Generation LP | 22001 | PA | MAT | RFC |  | 22 | 2 | NAICS-22 Non-Cogen | IC | DFO | DFO | PJM | 35 | 6 | 2022
hydro | TRUE | 3153 | N | . | Wallenpaupack | Wallenpuapack Hydro | 60417 | PA | MAT | RFC |  | 22 | 2 | NAICS-22 Non-Cogen | HY | WAT | HYC | PJM | 224188 | 65706 | 2022
petroleum | TRUE | 3154 | N | . | TalenEnergy Martins Creek LLC West Shore | TalenEnergy Martins Creek LLC | 15276 | PA | MAT | RFC |  | 22 | 2 | NAICS-22 Non-Cogen | GT | DFO | DFO | PJM | 8259 | 654 | 2022
petroleum | TRUE | 3155 | N | . | TalenEnergy Martins Creek LLC Williamsport | TalenEnergy Martins Creek LLC | 15276 | PA | MAT | RFC |  | 22 | 2 | NAICS-22 Non-Cogen | GT | DFO | DFO | PJM | 0 | 0 | 2022
petroleum | TRUE | 3157 | N | . | Chester Generating Station | Constellation Power, Inc | 6035 | PA | MAT | RFC |  | 22 | 2 | NAICS-22 Non-Cogen | GT | DFO | DFO | PJM | 24848 | 1762 | 2022
petroleum | TRUE | 3160 | N | . | Delaware Generating Station | Constellation Power, Inc | 6035 | PA | MAT | RFC |  | 22 | 2 | NAICS-22 Non-Cogen | GT | DFO | DFO | PJM | 31300 | 2276 | 2022
petroleum | TRUE | 3161 | N | . | Eddystone Generating Station | Constellation Power, Inc | 6035 | PA | MAT | RFC |  | 22 | 2 | NAICS-22 Non-Cogen | GT | DFO | DFO | PJM | 48013 | 2385 | 2022
petroleum | TRUE | 3161 | N | . | Eddystone Generating Station | Constellation Power, Inc | 6035 | PA | MAT | RFC |  | 22 | 2 | NAICS-22 Non-Cogen | ST | DFO | DFO | PJM | 85486 | 4809.156 | 2022
natural gas steam turbine | TRUE | 3161 | N | . | Eddystone Generating Station | Constellation Power, Inc | 6035 | PA | MAT | RFC |  | 22 | 2 | NAICS-22 Non-Cogen | ST | NG | NG | PJM | 227984 | 13023.844 | 2022
petroleum | TRUE | 3162 | N | . | Falls | Constellation Power, Inc | 6035 | PA | MAT | RFC |  | 22 | 2 | NAICS-22 Non-Cogen | GT | DFO | DFO | PJM | 30244 | 1844 | 2022
petroleum | TRUE | 3163 | N | . | Moser Generating Station | Constellation Power, Inc | 6035 | PA | MAT | RFC |  | 22 | 2 | NAICS-22 Non-Cogen | GT | DFO | DFO | PJM | 35991 | 2579 | 2022
other | TRUE | 3164 | N | . | Muddy Run | Constellation Power, Inc | 6035 | PA | MAT | RFC |  | 22 | 2 | NAICS-22 Non-Cogen | PS | WAT | HPS | PJM | 0 | -449324 | 2022
nuclear | TRUE | 3166 | N | 3 | Peach Bottom | Constellation Nuclear | 55951 | PA | MAT | RFC |  | 22 | 2 | NAICS-22 Non-Cogen | ST | NUC | NUC | PJM | 0 | 11532538 | 2022
nuclear | TRUE | 3166 | N | 2 | Peach Bottom | Constellation Nuclear | 55951 | PA | MAT | RFC |  | 22 | 2 | NAICS-22 Non-Cogen | ST | NUC | NUC | PJM | 0 | 10651265 | 2022
petroleum | TRUE | 3168 | N | . | Richmond Generating Station | Constellation Power, Inc | 6035 | PA | MAT | RFC |  | 22 | 2 | NAICS-22 Non-Cogen | GT | DFO | DFO | PJM | 91074 | 7112 | 2022
petroleum | TRUE | 3169 | N | . | Schuylkill Generating Station | Constellation Power, Inc | 6035 | PA | MAT | RFC |  | 22 | 2 | NAICS-22 Non-Cogen | GT | DFO | DFO | PJM | 18067 | 1316 | 2022
petroleum | TRUE | 3169 | N | . | Schuylkill Generating Station | Constellation Power, Inc | 6035 | PA | MAT | RFC |  | 22 | 2 | NAICS-22 Non-Cogen | GT | RFO | RFO | PJM | 0 | 0 | 2022
petroleum | TRUE | 3170 | N | . | Southwark | Constellation Power, Inc | 6035 | PA | MAT | RFC |  | 22 | 2 | NAICS-22 Non-Cogen | GT | DFO | DFO | PJM | 37931 | 2607 | 2022
hydro | TRUE | 3175 | N | . | Safe Harbor | Safe Harbor | 59364 | PA | MAT | RFC |  | 22 | 2 | NAICS-22 Non-Cogen | HY | WAT | HYC | PJM | 3304152 | 968392 | 2022
natural gas combined cycle | TRUE | 3176 | N | . | Hunlock Power Station | UGI Development Co | 19391 | PA | MAT | RFC |  | 22 | 2 | NAICS-22 Non-Cogen | CA | NG | NG | PJM | 201925 | 131294 | 2022
hard coal | TRUE | 3176 | N | . | Hunlock Power Station | UGI Development Co | 19391 | PA | MAT | RFC |  | 22 | 2 | NAICS-22 Non-Cogen | CT | BIT | COL | PJM | 0 | 0 | 2022
petroleum | TRUE | 3176 | N | . | Hunlock Power Station | UGI Development Co | 19391 | PA | MAT | RFC |  | 22 | 2 | NAICS-22 Non-Cogen | CT | DFO | DFO | PJM | 0 | 0 | 2022
natural gas combined cycle | TRUE | 3176 | N | . | Hunlock Power Station | UGI Development Co | 19391 | PA | MAT | RFC |  | 22 | 2 | NAICS-22 Non-Cogen | CT | NG | NG | PJM | 5463024 | 521111 | 2022
petroleum | TRUE | 3176 | N | . | Hunlock Power Station | UGI Development Co | 19391 | PA | MAT | RFC |  | 22 | 2 | NAICS-22 Non-Cogen | CT | PC | PC | PJM | 0 | 0 | 2022
petroleum | TRUE | 3236 | N | . | Manchester Street | Manchester Street, LLC. | 63350 | RI | NEW | NPCC |  | 22 | 2 | NAICS-22 Non-Cogen | CA | DFO | DFO | ISNE | 0 | 9422.62 | 2022
natural gas combined cycle | TRUE | 3236 | N | . | Manchester Street | Manchester Street, LLC. | 63350 | RI | NEW | NPCC |  | 22 | 2 | NAICS-22 Non-Cogen | CA | NG | NG | ISNE | 0 | 304172.38 | 2022
petroleum | TRUE | 3236 | N | . | Manchester Street | Manchester Street, LLC. | 63350 | RI | NEW | NPCC |  | 22 | 2 | NAICS-22 Non-Cogen | CT | DFO | DFO | ISNE | 261883 | 23155.581 | 2022
natural gas combined cycle | TRUE | 3236 | N | . | Manchester Street | Manchester Street, LLC. | 63350 | RI | NEW | NPCC |  | 22 | 2 | NAICS-22 Non-Cogen | CT | NG | NG | ISNE | 7680011 | 654390.42 | 2022
petroleum | TRUE | 3250 | N | . | Darlington County | Duke Energy Progress - (NC) | 3046 | SC | SAT | SERC |  | 22 | 1 | Electric Utility | GT | DFO | DFO | CPLE | 200102 | 16128.045 | 2022
natural gas peaker | TRUE | 3250 | N | . | Darlington County | Duke Energy Progress - (NC) | 3046 | SC | SAT | SERC |  | 22 | 1 | Electric Utility | GT | NG | NG | CPLE | 980304 | 79013.955 | 2022
petroleum | TRUE | 3250 | N | . | Darlington County | Duke Energy Progress - (NC) | 3046 | SC | SAT | SERC |  | 22 | 1 | Electric Utility | GT | WO | WOO | CPLE | 0 | 0 | 2022
hard coal | TRUE | 3251 | N | . | H B Robinson | Duke Energy Progress - (NC) | 3046 | SC | SAT | SERC |  | 22 | 1 | Electric Utility | ST | BIT | COL | CPLE | 0 | 0 | 2022
petroleum | TRUE | 3251 | N | . | H B Robinson | Duke Energy Progress - (NC) | 3046 | SC | SAT | SERC |  | 22 | 1 | Electric Utility | ST | DFO | DFO | CPLE | 0 | 0 | 2022
natural gas steam turbine | TRUE | 3251 | N | . | H B Robinson | Duke Energy Progress - (NC) | 3046 | SC | SAT | SERC |  | 22 | 1 | Electric Utility | ST | NG | NG | CPLE | 0 | 0 | 2022
nuclear | TRUE | 3251 | N | 2 | H B Robinson | Duke Energy Progress - (NC) | 3046 | SC | SAT | SERC |  | 22 | 1 | Electric Utility | ST | NUC | NUC | CPLE | 0 | 5690025 | 2022
hydro | TRUE | 3253 | N | . | Boyds Mill Hydro | Northbrook Carolina Hydro LLC | 13763 | SC | SAT | SERC |  | 22 | 2 | NAICS-22 Non-Cogen | HY | WAT | HYC | DUK | 12018 | 3522 | 2022
hydro | TRUE | 3254 | N | . | Buzzard Roost | South Carolina Public Service Authority | 17543 | SC | SAT | SERC |  | 22 | 1 | Electric Utility | HY | WAT | HYC | DUK | 129059 | 37825 | 2022
hydro | TRUE | 3255 | N | . | Cedar Creek | Duke Energy Carolinas, LLC | 5416 | SC | SAT | SERC |  | 22 | 1 | Electric Utility | HY | WAT | HYC | DUK | 454878 | 133317 | 2022
hydro | TRUE | 3256 | N | . | Dearborn | Duke Energy Carolinas, LLC | 5416 | SC | SAT | SERC |  | 22 | 1 | Electric Utility | HY | WAT | HYC | DUK | 373131 | 109359 | 2022
hydro | TRUE | 3257 | N | . | Fishing Creek | Duke Energy Carolinas, LLC | 5416 | SC | SAT | SERC |  | 22 | 1 | Electric Utility | HY | WAT | HYC | DUK | 479448 | 140518 | 2022
hydro | TRUE | 3258 | N | . | Gaston Shoals | Northbrook Carolina Hydro II, LLC | 63010 | SC | SAT | SERC |  | 22 | 2 | NAICS-22 Non-Cogen | HY | WAT | HYC | DUK | 68483 | 20071 | 2022
hydro | TRUE | 3259 | N | . | Great Falls (SC) | Duke Energy Carolinas, LLC | 5416 | SC | SAT | SERC |  | 22 | 1 | Electric Utility | HY | WAT | HYC | DUK | 0 | 0 | 2022
hydro | TRUE | 3261 | N | . | Hollidays Bridge Hydro | Northbrook Carolina Hydro LLC | 13763 | SC | SAT | SERC |  | 22 | 2 | NAICS-22 Non-Cogen | HY | WAT | HYC | DUK | 36215 | 10614 | 2022
other | TRUE | 3262 | N | . | Jocassee | Duke Energy Carolinas, LLC | 5416 | SC | SAT | SERC |  | 22 | 1 | Electric Utility | PS | WAT | HPS | DUK | 0 | -242004 | 2022
natural gas combined cycle | TRUE | 3264 | N | . | W S Lee | Duke Energy Carolinas, LLC | 5416 | SC | SAT | SERC |  | 22 | 1 | Electric Utility | CA | NG | NG | DUK | 4813820 | 1948319 | 2022
natural gas combined cycle | TRUE | 3264 | N | . | W S Lee | Duke Energy Carolinas, LLC | 5416 | SC | SAT | SERC |  | 22 | 1 | Electric Utility | CT | NG | NG | DUK | 28172105 | 2707117 | 2022
petroleum | TRUE | 3264 | N | . | W S Lee | Duke Energy Carolinas, LLC | 5416 | SC | SAT | SERC |  | 22 | 1 | Electric Utility | GT | DFO | DFO | DUK | 30607 | 2763.579 | 2022
natural gas peaker | TRUE | 3264 | N | . | W S Lee | Duke Energy Carolinas, LLC | 5416 | SC | SAT | SERC |  | 22 | 1 | Electric Utility | GT | NG | NG | DUK | 551571 | 53083.421 | 2022
petroleum | TRUE | 3264 | N | . | W S Lee | Duke Energy Carolinas, LLC | 5416 | SC | SAT | SERC |  | 22 | 1 | Electric Utility | ST | DFO | DFO | DUK | 0 | -249.334 | 2022
natural gas steam turbine | TRUE | 3264 | N | . | W S Lee | Duke Energy Carolinas, LLC | 5416 | SC | SAT | SERC |  | 22 | 1 | Electric Utility | ST | NG | NG | DUK | 54 | -631.333 | 2022
biomass | TRUE | 3264 | N | . | W S Lee | Duke Energy Carolinas, LLC | 5416 | SC | SAT | SERC |  | 22 | 1 | Electric Utility | ST | WDS | WWW | DUK | 0 | -249.333 | 2022
nuclear | TRUE | 3265 | N | 3 | Oconee | Duke Energy Carolinas, LLC | 5416 | SC | SAT | SERC |  | 22 | 1 | Electric Utility | ST | NUC | NUC | DUK | 0 | 7013087 | 2022
nuclear | TRUE | 3265 | N | 2 | Oconee | Duke Energy Carolinas, LLC | 5416 | SC | SAT | SERC |  | 22 | 1 | Electric Utility | ST | NUC | NUC | DUK | 0 | 7123871 | 2022
nuclear | TRUE | 3265 | N | 1 | Oconee | Duke Energy Carolinas, LLC | 5416 | SC | SAT | SERC |  | 22 | 1 | Electric Utility | ST | NUC | NUC | DUK | 0 | 6988171 | 2022
hydro | TRUE | 3267 | N | . | Saluda Dam | Northbrook Carolina Hydro LLC | 13763 | SC | SAT | SERC |  | 22 | 2 | NAICS-22 Non-Cogen | HY | WAT | HYC | DUK | 22771 | 6674 | 2022
hydro | TRUE | 3270 | N | . | Wateree Hydro | Duke Energy Carolinas, LLC | 5416 | SC | SAT | SERC |  | 22 | 1 | Electric Utility | HY | WAT | HYC | DUK | 642968 | 188443 | 2022
hydro | TRUE | 3271 | N | . | Wylie | Duke Energy Carolinas, LLC | 5416 | SC | SAT | SERC |  | 22 | 1 | Electric Utility | HY | WAT | HYC | DUK | 416954 | 122202 | 2022
hydro | TRUE | 3272 | N | . | 99 Islands | Duke Energy Carolinas, LLC | 5416 | SC | SAT | SERC |  | 22 | 1 | Electric Utility | HY | WAT | HYC | DUK | 154727 | 45348 | 2022
hydro | TRUE | 3275 | N | . | Lockhart | Lockhart Power Co | 11118 | SC | SAT | SERC |  | 22 | 1 | Electric Utility | HY | WAT | HYC | DUK | 205506 | 60230 | 2022
petroleum | TRUE | 3281 | N | . | Coit GT | Dominion Energy South Carolina, Inc | 17539 | SC | SAT | SERC |  | 22 | 1 | Electric Utility | GT | DFO | DFO | SCEG | 25006 | 1059.815 | 2022
natural gas peaker | TRUE | 3281 | N | . | Coit GT | Dominion Energy South Carolina, Inc | 17539 | SC | SAT | SERC |  | 22 | 1 | Electric Utility | GT | NG | NG | SCEG | 2150 | 91.185 | 2022
petroleum | TRUE | 3285 | N | . | Hagood | Dominion Energy South Carolina, Inc | 17539 | SC | SAT | SERC |  | 22 | 1 | Electric Utility | GT | DFO | DFO | SCEG | 110868 | 8525.822 | 2022
natural gas peaker | TRUE | 3285 | N | . | Hagood | Dominion Energy South Carolina, Inc | 17539 | SC | SAT | SERC |  | 22 | 1 | Electric Utility | GT | NG | NG | SCEG | 271067 | 20845.178 | 2022
hard coal | TRUE | 3287 | N | . | McMeekin | Dominion Energy South Carolina, Inc | 17539 | SC | SAT | SERC |  | 22 | 1 | Electric Utility | ST | BIT | COL | SCEG | 0 | 0 | 2022
petroleum | TRUE | 3287 | N | . | McMeekin | Dominion Energy South Carolina, Inc | 17539 | SC | SAT | SERC |  | 22 | 1 | Electric Utility | ST | DFO | DFO | SCEG | 0 | 0 | 2022
natural gas steam turbine | TRUE | 3287 | N | . | McMeekin | Dominion Energy South Carolina, Inc | 17539 | SC | SAT | SERC |  | 22 | 1 | Electric Utility | ST | NG | NG | SCEG | 7819336 | 755990 | 2022
hydro | TRUE | 3289 | N | . | Neal Shoals | Dominion Energy South Carolina, Inc | 17539 | SC | SAT | SERC |  | 22 | 1 | Electric Utility | HY | WAT | HYC | SCEG | 39101 | 11460 | 2022
hydro | TRUE | 3290 | N | . | Parr Hydro | Dominion Energy South Carolina, Inc | 17539 | SC | SAT | SERC |  | 22 | 1 | Electric Utility | HY | WAT | HYC | SCEG | 148851 | 43626 | 2022
petroleum | TRUE | 3291 | N | . | Parr GT | Dominion Energy South Carolina, Inc | 17539 | SC | SAT | SERC |  | 22 | 1 | Electric Utility | GT | DFO | DFO | SCEG | 33286 | 2132.988 | 2022
natural gas peaker | TRUE | 3291 | N | . | Parr GT | Dominion Energy South Carolina, Inc | 17539 | SC | SAT | SERC |  | 22 | 1 | Electric Utility | GT | NG | NG | SCEG | 25906 | 1660.012 | 2022
hydro | TRUE | 3293 | N | . | Saluda Lexington | Dominion Energy South Carolina, Inc | 17539 | SC | SAT | SERC |  | 22 | 1 | Electric Utility | HY | WAT | HYC | SCEG | 398245 | 116719 | 2022
petroleum | TRUE | 3295 | N | . | Urquhart | Dominion Energy South Carolina, Inc | 17539 | SC | SAT | SERC |  | 22 | 1 | Electric Utility | CA | DFO | DFO | SCEG | 0 | 6427.263 | 2022
natural gas combined cycle | TRUE | 3295 | N | . | Urquhart | Dominion Energy South Carolina, Inc | 17539 | SC | SAT | SERC |  | 22 | 1 | Electric Utility | CA | NG | NG | SCEG | 0 | 620319.74 | 2022
petroleum | TRUE | 3295 | N | . | Urquhart | Dominion Energy South Carolina, Inc | 17539 | SC | SAT | SERC |  | 22 | 1 | Electric Utility | CT | DFO | DFO | SCEG | 164095 | 13255.132 | 2022
natural gas combined cycle | TRUE | 3295 | N | . | Urquhart | Dominion Energy South Carolina, Inc | 17539 | SC | SAT | SERC |  | 22 | 1 | Electric Utility | CT | NG | NG | SCEG | 15484282 | 1314864.9 | 2022
petroleum | TRUE | 3295 | N | . | Urquhart | Dominion Energy South Carolina, Inc | 17539 | SC | SAT | SERC |  | 22 | 1 | Electric Utility | GT | DFO | DFO | SCEG | 32691 | 3196.139 | 2022
natural gas peaker | TRUE | 3295 | N | . | Urquhart | Dominion Energy South Carolina, Inc | 17539 | SC | SAT | SERC |  | 22 | 1 | Electric Utility | GT | NG | NG | SCEG | 183542 | 16443.861 | 2022
natural gas steam turbine | TRUE | 3295 | N | . | Urquhart | Dominion Energy South Carolina, Inc | 17539 | SC | SAT | SERC |  | 22 | 1 | Electric Utility | ST | NG | NG | SCEG | 497667 | 42235 | 2022
hard coal | TRUE | 3297 | N | . | Wateree | Dominion Energy South Carolina, Inc | 17539 | SC | SAT | SERC |  | 22 | 1 | Electric Utility | ST | BIT | COL | SCEG | 18487953 | 1809306.2 | 2022
petroleum | TRUE | 3297 | N | . | Wateree | Dominion Energy South Carolina, Inc | 17539 | SC | SAT | SERC |  | 22 | 1 | Electric Utility | ST | DFO | DFO | SCEG | 200250 | 19044.763 | 2022
petroleum | TRUE | 3298 | N | . | Williams | South Carolina Genertg Co, Inc | 17554 | SC | SAT | SERC |  | 22 | 1 | Electric Utility | GT | DFO | DFO | SCEG | 286 | 9.097 | 2022
natural gas peaker | TRUE | 3298 | N | . | Williams | South Carolina Genertg Co, Inc | 17554 | SC | SAT | SERC |  | 22 | 1 | Electric Utility | GT | NG | NG | SCEG | 509 | 16.903 | 2022
hard coal | TRUE | 3298 | N | . | Williams | South Carolina Genertg Co, Inc | 17554 | SC | SAT | SERC |  | 22 | 1 | Electric Utility | ST | BIT | COL | SCEG | 18025854 | 1730038.3 | 2022
petroleum | TRUE | 3298 | N | . | Williams | South Carolina Genertg Co, Inc | 17554 | SC | SAT | SERC |  | 22 | 1 | Electric Utility | ST | DFO | DFO | SCEG | 66744 | 6457.575 | 2022
natural gas steam turbine | TRUE | 3298 | N | . | Williams | South Carolina Genertg Co, Inc | 17554 | SC | SAT | SERC |  | 22 | 1 | Electric Utility | ST | NG | NG | SCEG | 64559 | 5422.137 | 2022
hard coal | TRUE | 3298 | N | . | Williams | South Carolina Genertg Co, Inc | 17554 | SC | SAT | SERC |  | 22 | 1 | Electric Utility | ST | RC | COL | SCEG | 0 | 0 | 2022
hydro | TRUE | 3305 | N | . | Rocky River (SC) | City of Abbeville - (SC) | 34 | SC | SAT | SERC |  | 22 | 1 | Electric Utility | HY | WAT | HYC | DUK | 10515 | 3082 | 2022
petroleum | TRUE | 3305 | N | . | Rocky River (SC) | City of Abbeville - (SC) | 34 | SC | SAT | SERC |  | 22 | 1 | Electric Utility | IC | DFO | DFO | DUK | 297 | 1 | 2022
petroleum | TRUE | 3318 | N | . | Hilton Head | South Carolina Public Service Authority | 17543 | SC | SAT | SERC |  | 22 | 1 | Electric Utility | GT | DFO | DFO | SC | 91585 | 4211 | 2022
hydro | TRUE | 3319 | N | . | Jefferies | South Carolina Public Service Authority | 17543 | SC | SAT | SERC |  | 22 | 1 | Electric Utility | HY | WAT | HYC | SC | 820313 | 240420 | 2022
hard coal | TRUE | 3319 | N | . | Jefferies | South Carolina Public Service Authority | 17543 | SC | SAT | SERC |  | 22 | 1 | Electric Utility | ST | BIT | COL | SC | 0 | 0 | 2022
petroleum | TRUE | 3319 | N | . | Jefferies | South Carolina Public Service Authority | 17543 | SC | SAT | SERC |  | 22 | 1 | Electric Utility | ST | DFO | DFO | SC | 0 | 0 | 2022
petroleum | TRUE | 3319 | N | . | Jefferies | South Carolina Public Service Authority | 17543 | SC | SAT | SERC |  | 22 | 1 | Electric Utility | ST | JF | WOO | SC | 0 | 0 | 2022
petroleum | TRUE | 3319 | N | . | Jefferies | South Carolina Public Service Authority | 17543 | SC | SAT | SERC |  | 22 | 1 | Electric Utility | ST | RFO | RFO | SC | 0 | 0 | 2022
petroleum | TRUE | 3320 | N | . | Myrtle Beach | South Carolina Public Service Authority | 17543 | SC | SAT | SERC |  | 22 | 1 | Electric Utility | GT | DFO | DFO | SC | 68299 | 1893.001 | 2022
hydro | TRUE | 3321 | N | . | Spillway | South Carolina Public Service Authority | 17543 | SC | SAT | SERC |  | 22 | 1 | Electric Utility | HY | WAT | HYC | SC | 52452 | 15373 | 2022
hydro | TRUE | 3323 | N | . | J Strom Thurmond | USCE-Savannah District | 19375 | SC | SAT | SERC |  | 22 | 1 | Electric Utility | HY | WAT | HYC | SEPA | 2137297 | 626406 | 2022
petroleum | TRUE | 3325 | N | . | Ben French | Black Hills Power, Inc. | 19545 | SD | WNC | WECC |  | 22 | 1 | Electric Utility | GT | DFO | DFO | WACM | 16988 | 855.269 | 2022
natural gas peaker | TRUE | 3325 | N | . | Ben French | Black Hills Power, Inc. | 19545 | SD | WNC | WECC |  | 22 | 1 | Electric Utility | GT | NG | NG | WACM | 66913 | 2887.731 | 2022
hard coal | TRUE | 3325 | N | . | Ben French | Black Hills Power, Inc. | 19545 | SD | WNC | WECC |  | 22 | 1 | Electric Utility | GT | SUB | COL | WACM | 0 | 0 | 2022
petroleum | TRUE | 3325 | N | . | Ben French | Black Hills Power, Inc. | 19545 | SD | WNC | WECC |  | 22 | 1 | Electric Utility | IC | DFO | DFO | WACM | 855 | -346 | 2022
hard coal | TRUE | 3325 | N | . | Ben French | Black Hills Power, Inc. | 19545 | SD | WNC | WECC |  | 22 | 1 | Electric Utility | IC | SUB | COL | WACM | 0 | 0 | 2022
petroleum | TRUE | 3338 | N | . | Aberdeen CT | NorthWestern Energy - (SD) | 13809 | SD | WNC | MRO |  | 22 | 1 | Electric Utility | GT | DFO | DFO | SWPP | 29715 | 2306.316 | 2022
natural gas peaker | TRUE | 3338 | N | . | Aberdeen CT | NorthWestern Energy - (SD) | 13809 | SD | WNC | MRO |  | 22 | 1 | Electric Utility | GT | NG | NG | SWPP | 725454 | 56303.684 | 2022
petroleum | TRUE | 3341 | N | . | Clark (SD) | NorthWestern Energy - (SD) | 13809 | SD | WNC | MRO |  | 22 | 1 | Electric Utility | IC | DFO | DFO | SWPP | 64 | -125 | 2022
petroleum | TRUE | 3342 | N | . | Faulkton | NorthWestern Energy - (SD) | 13809 | SD | WNC | MRO |  | 22 | 1 | Electric Utility | IC | DFO | DFO | SWPP | 96 | -132 | 2022
petroleum | TRUE | 3344 | N | . | Huron | NorthWestern Energy - (SD) | 13809 | SD | WNC | MRO |  | 22 | 1 | Electric Utility | GT | DFO | DFO | SWPP | 0 | 0 | 2022
natural gas peaker | TRUE | 3344 | N | . | Huron | NorthWestern Energy - (SD) | 13809 | SD | WNC | MRO |  | 22 | 1 | Electric Utility | GT | NG | NG | SWPP | 341439 | 39925 | 2022
petroleum | TRUE | 3352 | N | . | Lake Preston | Otter Tail Power Co | 14232 | SD | WNC | MRO |  | 22 | 1 | Electric Utility | GT | DFO | DFO | MISO | 5544 | 159 | 2022
hydro | TRUE | 3356 | N | . | Oahe | USACE-Omaha | 19635 | SD | WNC | MRO |  | 22 | 1 | Electric Utility | HY | WAT | HYC | SWPP | 6931284 | 2031443 | 2022
hydro | TRUE | 3373 | N | . | Fort Randall | USACE-Omaha | 19635 | SD | WNC | MRO |  | 22 | 1 | Electric Utility | HY | WAT | HYC | SWPP | 4920773 | 1442196 | 2022
hydro | TRUE | 3375 | N | . | Big Bend Dam | USACE-Omaha | 19635 | SD | WNC | MRO |  | 22 | 1 | Electric Utility | HY | WAT | HYC | SWPP | 2671152 | 782870 | 2022
natural gas combined cycle | TRUE | 3393 | N | . | Allen | Tennessee Valley Authority | 18642 | TN | ESC | SERC |  | 22 | 1 | Electric Utility | CA | NG | NG | TVA | 10068195 | 1519908 | 2022
natural gas combined cycle | TRUE | 3393 | N | . | Allen | Tennessee Valley Authority | 18642 | TN | ESC | SERC |  | 22 | 1 | Electric Utility | CT | NG | NG | TVA | 25929997 | 3914278 | 2022
petroleum | TRUE | 3393 | N | . | Allen | Tennessee Valley Authority | 18642 | TN | ESC | SERC |  | 22 | 1 | Electric Utility | GT | DFO | DFO | TVA | 11069 | -651.438 | 2022
natural gas peaker | TRUE | 3393 | N | . | Allen | Tennessee Valley Authority | 18642 | TN | ESC | SERC |  | 22 | 1 | Electric Utility | GT | NG | NG | TVA | 0 | -364.562 | 2022
hydro | TRUE | 3394 | N | . | Apalachia | Tennessee Valley Authority | 18642 | TN | ESC | SERC |  | 22 | 1 | Electric Utility | HY | WAT | HYC | TVA | 1454097 | 426172 | 2022
hydro | TRUE | 3395 | N | . | Boone Dam | Tennessee Valley Authority | 18642 | TN | ESC | SERC |  | 22 | 1 | Electric Utility | HY | WAT | HYC | TVA | 519122 | 152146 | 2022
hard coal | TRUE | 3396 | N | . | Bull Run | Tennessee Valley Authority | 18642 | TN | ESC | SERC |  | 22 | 1 | Electric Utility | ST | BIT | COL | TVA | 11779917 | 1075303.8 | 2022
petroleum | TRUE | 3396 | N | . | Bull Run | Tennessee Valley Authority | 18642 | TN | ESC | SERC |  | 22 | 1 | Electric Utility | ST | DFO | DFO | TVA | 292029 | 11756.232 | 2022
hard coal | TRUE | 3396 | N | . | Bull Run | Tennessee Valley Authority | 18642 | TN | ESC | SERC |  | 22 | 1 | Electric Utility | ST | SUB | COL | TVA | 0 | 0 | 2022
hydro | TRUE | 3397 | N | . | Cherokee Dam | Tennessee Valley Authority | 18642 | TN | ESC | SERC |  | 22 | 1 | Electric Utility | HY | WAT | HYC | TVA | 1147298 | 336254 | 2022
hydro | TRUE | 3398 | N | . | Chickamauga | Tennessee Valley Authority | 18642 | TN | ESC | SERC |  | 22 | 1 | Electric Utility | HY | WAT | HYC | TVA | 2320063 | 679971 | 2022
hard coal | TRUE | 3399 | N | . | Cumberland (TN) | Tennessee Valley Authority | 18642 | TN | ESC | SERC |  | 22 | 1 | Electric Utility | ST | BIT | COL | TVA | 79784340 | 7060459 | 2022
petroleum | TRUE | 3399 | N | . | Cumberland (TN) | Tennessee Valley Authority | 18642 | TN | ESC | SERC |  | 22 | 1 | Electric Utility | ST | DFO | DFO | TVA | 1009975 | 71064.971 | 2022
hard coal | TRUE | 3399 | N | . | Cumberland (TN) | Tennessee Valley Authority | 18642 | TN | ESC | SERC |  | 22 | 1 | Electric Utility | ST | RC | COL | TVA | 0 | 0 | 2022
hard coal | TRUE | 3399 | N | . | Cumberland (TN) | Tennessee Valley Authority | 18642 | TN | ESC | SERC |  | 22 | 1 | Electric Utility | ST | SUB | COL | TVA | 0 | 0 | 2022
hydro | TRUE | 3400 | N | . | Douglas Dam | Tennessee Valley Authority | 18642 | TN | ESC | SERC |  | 22 | 1 | Electric Utility | HY | WAT | HYC | TVA | 1349214 | 395432 | 2022
hydro | TRUE | 3401 | N | . | Fort Patrick Henry | Tennessee Valley Authority | 18642 | TN | ESC | SERC |  | 22 | 1 | Electric Utility | HY | WAT | HYC | TVA | 362920 | 106366 | 2022
hydro | TRUE | 3402 | N | . | Fort Loudoun | Tennessee Valley Authority | 18642 | TN | ESC | SERC |  | 22 | 1 | Electric Utility | HY | WAT | HYC | TVA | 2656944 | 778706 | 2022
petroleum | TRUE | 3403 | N | . | Gallatin (TN) | Tennessee Valley Authority | 18642 | TN | ESC | SERC |  | 22 | 1 | Electric Utility | GT | DFO | DFO | TVA | 12856 | 784.585 | 2022
natural gas peaker | TRUE | 3403 | N | . | Gallatin (TN) | Tennessee Valley Authority | 18642 | TN | ESC | SERC |  | 22 | 1 | Electric Utility | GT | NG | NG | TVA | 2433459 | 170830.42 | 2022
hard coal | TRUE | 3403 | N | . | Gallatin (TN) | Tennessee Valley Authority | 18642 | TN | ESC | SERC |  | 22 | 1 | Electric Utility | ST | BIT | COL | TVA | 24293803 | 2216745 | 2022
petroleum | TRUE | 3403 | N | . | Gallatin (TN) | Tennessee Valley Authority | 18642 | TN | ESC | SERC |  | 22 | 1 | Electric Utility | ST | DFO | DFO | TVA | 117733 | 10710.206 | 2022
hard coal | TRUE | 3403 | N | . | Gallatin (TN) | Tennessee Valley Authority | 18642 | TN | ESC | SERC |  | 22 | 1 | Electric Utility | ST | SUB | COL | TVA | 22649049 | 2051441.8 | 2022
hydro | TRUE | 3404 | N | . | Great Falls (TN) | Tennessee Valley Authority | 18642 | TN | ESC | SERC |  | 22 | 1 | Electric Utility | HY | WAT | HYC | TVA | 395123 | 115804 | 2022
natural gas combined cycle | TRUE | 3405 | N | . | John Sevier | Tennessee Valley Authority | 18642 | TN | ESC | SERC |  | 22 | 1 | Electric Utility | CA | NG | NG | TVA | 11346975 | 1610865 | 2022
petroleum | TRUE | 3405 | N | . | John Sevier | Tennessee Valley Authority | 18642 | TN | ESC | SERC |  | 22 | 1 | Electric Utility | CT | DFO | DFO | TVA | 0 | 0 | 2022
natural gas combined cycle | TRUE | 3405 | N | . | John Sevier | Tennessee Valley Authority | 18642 | TN | ESC | SERC |  | 22 | 1 | Electric Utility | CT | NG | NG | TVA | 20007480 | 2838351 | 2022
petroleum | TRUE | 3406 | N | . | Johnsonville | Tennessee Valley Authority | 18642 | TN | ESC | SERC |  | 22 | 1 | Electric Utility | GT | DFO | DFO | TVA | 409839 | 32287.913 | 2022
natural gas peaker | TRUE | 3406 | N | . | Johnsonville | Tennessee Valley Authority | 18642 | TN | ESC | SERC |  | 22 | 1 | Electric Utility | GT | NG | NG | TVA | 11056533 | 813544.09 | 2022
hard coal | TRUE | 3407 | N | . | Kingston | Tennessee Valley Authority | 18642 | TN | ESC | SERC |  | 22 | 1 | Electric Utility | ST | BIT | COL | TVA | 14281918 | 1144907.3 | 2022
petroleum | TRUE | 3407 | N | . | Kingston | Tennessee Valley Authority | 18642 | TN | ESC | SERC |  | 22 | 1 | Electric Utility | ST | DFO | DFO | TVA | 113592 | 8850.298 | 2022
hard coal | TRUE | 3407 | N | . | Kingston | Tennessee Valley Authority | 18642 | TN | ESC | SERC |  | 22 | 1 | Electric Utility | ST | SUB | COL | TVA | 24404767 | 1972674.4 | 2022
hydro | TRUE | 3408 | N | . | Melton Hill | Tennessee Valley Authority | 18642 | TN | ESC | SERC |  | 22 | 1 | Electric Utility | HY | WAT | HYC | TVA | 449406 | 131714 | 2022
hydro | TRUE | 3409 | N | . | Nickajack | Tennessee Valley Authority | 18642 | TN | ESC | SERC |  | 22 | 1 | Electric Utility | HY | WAT | HYC | TVA | 1776451 | 520648 | 2022
hydro | TRUE | 3411 | N | . | Norris Dam | Tennessee Valley Authority | 18642 | TN | ESC | SERC |  | 22 | 1 | Electric Utility | HY | WAT | HYC | TVA | 1542975 | 452220 | 2022
hydro | TRUE | 3412 | N | . | Ocoee 1 | Tennessee Valley Authority | 18642 | TN | ESC | SERC |  | 22 | 1 | Electric Utility | HY | WAT | HYC | TVA | 294141 | 86208 | 2022
hydro | TRUE | 3413 | N | . | Ocoee 2 | Tennessee Valley Authority | 18642 | TN | ESC | SERC |  | 22 | 1 | Electric Utility | HY | WAT | HYC | TVA | 263185 | 77135 | 2022
hydro | TRUE | 3414 | N | . | Ocoee 3 | Tennessee Valley Authority | 18642 | TN | ESC | SERC |  | 22 | 1 | Electric Utility | HY | WAT | HYC | TVA | 565542 | 165751 | 2022
hydro | TRUE | 3415 | N | . | Pickwick Landing Dam | Tennessee Valley Authority | 18642 | TN | ESC | SERC |  | 22 | 1 | Electric Utility | HY | WAT | HYC | TVA | 3751432 | 1099482 | 2022
hydro | TRUE | 3416 | N | . | South Holston | Tennessee Valley Authority | 18642 | TN | ESC | SERC |  | 22 | 1 | Electric Utility | HY | WAT | HYC | TVA | 470711 | 137957 | 2022
hydro | TRUE | 3417 | N | . | Tims Ford | Tennessee Valley Authority | 18642 | TN | ESC | SERC |  | 22 | 1 | Electric Utility | HY | WAT | HYC | TVA | 193918 | 56834 | 2022
hydro | TRUE | 3418 | N | . | Watauga | Tennessee Valley Authority | 18642 | TN | ESC | SERC |  | 22 | 1 | Electric Utility | HY | WAT | HYC | TVA | 373256 | 109395 | 2022
hydro | TRUE | 3420 | N | . | Watts Bar Hydro | Tennessee Valley Authority | 18642 | TN | ESC | SERC |  | 22 | 1 | Electric Utility | HY | WAT | HYC | TVA | 3063004 | 897715 | 2022
hydro | TRUE | 3421 | N | . | Wilbur | Tennessee Valley Authority | 18642 | TN | ESC | SERC |  | 22 | 1 | Electric Utility | HY | WAT | HYC | TVA | 40776 | 11951 | 2022
hydro | TRUE | 3423 | N | . | Cordell Hull | USCE-Nashville District | 19462 | TN | ESC | SERC |  | 22 | 1 | Electric Utility | HY | WAT | HYC | TVA | 1343195 | 393668 | 2022
hydro | TRUE | 3424 | N | . | Dale Hollow | USCE-Nashville District | 19462 | TN | ESC | SERC |  | 22 | 1 | Electric Utility | HY | WAT | HYC | TVA | 486268 | 142517 | 2022
hydro | TRUE | 3426 | N | . | Old Hickory | USCE-Nashville District | 19462 | TN | ESC | SERC |  | 22 | 1 | Electric Utility | HY | WAT | HYC | TVA | 1649070 | 483315 | 2022
hydro | TRUE | 3428 | N | . | J P Priest | USCE-Nashville District | 19462 | TN | ESC | SERC |  | 22 | 1 | Electric Utility | HY | WAT | HYC | TVA | 252355 | 73961 | 2022
hydro | TRUE | 3437 | N | . | Eagle Pass | Maverick Cty Water Control & Improvement | 54683 | TX | WSC | TRE |  | 22 | 2 | NAICS-22 Non-Cogen | HY | WAT | HYC | ERCO | 150705 | 44169 | 2022
natural gas peaker | TRUE | 3439 | N | . | Laredo | Talen Texas, LLC | 49979 | TX | WSC | TRE |  | 22 | 2 | NAICS-22 Non-Cogen | GT | NG | NG | ERCO | 358400 | 36093.001 | 2022
natural gas combined cycle | TRUE | 3441 | N | . | Nueces Bay | Talen Texas, LLC | 49979 | TX | WSC | TRE |  | 22 | 2 | NAICS-22 Non-Cogen | CA | NG | NG | ERCO | 667540 | 74752 | 2022
natural gas combined cycle | TRUE | 3441 | N | . | Nueces Bay | Talen Texas, LLC | 49979 | TX | WSC | TRE |  | 22 | 2 | NAICS-22 Non-Cogen | CT | NG | NG | ERCO | 10567929 | 1397337 | 2022
natural gas combined cycle | TRUE | 3443 | N | . | Victoria | Victoria WLE, LP | 60638 | TX | WSC | TRE |  | 22 | 2 | NAICS-22 Non-Cogen | CA | NG | NG | ERCO | 575936 | 370594 | 2022
natural gas combined cycle | TRUE | 3443 | N | . | Victoria | Victoria WLE, LP | 60638 | TX | WSC | TRE |  | 22 | 2 | NAICS-22 Non-Cogen | CT | NG | NG | ERCO | 7049392 | 604203 | 2022
petroleum | TRUE | 3452 | N | . | Lake Hubbard | Luminant Generation Company LLC | 55983 | TX | WSC | TRE |  | 22 | 2 | NAICS-22 Non-Cogen | ST | DFO | DFO | ERCO | 942535 | 85170.957 | 2022
natural gas steam turbine | TRUE | 3452 | N | . | Lake Hubbard | Luminant Generation Company LLC | 55983 | TX | WSC | TRE |  | 22 | 2 | NAICS-22 Non-Cogen | ST | NG | NG | ERCO | 5440363 | 461259.04 | 2022
natural gas steam turbine | TRUE | 3453 | N | . | Mountain Creek | Mountain Creek Power, LLC | 62026 | TX | WSC | TRE |  | 22 | 2 | NAICS-22 Non-Cogen | ST | NG | NG | ERCO | 7155559 | 584026 | 2022
petroleum | TRUE | 3453 | N | . | Mountain Creek | Mountain Creek Power, LLC | 62026 | TX | WSC | TRE |  | 22 | 2 | NAICS-22 Non-Cogen | ST | RFO | RFO | ERCO | 0 | 0 | 2022
natural gas combined cycle | TRUE | 3456 | N | . | Newman | El Paso Electric Co | 5701 | TX | WSC | WECC |  | 22 | 1 | Electric Utility | CA | NG | NG | EPE | 0 | 857555 | 2022
natural gas combined cycle | TRUE | 3456 | N | . | Newman | El Paso Electric Co | 5701 | TX | WSC | WECC |  | 22 | 1 | Electric Utility | CT | NG | NG | EPE | 22840666 | 1475548 | 2022
petroleum | TRUE | 3456 | N | . | Newman | El Paso Electric Co | 5701 | TX | WSC | WECC |  | 22 | 1 | Electric Utility | ST | DFO | DFO | EPE | 0 | 0 | 2022
natural gas steam turbine | TRUE | 3456 | N | . | Newman | El Paso Electric Co | 5701 | TX | WSC | WECC |  | 22 | 1 | Electric Utility | ST | NG | NG | EPE | 9148103 | 714278 | 2022
natural gas steam turbine | TRUE | 3457 | N | . | Lewis Creek | Entergy Texas Inc. | 55937 | TX | WSC | SERC |  | 22 | 1 | Electric Utility | ST | NG | NG | MISO | 20755672 | 1829465 | 2022
petroleum | TRUE | 3459 | N | . | Sabine | Entergy Texas Inc. | 55937 | TX | WSC | SERC |  | 22 | 1 | Electric Utility | ST | DFO | DFO | MISO | 119 | 10.322 | 2022
natural gas steam turbine | TRUE | 3459 | N | . | Sabine | Entergy Texas Inc. | 55937 | TX | WSC | SERC |  | 22 | 1 | Electric Utility | ST | NG | NG | MISO | 35054608 | 2899157.7 | 2022
natural gas steam turbine | TRUE | 3460 | N | . | Cedar Bayou | NRG Texas Power LLC | 54888 | TX | WSC | TRE |  | 22 | 2 | NAICS-22 Non-Cogen | ST | NG | NG | ERCO | 32251075 | 2870900 | 2022
natural gas peaker | TRUE | 3464 | N | . | Greens Bayou | NRG Texas Power LLC | 54888 | TX | WSC | TRE |  | 22 | 2 | NAICS-22 Non-Cogen | GT | NG | NG | ERCO | 2937438 | 211854 | 2022
natural gas combined cycle | TRUE | 3469 | N | . | T H Wharton | NRG Texas Power LLC | 54888 | TX | WSC | TRE |  | 22 | 2 | NAICS-22 Non-Cogen | CA | NG | NG | ERCO | 0 | 338957 | 2022
natural gas combined cycle | TRUE | 3469 | N | . | T H Wharton | NRG Texas Power LLC | 54888 | TX | WSC | TRE |  | 22 | 2 | NAICS-22 Non-Cogen | CT | NG | NG | ERCO | 11409137 | 892314 | 2022
natural gas peaker | TRUE | 3469 | N | . | T H Wharton | NRG Texas Power LLC | 54888 | TX | WSC | TRE |  | 22 | 2 | NAICS-22 Non-Cogen | GT | NG | NG | ERCO | 4040809 | 294085 | 2022
natural gas peaker | TRUE | 3470 | N | . | W A Parish | NRG Texas Power LLC | 54888 | TX | WSC | TRE |  | 22 | 2 | NAICS-22 Non-Cogen | GT | NG | NG | ERCO | 50475 | 2554 | 2022
natural gas steam turbine | TRUE | 3470 | N | . | W A Parish | NRG Texas Power LLC | 54888 | TX | WSC | TRE |  | 22 | 2 | NAICS-22 Non-Cogen | ST | NG | NG | ERCO | 20084225 | 1787676.4 | 2022
hard coal | TRUE | 3470 | N | . | W A Parish | NRG Texas Power LLC | 54888 | TX | WSC | TRE |  | 22 | 2 | NAICS-22 Non-Cogen | ST | SUB | COL | ERCO | 127202023 | 11331793 | 2022
petroleum | TRUE | 3476 | N | . | Knox Lee | Southwestern Electric Power Co | 17698 | TX | WSC | MRO |  | 22 | 1 | Electric Utility | ST | DFO | DFO | SWPP | 0 | 0 | 2022
natural gas steam turbine | TRUE | 3476 | N | . | Knox Lee | Southwestern Electric Power Co | 17698 | TX | WSC | MRO |  | 22 | 1 | Electric Utility | ST | NG | NG | SWPP | 4092388 | 364279 | 2022
petroleum | TRUE | 3476 | N | . | Knox Lee | Southwestern Electric Power Co | 17698 | TX | WSC | MRO |  | 22 | 1 | Electric Utility | ST | RFO | RFO | SWPP | 0 | 0 | 2022
petroleum | TRUE | 3478 | N | . | Wilkes | Southwestern Electric Power Co | 17698 | TX | WSC | MRO |  | 22 | 1 | Electric Utility | ST | DFO | DFO | SWPP | 0 | 0 | 2022
natural gas steam turbine | TRUE | 3478 | N | . | Wilkes | Southwestern Electric Power Co | 17698 | TX | WSC | MRO |  | 22 | 1 | Electric Utility | ST | NG | NG | SWPP | 11292492 | 1036562 | 2022
petroleum | TRUE | 3478 | N | . | Wilkes | Southwestern Electric Power Co | 17698 | TX | WSC | MRO |  | 22 | 1 | Electric Utility | ST | RFO | RFO | SWPP | 0 | 0 | 2022
natural gas peaker | TRUE | 3482 | N | . | Jones | Southwestern Public Service Co | 17718 | TX | WSC | MRO |  | 22 | 1 | Electric Utility | GT | NG | NG | SWPP | 6582663 | 598056 | 2022
petroleum | TRUE | 3482 | N | . | Jones | Southwestern Public Service Co | 17718 | TX | WSC | MRO |  | 22 | 1 | Electric Utility | ST | DFO | DFO | SWPP | 61938 | 5473.736 | 2022
natural gas steam turbine | TRUE | 3482 | N | . | Jones | Southwestern Public Service Co | 17718 | TX | WSC | MRO |  | 22 | 1 | Electric Utility | ST | NG | NG | SWPP | 11047311 | 989581.26 | 2022
natural gas steam turbine | TRUE | 3484 | N | . | Nichols | Southwestern Public Service Co | 17718 | TX | WSC | MRO |  | 22 | 1 | Electric Utility | ST | NG | NG | SWPP | 8440344 | 713298 | 2022
petroleum | TRUE | 3485 | N | . | Plant X | Southwestern Public Service Co | 17718 | TX | WSC | MRO |  | 22 | 1 | Electric Utility | ST | DFO | DFO | SWPP | 165 | 14.593 | 2022
natural gas steam turbine | TRUE | 3485 | N | . | Plant X | Southwestern Public Service Co | 17718 | TX | WSC | MRO |  | 22 | 1 | Electric Utility | ST | NG | NG | SWPP | 5703213 | 504980.41 | 2022
petroleum | TRUE | 3490 | N | . | Graham | Luminant Generation Company LLC | 55983 | TX | WSC | TRE |  | 22 | 2 | NAICS-22 Non-Cogen | ST | DFO | DFO | ERCO | 363398 | 31523.044 | 2022
natural gas steam turbine | TRUE | 3490 | N | . | Graham | Luminant Generation Company LLC | 55983 | TX | WSC | TRE |  | 22 | 2 | NAICS-22 Non-Cogen | ST | NG | NG | ERCO | 1648222 | 130028.96 | 2022
natural gas steam turbine | TRUE | 3491 | N | . | Handley | Constellation Power, Inc | 6035 | TX | WSC | TRE |  | 22 | 2 | NAICS-22 Non-Cogen | ST | NG | NG | ERCO | 14437805 | 1089965 | 2022
petroleum | TRUE | 3492 | N | . | Morgan Creek | Luminant Generation Company LLC | 55983 | TX | WSC | TRE |  | 22 | 2 | NAICS-22 Non-Cogen | GT | DFO | DFO | ERCO | 235293 | 18340.55 | 2022
natural gas peaker | TRUE | 3492 | N | . | Morgan Creek | Luminant Generation Company LLC | 55983 | TX | WSC | TRE |  | 22 | 2 | NAICS-22 Non-Cogen | GT | NG | NG | ERCO | 42149 | 3285.45 | 2022
petroleum | TRUE | 3494 | N | . | Permian Basin | Luminant Generation Company LLC | 55983 | TX | WSC | TRE |  | 22 | 2 | NAICS-22 Non-Cogen | GT | DFO | DFO | ERCO | 8308 | 901.292 | 2022
natural gas peaker | TRUE | 3494 | N | . | Permian Basin | Luminant Generation Company LLC | 55983 | TX | WSC | TRE |  | 22 | 2 | NAICS-22 Non-Cogen | GT | NG | NG | ERCO | 1186093 | 128719.71 | 2022
petroleum | TRUE | 3504 | N | . | Stryker Creek | Luminant Generation Company LLC | 55983 | TX | WSC | TRE |  | 22 | 2 | NAICS-22 Non-Cogen | IC | DFO | DFO | ERCO | 425 | 21 | 2022
petroleum | TRUE | 3504 | N | . | Stryker Creek | Luminant Generation Company LLC | 55983 | TX | WSC | TRE |  | 22 | 2 | NAICS-22 Non-Cogen | ST | DFO | DFO | ERCO | 208583 | 11472.581 | 2022
natural gas steam turbine | TRUE | 3504 | N | . | Stryker Creek | Luminant Generation Company LLC | 55983 | TX | WSC | TRE |  | 22 | 2 | NAICS-22 Non-Cogen | ST | NG | NG | ERCO | 3110792 | 216687.42 | 2022
petroleum | TRUE | 3507 | N | . | Trinidad (TX) | Luminant Generation Company LLC | 55983 | TX | WSC | TRE |  | 22 | 2 | NAICS-22 Non-Cogen | IC | DFO | DFO | ERCO | 210 | 3 | 2022
petroleum | TRUE | 3507 | N | . | Trinidad (TX) | Luminant Generation Company LLC | 55983 | TX | WSC | TRE |  | 22 | 2 | NAICS-22 Non-Cogen | ST | DFO | DFO | ERCO | 0 | 0 | 2022
natural gas steam turbine | TRUE | 3507 | N | . | Trinidad (TX) | Luminant Generation Company LLC | 55983 | TX | WSC | TRE |  | 22 | 2 | NAICS-22 Non-Cogen | ST | NG | NG | ERCO | 671955 | 62064 | 2022
petroleum | TRUE | 3548 | N | . | Decker Creek | Austin Energy | 1015 | TX | WSC | TRE |  | 22 | 1 | Electric Utility | GT | JF | WOO | ERCO | 0 | 0 | 2022
natural gas peaker | TRUE | 3548 | N | . | Decker Creek | Austin Energy | 1015 | TX | WSC | TRE |  | 22 | 1 | Electric Utility | GT | NG | NG | ERCO | 546134 | 39220 | 2022
petroleum | TRUE | 3548 | N | . | Decker Creek | Austin Energy | 1015 | TX | WSC | TRE |  | 22 | 1 | Electric Utility | ST | DFO | DFO | ERCO | 0 | 0 | 2022
petroleum | TRUE | 3548 | N | . | Decker Creek | Austin Energy | 1015 | TX | WSC | TRE |  | 22 | 1 | Electric Utility | ST | JF | WOO | ERCO | 0 | 0 | 2022
natural gas steam turbine | TRUE | 3548 | N | . | Decker Creek | Austin Energy | 1015 | TX | WSC | TRE |  | 22 | 1 | Electric Utility | ST | NG | NG | ERCO | 961432 | 73208 | 2022
petroleum | TRUE | 3559 | N | . | Silas Ray | Brownsville Public Utilities Board | 2409 | TX | WSC | TRE |  | 22 | 1 | Electric Utility | CA | DFO | DFO | ERCO | 0 | 0 | 2022
natural gas combined cycle | TRUE | 3559 | N | . | Silas Ray | Brownsville Public Utilities Board | 2409 | TX | WSC | TRE |  | 22 | 1 | Electric Utility | CA | NG | NG | ERCO | 0 | 3155 | 2022
petroleum | TRUE | 3559 | N | . | Silas Ray | Brownsville Public Utilities Board | 2409 | TX | WSC | TRE |  | 22 | 1 | Electric Utility | CT | DFO | DFO | ERCO | 0 | 0 | 2022
natural gas combined cycle | TRUE | 3559 | N | . | Silas Ray | Brownsville Public Utilities Board | 2409 | TX | WSC | TRE |  | 22 | 1 | Electric Utility | CT | NG | NG | ERCO | 454536 | 33779 | 2022
natural gas peaker | TRUE | 3559 | N | . | Silas Ray | Brownsville Public Utilities Board | 2409 | TX | WSC | TRE |  | 22 | 1 | Electric Utility | GT | NG | NG | ERCO | 296186 | 26141 | 2022
petroleum | TRUE | 3559 | N | . | Silas Ray | Brownsville Public Utilities Board | 2409 | TX | WSC | TRE |  | 22 | 1 | Electric Utility | IC | DFO | DFO | ERCO | 0 | 0 | 2022
petroleum | TRUE | 3561 | N | . | Bryan (TX) | City of Bryan - (TX) | 2442 | TX | WSC | TRE |  | 22 | 1 | Electric Utility | GT | DFO | DFO | ERCO | 0 | 0 | 2022
natural gas peaker | TRUE | 3561 | N | . | Bryan (TX) | City of Bryan - (TX) | 2442 | TX | WSC | TRE |  | 22 | 1 | Electric Utility | GT | NG | NG | ERCO | 31215 | 1770 | 2022
natural gas peaker | TRUE | 3576 | N | . | Ray Olinger | City of Garland - (TX) | 6958 | TX | WSC | TRE |  | 22 | 1 | Electric Utility | GT | NG | NG | ERCO | 112365 | 8278 | 2022
natural gas steam turbine | TRUE | 3576 | N | . | Ray Olinger | City of Garland - (TX) | 6958 | TX | WSC | TRE |  | 22 | 1 | Electric Utility | ST | NG | NG | ERCO | 725294 | 52231 | 2022
hydro | TRUE | 3581 | N | . | Abbott TP 3 | Guadalupe Blanco River Authority | 7751 | TX | WSC | TRE |  | 22 | 1 | Electric Utility | HY | WAT | HYC | ERCO | 19679 | 5767.74 | 2022
hydro | TRUE | 3583 | N | . | H 4 | Guadalupe Blanco River Authority | 7751 | TX | WSC | TRE |  | 22 | 1 | Electric Utility | HY | WAT | HYC | ERCO | 0 | 0 | 2022
hydro | TRUE | 3585 | N | . | Nolte | Guadalupe Blanco River Authority | 7751 | TX | WSC | TRE |  | 22 | 1 | Electric Utility | HY | WAT | HYC | ERCO | 7942 | 2327.49 | 2022
hydro | TRUE | 3586 | N | . | TP 4 | Guadalupe Blanco River Authority | 7751 | TX | WSC | TRE |  | 22 | 1 | Electric Utility | HY | WAT | HYC | ERCO | 0 | 0 | 2022
hydro | TRUE | 3594 | N | . | Austin | Lower Colorado River Authority | 11269 | TX | WSC | TRE |  | 22 | 1 | Electric Utility | HY | WAT | HYC | ERCO | 44888 | 13156 | 2022
hydro | TRUE | 3595 | N | . | Buchanan Dam (TX) | Lower Colorado River Authority | 11269 | TX | WSC | TRE |  | 22 | 1 | Electric Utility | HY | WAT | HYC | ERCO | 80526 | 23601 | 2022
hydro | TRUE | 3597 | N | . | Granite Shoals | Lower Colorado River Authority | 11269 | TX | WSC | TRE |  | 22 | 1 | Electric Utility | HY | WAT | HYC | ERCO | 57946 | 16983 | 2022
hydro | TRUE | 3598 | N | . | Inks | Lower Colorado River Authority | 11269 | TX | WSC | TRE |  | 22 | 1 | Electric Utility | HY | WAT | HYC | ERCO | 40798 | 11957 | 2022
hydro | TRUE | 3599 | N | . | Marble Falls | Lower Colorado River Authority | 11269 | TX | WSC | TRE |  | 22 | 1 | Electric Utility | HY | WAT | HYC | ERCO | 34315 | 10057 | 2022
hydro | TRUE | 3600 | N | . | Marshall Ford | Lower Colorado River Authority | 11269 | TX | WSC | TRE |  | 22 | 1 | Electric Utility | HY | WAT | HYC | ERCO | 170764 | 50048 | 2022
natural gas steam turbine | TRUE | 3601 | N | . | Sim Gideon | Lower Colorado River Authority | 11269 | TX | WSC | TRE |  | 22 | 1 | Electric Utility | ST | NG | NG | ERCO | 9729470 | 851483 | 2022
petroleum | TRUE | 3602 | N | . | Ty Cooke | City of Lubbock - (TX) | 11292 | TX | WSC | TRE |  | 22 | 1 | Electric Utility | GT | DFO | DFO | SWPP | 0 | 0 | 2022
natural gas peaker | TRUE | 3602 | N | . | Ty Cooke | City of Lubbock - (TX) | 11292 | TX | WSC | TRE |  | 22 | 1 | Electric Utility | GT | NG | NG | SWPP | 114287 | 6307 | 2022
natural gas steam turbine | TRUE | 3602 | N | . | Ty Cooke | City of Lubbock - (TX) | 11292 | TX | WSC | TRE |  | 22 | 1 | Electric Utility | ST | NG | NG | SWPP | 0 | 0 | 2022
natural gas combined cycle | TRUE | 3604 | N | . | J Robert Massengale | City of Lubbock - (TX) | 11292 | TX | WSC | TRE |  | 22 | 1 | Electric Utility | CA | NG | NG | SWPP | 0 | 2261 | 2022
natural gas combined cycle | TRUE | 3604 | N | . | J Robert Massengale | City of Lubbock - (TX) | 11292 | TX | WSC | TRE |  | 22 | 1 | Electric Utility | CT | NG | NG | SWPP | 153345 | 14844 | 2022
natural gas peaker | TRUE | 3609 | N | . | Leon Creek | City of San Antonio - (TX) | 16604 | TX | WSC | TRE |  | 22 | 1 | Electric Utility | GT | NG | NG | ERCO | 1516353 | 145345 | 2022
petroleum | TRUE | 3611 | N | . | O W Sommers | City of San Antonio - (TX) | 16604 | TX | WSC | TRE |  | 22 | 1 | Electric Utility | ST | DFO | DFO | ERCO | 0 | 0 | 2022
natural gas steam turbine | TRUE | 3611 | N | . | O W Sommers | City of San Antonio - (TX) | 16604 | TX | WSC | TRE |  | 22 | 1 | Electric Utility | ST | NG | NG | ERCO | 16364868 | 1401272 | 2022
petroleum | TRUE | 3612 | N | . | V H Braunig | City of San Antonio - (TX) | 16604 | TX | WSC | TRE |  | 22 | 1 | Electric Utility | GT | DFO | DFO | ERCO | 72738 | 6865.832 | 2022
natural gas peaker | TRUE | 3612 | N | . | V H Braunig | City of San Antonio - (TX) | 16604 | TX | WSC | TRE |  | 22 | 1 | Electric Utility | GT | NG | NG | ERCO | 1932282 | 185452.17 | 2022
petroleum | TRUE | 3612 | N | . | V H Braunig | City of San Antonio - (TX) | 16604 | TX | WSC | TRE |  | 22 | 1 | Electric Utility | ST | DFO | DFO | ERCO | 0 | 0 | 2022
natural gas steam turbine | TRUE | 3612 | N | . | V H Braunig | City of San Antonio - (TX) | 16604 | TX | WSC | TRE |  | 22 | 1 | Electric Utility | ST | NG | NG | ERCO | 17106988 | 1470820 | 2022
petroleum | TRUE | 3628 | N | . | R W Miller | Brazos Electric Power Coop Inc | 2172 | TX | WSC | TRE |  | 22 | 1 | Electric Utility | GT | DFO | DFO | ERCO | 213299 | 13018.867 | 2022
natural gas peaker | TRUE | 3628 | N | . | R W Miller | Brazos Electric Power Coop Inc | 2172 | TX | WSC | TRE |  | 22 | 1 | Electric Utility | GT | NG | NG | ERCO | 901791 | 57217.133 | 2022
petroleum | TRUE | 3628 | N | . | R W Miller | Brazos Electric Power Coop Inc | 2172 | TX | WSC | TRE |  | 22 | 1 | Electric Utility | ST | DFO | DFO | ERCO | 285841 | 23766.264 | 2022
natural gas steam turbine | TRUE | 3628 | N | . | R W Miller | Brazos Electric Power Coop Inc | 2172 | TX | WSC | TRE |  | 22 | 1 | Electric Utility | ST | NG | NG | ERCO | 3127654 | 260434.74 | 2022
natural gas peaker | TRUE | 3630 | N | . | Pearsall | South Texas Electric Coop, Inc | 17583 | TX | WSC | TRE |  | 22 | 1 | Electric Utility | IC | NG | NG | ERCO | 4448737 | 497648 | 2022
petroleum | TRUE | 3631 | N | . | Sam Rayburn | South Texas Electric Coop, Inc | 17583 | TX | WSC | TRE |  | 22 | 1 | Electric Utility | CA | DFO | DFO | ERCO | 0 | 44.92 | 2022
natural gas combined cycle | TRUE | 3631 | N | . | Sam Rayburn | South Texas Electric Coop, Inc | 17583 | TX | WSC | TRE |  | 22 | 1 | Electric Utility | CA | NG | NG | ERCO | 0 | 78395.08 | 2022
petroleum | TRUE | 3631 | N | . | Sam Rayburn | South Texas Electric Coop, Inc | 17583 | TX | WSC | TRE |  | 22 | 1 | Electric Utility | CT | DFO | DFO | ERCO | 1967 | 172.977 | 2022
natural gas combined cycle | TRUE | 3631 | N | . | Sam Rayburn | South Texas Electric Coop, Inc | 17583 | TX | WSC | TRE |  | 22 | 1 | Electric Utility | CT | NG | NG | ERCO | 3496799 | 305131.02 | 2022
petroleum | TRUE | 3631 | N | . | Sam Rayburn | South Texas Electric Coop, Inc | 17583 | TX | WSC | TRE |  | 22 | 1 | Electric Utility | GT | DFO | DFO | ERCO | 0 | 0 | 2022
natural gas peaker | TRUE | 3631 | N | . | Sam Rayburn | South Texas Electric Coop, Inc | 17583 | TX | WSC | TRE |  | 22 | 1 | Electric Utility | GT | NG | NG | ERCO | 0 | 0 | 2022
petroleum | TRUE | 3631 | N | . | Sam Rayburn | South Texas Electric Coop, Inc | 17583 | TX | WSC | TRE |  | 22 | 1 | Electric Utility | IC | DFO | DFO | ERCO | 3841 | 291 | 2022
hydro | TRUE | 3643 | N | . | Upper Beaver | Beaver City Corporation | 1434 | UT | MTN | WECC |  | 22 | 1 | Electric Utility | HY | WAT | HYC | PACE | 27214 | 7976 | 2022
hydro | TRUE | 3646 | N | . | Cutler Hydro | PacifiCorp | 14354 | UT | MTN | WECC |  | 22 | 1 | Electric Utility | HY | WAT | HYC | PACE | 86983 | 25493 | 2022
natural gas peaker | TRUE | 3648 | N | . | Gadsby | PacifiCorp | 14354 | UT | MTN | WECC |  | 22 | 1 | Electric Utility | GT | NG | NG | PACE | 101251 | 3348 | 2022
natural gas steam turbine | TRUE | 3648 | N | . | Gadsby | PacifiCorp | 14354 | UT | MTN | WECC |  | 22 | 1 | Electric Utility | ST | NG | NG | PACE | 2039034 | 115473 | 2022
hydro | TRUE | 3651 | N | . | Granite | PacifiCorp | 14354 | UT | MTN | WECC |  | 22 | 1 | Electric Utility | HY | WAT | HYC | PACE | 11806 | 3460 | 2022
hydro | TRUE | 3656 | N | . | Pioneer | PacifiCorp | 14354 | UT | MTN | WECC |  | 22 | 1 | Electric Utility | HY | WAT | HYC | PACE | 26060 | 7638 | 2022
hydro | TRUE | 3658 | N | . | Snake Creek | Heber Light & Power Company | 8366 | UT | MTN | WECC |  | 22 | 1 | Electric Utility | HY | WAT | HYC | PACE | 10999 | 3223.44 | 2022
hydro | TRUE | 3659 | N | . | Stairs | PacifiCorp | 14354 | UT | MTN | WECC |  | 22 | 1 | Electric Utility | HY | WAT | HYC | PACE | 11682 | 3424 | 2022
hydro | TRUE | 3661 | N | . | Weber | PacifiCorp | 14354 | UT | MTN | WECC |  | 22 | 1 | Electric Utility | HY | WAT | HYC | PACE | 30185 | 8847 | 2022
petroleum | TRUE | 3665 | N | . | Bountiful City | City of Bountiful | 2010 | UT | MTN | WECC |  | 22 | 1 | Electric Utility | GT | DFO | DFO | PACE | 0 | 0 | 2022
natural gas peaker | TRUE | 3665 | N | . | Bountiful City | City of Bountiful | 2010 | UT | MTN | WECC |  | 22 | 1 | Electric Utility | GT | NG | NG | PACE | 358207 | 31976 | 2022
hydro | TRUE | 3666 | N | . | Brigham City | Brigham City Corporation | 2220 | UT | MTN | WECC |  | 22 | 1 | Electric Utility | HY | WAT | HYC | PACE | 17226 | 5049 | 2022
hydro | TRUE | 3675 | N | . | Hydro III | City of Logan - (UT) | 11135 | UT | MTN | WECC |  | 22 | 1 | Electric Utility | HY | WAT | HYC | PACE | 0 | -91 | 2022
hydro | TRUE | 3676 | N | . | Manti Upper | City of Manti - (UT) | 11588 | UT | MTN | WECC |  | 22 | 1 | Electric Utility | HY | WAT | HYC | PACE | 4794 | 1405 | 2022
hydro | TRUE | 3688 | N | . | Bartholomew | City of Springville - (UT) | 17845 | UT | MTN | WECC |  | 22 | 1 | Electric Utility | HY | WAT | HYC | PACE | 2158 | 633 | 2022
hydro | TRUE | 3691 | N | . | Spanish Fork | Strawberry Water Users Assn | 18205 | UT | MTN | WECC |  | 22 | 1 | Electric Utility | HY | WAT | HYC | PACE | 15799 | 4631 | 2022
hydro | TRUE | 3697 | N | . | Gateway | Weber Basin Water Conserv Dist | 20255 | UT | MTN | WECC |  | 22 | 1 | Electric Utility | HY | WAT | HYC | PACE | 23942 | 7017 | 2022
hydro | TRUE | 3698 | N | . | Wanship | Weber Basin Water Conserv Dist | 20255 | UT | MTN | WECC |  | 22 | 1 | Electric Utility | HY | WAT | HYC | PACE | 21748 | 6374 | 2022
hydro | TRUE | 3699 | N | . | Boulder | Garkane Energy Coop, Inc | 6957 | UT | MTN | WECC |  | 22 | 1 | Electric Utility | HY | WAT | HYC | WACM | 63618 | 18645 | 2022
hydro | TRUE | 3704 | N | . | Uintah | Moon Lake Electric Assn Inc | 12866 | UT | MTN | WECC |  | 22 | 1 | Electric Utility | HY | WAT | HYC | WACM | 18873 | 5531 | 2022
petroleum | TRUE | 3708 | N | . | Ascutney | Green Mountain Power Corp | 7601 | VT | NEW | NPCC |  | 22 | 1 | Electric Utility | GT | DFO | DFO | ISNE | 11968 | 538 | 2022
hydro | TRUE | 3709 | N | . | Smith (VT) | Green Mountain Power Corp | 7601 | VT | NEW | NPCC |  | 22 | 1 | Electric Utility | HY | WAT | HYC | ISNE | 8334 | 2442 | 2022
hydro | TRUE | 3710 | N | . | Cavendish | Green Mountain Power Corp | 7601 | VT | NEW | NPCC |  | 22 | 1 | Electric Utility | HY | WAT | HYC | ISNE | 5910 | 1732 | 2022
hydro | TRUE | 3711 | N | . | Clark Falls | Green Mountain Power Corp | 7601 | VT | NEW | NPCC |  | 22 | 1 | Electric Utility | HY | WAT | HYC | ISNE | 50182 | 14707 | 2022
hydro | TRUE | 3712 | N | . | Fairfax Falls | Green Mountain Power Corp | 7601 | VT | NEW | NPCC |  | 22 | 1 | Electric Utility | HY | WAT | HYC | ISNE | 65952 | 19329 | 2022
hydro | TRUE | 3714 | N | . | Glen | Green Mountain Power Corp | 7601 | VT | NEW | NPCC |  | 22 | 1 | Electric Utility | HY | WAT | HYC | ISNE | 21016 | 6159 | 2022
hydro | TRUE | 3716 | N | . | Lower Middlebury | Green Mountain Power Corp | 7601 | VT | NEW | NPCC |  | 22 | 1 | Electric Utility | HY | WAT | HYC | ISNE | 20120 | 5897 | 2022
hydro | TRUE | 3717 | N | . | Milton | Green Mountain Power Corp | 7601 | VT | NEW | NPCC |  | 22 | 1 | Electric Utility | HY | WAT | HYC | ISNE | 120443 | 35300 | 2022
hydro | TRUE | 3720 | N | . | Peterson | Green Mountain Power Corp | 7601 | VT | NEW | NPCC |  | 22 | 1 | Electric Utility | HY | WAT | HYC | ISNE | 89049 | 26099 | 2022
hydro | TRUE | 3722 | N | . | Pittsford | Green Mountain Power Corp | 7601 | VT | NEW | NPCC |  | 22 | 1 | Electric Utility | HY | WAT | HYC | ISNE | 26088 | 7646 | 2022
petroleum | TRUE | 3723 | N | . | Rutland | Green Mountain Power Corp | 7601 | VT | NEW | NPCC |  | 22 | 1 | Electric Utility | GT | DFO | DFO | ISNE | 13894 | 530 | 2022
hydro | TRUE | 3724 | N | . | Salisbury | Green Mountain Power Corp | 7601 | VT | NEW | NPCC |  | 22 | 1 | Electric Utility | HY | WAT | HYC | ISNE | 8925 | 2616 | 2022
hydro | TRUE | 3725 | N | . | Silver Lake (VT) | Green Mountain Power Corp | 7601 | VT | NEW | NPCC |  | 22 | 1 | Electric Utility | HY | WAT | HYC | ISNE | 15969 | 4680 | 2022
hydro | TRUE | 3728 | N | . | Weybridge | Green Mountain Power Corp | 7601 | VT | NEW | NPCC |  | 22 | 1 | Electric Utility | HY | WAT | HYC | ISNE | 37763 | 11068 | 2022
hydro | TRUE | 3731 | N | . | Newport | Great Bay Hydro Corp | 49852 | VT | NEW | NPCC |  | 22 | 2 | NAICS-22 Non-Cogen | HY | WAT | HYC | ISNE | 52183 | 15294 | 2022
petroleum | TRUE | 3734 | N | . | Berlin 5 | Green Mountain Power Corp | 7601 | VT | NEW | NPCC |  | 22 | 1 | Electric Utility | GT | DFO | DFO | ISNE | 0 | 0 | 2022
petroleum | TRUE | 3734 | N | . | Berlin 5 | Green Mountain Power Corp | 7601 | VT | NEW | NPCC |  | 22 | 1 | Electric Utility | GT | JF | WOO | ISNE | 0 | 0 | 2022
petroleum | TRUE | 3734 | N | . | Berlin 5 | Green Mountain Power Corp | 7601 | VT | NEW | NPCC |  | 22 | 1 | Electric Utility | GT | KER | WOO | ISNE | 38050 | 2343 | 2022
petroleum | TRUE | 3735 | N | . | Colchester 16 | Green Mountain Power Corp | 7601 | VT | NEW | NPCC |  | 22 | 1 | Electric Utility | GT | DFO | DFO | ISNE | 14095 | 388 | 2022
hydro | TRUE | 3737 | N | . | Essex Junction 19 | Green Mountain Power Corp | 7601 | VT | NEW | NPCC |  | 22 | 1 | Electric Utility | HY | WAT | HYC | ISNE | 120995 | 35462 | 2022
petroleum | TRUE | 3737 | N | . | Essex Junction 19 | Green Mountain Power Corp | 7601 | VT | NEW | NPCC |  | 22 | 1 | Electric Utility | IC | DFO | DFO | ISNE | 3967 | 205 | 2022
hydro | TRUE | 3739 | N | . | Marshfield 6 | Green Mountain Power Corp | 7601 | VT | NEW | NPCC |  | 22 | 1 | Electric Utility | HY | WAT | HYC | ISNE | 19650 | 5759 | 2022
hydro | TRUE | 3740 | N | . | Middlesex 2 | Green Mountain Power Corp | 7601 | VT | NEW | NPCC |  | 22 | 1 | Electric Utility | HY | WAT | HYC | ISNE | 13725 | 4023 | 2022
hydro | TRUE | 3743 | N | . | West Danville 15 | Green Mountain Power Corp | 7601 | VT | NEW | NPCC |  | 22 | 1 | Electric Utility | HY | WAT | HYC | ISNE | 8977 | 2631 | 2022
hydro | TRUE | 3745 | N | . | Bellows Falls | Great River Hydro, LLC | 61122 | VT | NEW | NPCC |  | 22 | 2 | NAICS-22 Non-Cogen | HY | WAT | HYC | ISNE | 759205 | 222511 | 2022
hydro | TRUE | 3746 | N | . | Harriman | Great River Hydro, LLC | 61122 | VT | NEW | NPCC |  | 22 | 2 | NAICS-22 Non-Cogen | HY | WAT | HYC | ISNE | 275161 | 80645 | 2022
hydro | TRUE | 3750 | N | . | Canaan | Central Rivers Power NH, LLC | 62775 | VT | NEW | NPCC |  | 22 | 2 | NAICS-22 Non-Cogen | HY | WAT | HYC | ISNE | 19428 | 5694 | 2022
hydro | TRUE | 3753 | N | . | West Charleston | Barton Village, Inc | 1299 | VT | NEW | NPCC |  | 22 | 1 | Electric Utility | HY | WAT | HYC | ISNE | 18206 | 5336 | 2022
petroleum | TRUE | 3753 | N | . | West Charleston | Barton Village, Inc | 1299 | VT | NEW | NPCC |  | 22 | 1 | Electric Utility | ST | DFO | DFO | ISNE | 0 | 0 | 2022
petroleum | TRUE | 3754 | N | . | Burlington GT | City of Burlington Electric - (VT) | 2548 | VT | NEW | NPCC |  | 22 | 1 | Electric Utility | GT | DFO | DFO | ISNE | 6574 | 357 | 2022
petroleum | TRUE | 3754 | N | . | Burlington GT | City of Burlington Electric - (VT) | 2548 | VT | NEW | NPCC |  | 22 | 1 | Electric Utility | GT | RFO | RFO | ISNE | 0 | 0 | 2022
hydro | TRUE | 3762 | N | . | Great Falls (VT) | Village of Lyndonville - (VT) | 11359 | VT | NEW | NPCC |  | 22 | 1 | Electric Utility | HY | WAT | HYC | ISNE | 5947 | 1743 | 2022
hydro | TRUE | 3764 | N | . | Morrisville | Village of Morrisville - (VT) | 12989 | VT | NEW | NPCC |  | 22 | 1 | Electric Utility | HY | WAT | HYC | ISNE | 6933 | 2032 | 2022
hydro | TRUE | 3765 | N | . | Cadys Falls | Village of Morrisville - (VT) | 12989 | VT | NEW | NPCC |  | 22 | 1 | Electric Utility | HY | WAT | HYC | ISNE | 1456 | 427 | 2022
hydro | TRUE | 3772 | N | . | Buck Hydro | Appalachian Power Co | 733 | VA | SAT | RFC |  | 22 | 1 | Electric Utility | HY | WAT | HYC | PJM | 126511 | 37078 | 2022
hydro | TRUE | 3773 | N | . | Byllesby 2 | Appalachian Power Co | 733 | VA | SAT | RFC |  | 22 | 1 | Electric Utility | HY | WAT | HYC | PJM | 178744 | 52387 | 2022
hydro | TRUE | 3774 | N | . | Claytor | Appalachian Power Co | 733 | VA | SAT | RFC |  | 22 | 1 | Electric Utility | HY | WAT | HYC | PJM | 724034 | 212202 | 2022
hard coal | TRUE | 3775 | N | . | Clinch River | Appalachian Power Co | 733 | VA | SAT | RFC |  | 22 | 1 | Electric Utility | ST | BIT | COL | PJM | 0 | 0 | 2022
petroleum | TRUE | 3775 | N | . | Clinch River | Appalachian Power Co | 733 | VA | SAT | RFC |  | 22 | 1 | Electric Utility | ST | DFO | DFO | PJM | 0 | 0 | 2022
natural gas steam turbine | TRUE | 3775 | N | . | Clinch River | Appalachian Power Co | 733 | VA | SAT | RFC |  | 22 | 1 | Electric Utility | ST | NG | NG | PJM | 1054724 | 85724 | 2022
hydro | TRUE | 3777 | N | . | Leesville | Appalachian Power Co | 733 | VA | SAT | RFC |  | 22 | 1 | Electric Utility | HY | WAT | HYC | PJM | 168805 | 49474 | 2022
hydro | TRUE | 3778 | N | . | Niagara | Appalachian Power Co | 733 | VA | SAT | RFC |  | 22 | 1 | Electric Utility | HY | WAT | HYC | PJM | 28052 | 8221 | 2022
hydro | TRUE | 3779 | N | . | Reusens | Eagle Creek Renewable Energy, LLC | 57280 | VA | SAT | RFC |  | 22 | 2 | NAICS-22 Non-Cogen | HY | WAT | HYC | PJM | 87343 | 25599 | 2022
hydro | TRUE | 3780 | N | . | Smith Mountain | Appalachian Power Co | 733 | VA | SAT | RFC |  | 22 | 1 | Electric Utility | HY | WAT | HYC | PJM | 1057172 | 309839 | 2022
other | TRUE | 3780 | N | . | Smith Mountain | Appalachian Power Co | 733 | VA | SAT | RFC |  | 22 | 1 | Electric Utility | PS | WAT | HPS | PJM | 0 | -380000 | 2022
petroleum | TRUE | 3782 | N | . | Bayview | Calpine Mid-Atlantic Generation LLC | 56609 | VA | SAT | RFC |  | 22 | 2 | NAICS-22 Non-Cogen | IC | DFO | DFO | PJM | 18016 | 1781 | 2022
petroleum | TRUE | 3785 | N | . | Tasley | Calpine Mid-Atlantic Generation LLC | 56609 | VA | SAT | RFC |  | 22 | 2 | NAICS-22 Non-Cogen | GT | DFO | DFO | PJM | 28530 | 1749 | 2022
hydro | TRUE | 3789 | N | . | Luray Hydro Station | Eagle Creek Renewable Energy, LLC | 57280 | VA | SAT | RFC |  | 22 | 2 | NAICS-22 Non-Cogen | HY | WAT | HYC | PJM | 13060 | 3828 | 2022
hydro | TRUE | 3790 | N | . | Newport Hydro Station | Eagle Creek Renewable Energy, LLC | 57280 | VA | SAT | RFC |  | 22 | 2 | NAICS-22 Non-Cogen | HY | WAT | HYC | PJM | 18073 | 5296 | 2022
petroleum | TRUE | 3797 | N | . | Chesterfield | Virginia Electric & Power Co | 19876 | VA | SAT | SERC |  | 22 | 1 | Electric Utility | CA | DFO | DFO | PJM | 0 | 0 | 2022
natural gas combined cycle | TRUE | 3797 | N | . | Chesterfield | Virginia Electric & Power Co | 19876 | VA | SAT | SERC |  | 22 | 1 | Electric Utility | CA | NG | NG | PJM | 1589803 | 0 | 2022
petroleum | TRUE | 3797 | N | . | Chesterfield | Virginia Electric & Power Co | 19876 | VA | SAT | SERC |  | 22 | 1 | Electric Utility | CT | DFO | DFO | PJM | 16410 | 2235.657 | 2022
natural gas combined cycle | TRUE | 3797 | N | . | Chesterfield | Virginia Electric & Power Co | 19876 | VA | SAT | SERC |  | 22 | 1 | Electric Utility | CT | NG | NG | PJM | 13236102 | 1890772.3 | 2022
hard coal | TRUE | 3797 | N | . | Chesterfield | Virginia Electric & Power Co | 19876 | VA | SAT | SERC |  | 22 | 1 | Electric Utility | ST | BIT | COL | PJM | 13791441 | 1355580.3 | 2022
petroleum | TRUE | 3797 | N | . | Chesterfield | Virginia Electric & Power Co | 19876 | VA | SAT | SERC |  | 22 | 1 | Electric Utility | ST | DFO | DFO | PJM | 455111 | 43561.727 | 2022
hydro | TRUE | 3798 | N | . | Cushaw | Cushaw Hydro LLC | 61891 | VA | SAT | SERC |  | 22 | 1 | Electric Utility | HY | WAT | HYC | PJM | 40943 | 12000 | 2022
petroleum | TRUE | 3799 | N | . | Low Moor | Virginia Electric & Power Co | 19876 | VA | SAT | SERC |  | 22 | 1 | Electric Utility | GT | DFO | DFO | PJM | 47352 | 2615 | 2022
petroleum | TRUE | 3800 | N | . | Northern Neck | Virginia Electric & Power Co | 19876 | VA | SAT | SERC |  | 22 | 1 | Electric Utility | GT | DFO | DFO | PJM | 332771 | 19824 | 2022
hard coal | TRUE | 3803 | N | . | Chesapeake | Virginia Electric & Power Co | 19876 | VA | SAT | SERC |  | 22 | 1 | Electric Utility | GT | BIT | COL | PJM | 0 | 0 | 2022
petroleum | TRUE | 3803 | N | . | Chesapeake | Virginia Electric & Power Co | 19876 | VA | SAT | SERC |  | 22 | 1 | Electric Utility | GT | DFO | DFO | PJM | 25438 | 1533 | 2022
petroleum | TRUE | 3804 | N | . | Possum Point | Virginia Electric & Power Co | 19876 | VA | SAT | SERC |  | 22 | 1 | Electric Utility | CA | DFO | DFO | PJM | 0 | 0 | 2022
natural gas combined cycle | TRUE | 3804 | N | . | Possum Point | Virginia Electric & Power Co | 19876 | VA | SAT | SERC |  | 22 | 1 | Electric Utility | CA | NG | NG | PJM | 0 | 0 | 2022
petroleum | TRUE | 3804 | N | . | Possum Point | Virginia Electric & Power Co | 19876 | VA | SAT | SERC |  | 22 | 1 | Electric Utility | CT | DFO | DFO | PJM | 143434 | 18596.122 | 2022
natural gas combined cycle | TRUE | 3804 | N | . | Possum Point | Virginia Electric & Power Co | 19876 | VA | SAT | SERC |  | 22 | 1 | Electric Utility | CT | NG | NG | PJM | 13241899 | 1743896.9 | 2022
petroleum | TRUE | 3804 | N | . | Possum Point | Virginia Electric & Power Co | 19876 | VA | SAT | SERC |  | 22 | 1 | Electric Utility | CT | RFO | RFO | PJM | 0 | 0 | 2022
petroleum | TRUE | 3804 | N | . | Possum Point | Virginia Electric & Power Co | 19876 | VA | SAT | SERC |  | 22 | 1 | Electric Utility | GT | DFO | DFO | PJM | 64927 | 3546 | 2022
nuclear | TRUE | 3806 | N | 2 | Surry | Virginia Electric & Power Co | 19876 | VA | SAT | SERC |  | 22 | 1 | Electric Utility | ST | NUC | NUC | PJM | 0 | 7533781 | 2022
nuclear | TRUE | 3806 | N | 1 | Surry | Virginia Electric & Power Co | 19876 | VA | SAT | SERC |  | 22 | 1 | Electric Utility | ST | NUC | NUC | PJM | 0 | 6392660 | 2022
hard coal | TRUE | 3809 | N | . | Yorktown | Virginia Electric & Power Co | 19876 | VA | SAT | SERC |  | 22 | 1 | Electric Utility | ST | BIT | COL | PJM | 0 | 0 | 2022
petroleum | TRUE | 3809 | N | . | Yorktown | Virginia Electric & Power Co | 19876 | VA | SAT | SERC |  | 22 | 1 | Electric Utility | ST | DFO | DFO | PJM | 29250 | 786.253 | 2022
natural gas steam turbine | TRUE | 3809 | N | . | Yorktown | Virginia Electric & Power Co | 19876 | VA | SAT | SERC |  | 22 | 1 | Electric Utility | ST | NG | NG | PJM | 154649 | 11567.835 | 2022
petroleum | TRUE | 3809 | N | . | Yorktown | Virginia Electric & Power Co | 19876 | VA | SAT | SERC |  | 22 | 1 | Electric Utility | ST | RFO | RFO | PJM | 210728 | 18164.912 | 2022
hydro | TRUE | 3821 | N | . | Snowden | Town of Bedford - (VA) | 1456 | VA | SAT | RFC |  | 22 | 1 | Electric Utility | HY | WAT | HYC | PJM | 48550 | 14229 | 2022
hydro | TRUE | 3825 | N | . | Pinnacles | Northbrook Virginia Hydro, LLC | 64642 | VA | SAT | RFC |  | 22 | 2 | NAICS-22 Non-Cogen | HY | WAT | HYC | PJM | 103487 | 30330 | 2022
hydro | TRUE | 3826 | N | . | Martinsville | City of Martinsville - (VA) | 11770 | VA | SAT | RFC |  | 22 | 1 | Electric Utility | HY | WAT | HYC | PJM | 293 | 86 | 2022
hydro | TRUE | 3827 | N | . | Radford | City of Radford - (VA) | 15619 | VA | SAT | RFC |  | 22 | 1 | Electric Utility | HY | WAT | HYC | PJM | 20768 | 6086.52 | 2022
hydro | TRUE | 3833 | N | . | John H Kerr | USCE-Wilmington District | 18574 | VA | SAT | SERC |  | 22 | 1 | Electric Utility | HY | WAT | HYC | PJM | 1110112 | 325355 | 2022
petroleum | TRUE | 3845 | N | . | Transalta Centralia Generation | TransAlta Centralia Gen LLC | 19099 | WA | PACC | WECC |  | 22 | 2 | NAICS-22 Non-Cogen | ST | DFO | DFO | BPAT | 108576 | 9233.071 | 2022
hard coal | TRUE | 3845 | N | . | Transalta Centralia Generation | TransAlta Centralia Gen LLC | 19099 | WA | PACC | WECC |  | 22 | 2 | NAICS-22 Non-Cogen | ST | RC | COL | BPAT | 0 | 0 | 2022
hard coal | TRUE | 3845 | N | . | Transalta Centralia Generation | TransAlta Centralia Gen LLC | 19099 | WA | PACC | WECC |  | 22 | 2 | NAICS-22 Non-Cogen | ST | SUB | COL | BPAT | 40778239 | 3545803.9 | 2022
hard coal | TRUE | 3845 | N | . | Transalta Centralia Generation | TransAlta Centralia Gen LLC | 19099 | WA | PACC | WECC |  | 22 | 2 | NAICS-22 Non-Cogen | ST | WC | WOC | BPAT | 0 | 0 | 2022
hydro | TRUE | 3847 | N | . | Merwin | PacifiCorp | 14354 | WA | PACC | WECC |  | 22 | 1 | Electric Utility | HY | WAT | HYC | PACW | 1661863 | 487064 | 2022
hydro | TRUE | 3850 | N | . | Swift 1 | PacifiCorp | 14354 | WA | PACC | WECC |  | 22 | 1 | Electric Utility | HY | WAT | HYC | PACW | 2104094 | 616675 | 2022
hydro | TRUE | 3852 | N | . | Yale | PacifiCorp | 14354 | WA | PACC | WECC |  | 22 | 1 | Electric Utility | HY | WAT | HYC | PACW | 1799698 | 527461 | 2022
petroleum | TRUE | 3853 | N | . | Crystal Mountain | Puget Sound Energy Inc | 15500 | WA | PACC | WECC |  | 22 | 1 | Electric Utility | IC | DFO | DFO | PSEI | 9177 | 821 | 2022
hydro | TRUE | 3854 | N | . | Electron | Electron Hydro LLC | 59866 | WA | PACC | WECC |  | 22 | 2 | NAICS-22 Non-Cogen | HY | WAT | HYC | PSEI | 0 | 0 | 2022
hydro | TRUE | 3855 | N | . | Lower Baker | Puget Sound Energy Inc | 15500 | WA | PACC | WECC |  | 22 | 1 | Electric Utility | HY | WAT | HYC | PSEI | 1083304 | 317498 | 2022
hydro | TRUE | 3860 | N | . | Snoqualmie | Puget Sound Energy Inc | 15500 | WA | PACC | WECC |  | 22 | 1 | Electric Utility | HY | WAT | HYC | PSEI | 166646 | 48841 | 2022
hydro | TRUE | 3861 | N | . | Upper Baker | Puget Sound Energy Inc | 15500 | WA | PACC | WECC |  | 22 | 1 | Electric Utility | HY | WAT | HYC | PSEI | 914732 | 268093 | 2022
hydro | TRUE | 3866 | N | . | Little Falls (WA) | Avista Corp | 20169 | WA | PACC | WECC |  | 22 | 1 | Electric Utility | HY | WAT | HYC | AVA | 703036 | 206048 | 2022
hydro | TRUE | 3867 | N | . | Long Lake | Avista Corp | 20169 | WA | PACC | WECC |  | 22 | 1 | Electric Utility | HY | WAT | HYC | AVA | 1687057 | 494448 | 2022
hydro | TRUE | 3868 | N | . | Meyers Falls | Hydro Technology Systems Inc | 9143 | WA | PACC | WECC |  | 22 | 2 | NAICS-22 Non-Cogen | HY | WAT | HYC | AVA | 29588 | 8672 | 2022
hydro | TRUE | 3869 | N | . | Nine Mile | Avista Corp | 20169 | WA | PACC | WECC |  | 22 | 1 | Electric Utility | HY | WAT | HYC | AVA | 511151 | 149810 | 2022
hydro | TRUE | 3878 | N | . | Yelm | City of Centralia - (WA) | 3295 | WA | PACC | WECC |  | 22 | 1 | Electric Utility | HY | WAT | HYC | BPAT | 1217 | 357 | 2022
hydro | TRUE | 3883 | N | . | Rocky Reach | PUD No 1 of Chelan County | 3413 | WA | PACC | WECC |  | 22 | 1 | Electric Utility | HY | WAT | HYC | CHPD | 22002140 | 6448458 | 2022
hydro | TRUE | 3886 | N | . | Wells | PUD No 1 of Douglas County | 5326 | WA | PACC | WECC |  | 22 | 1 | Electric Utility | HY | WAT | HYC | DOPD | 15310447 | 4487235 | 2022
hydro | TRUE | 3887 | N | . | Priest Rapids | PUD No 2 of Grant County | 14624 | WA | PACC | WECC |  | 22 | 1 | Electric Utility | HY | WAT | HYC | BPAT | 16473440 | 4828089 | 2022
hydro | TRUE | 3888 | N | . | Wanapum | PUD No 2 of Grant County | 14624 | WA | PACC | WECC |  | 22 | 1 | Electric Utility | HY | WAT | HYC | GCPD | 18456544 | 5409304 | 2022
hydro | TRUE | 3891 | N | . | Box Canyon | PUD No 1 of Pend Oreille County | 14653 | WA | PACC | WECC |  | 22 | 1 | Electric Utility | HY | WAT | HYC | AVA | 1536070 | 450197 | 2022
hydro | TRUE | 3895 | N | . | The Dalles | USACE Northwestern Division | 19400 | OR | PACC | WECC |  | 22 | 1 | Electric Utility | HY | WAT | HYC | BPAT | 22982744 | 6735857 | 2022
hydro | TRUE | 3913 | N | . | Alder | City of Tacoma - (WA) | 18429 | WA | PACC | WECC |  | 22 | 1 | Electric Utility | HY | WAT | HYC | TPWR | 776318 | 227526 | 2022
hydro | TRUE | 3914 | N | . | Cushman 1 | City of Tacoma - (WA) | 18429 | WA | PACC | WECC |  | 22 | 1 | Electric Utility | HY | WAT | HYC | TPWR | 372996 | 109319 | 2022
hydro | TRUE | 3915 | N | . | Cushman 2 | City of Tacoma - (WA) | 18429 | WA | PACC | WECC |  | 22 | 1 | Electric Utility | HY | WAT | HYC | TPWR | 542198 | 158909 | 2022
hydro | TRUE | 3916 | N | . | LaGrande | City of Tacoma - (WA) | 18429 | WA | PACC | WECC |  | 22 | 1 | Electric Utility | HY | WAT | HYC | TPWR | 1172933 | 343767 | 2022
hydro | TRUE | 3917 | N | . | Mayfield | City of Tacoma - (WA) | 18429 | WA | PACC | WECC |  | 22 | 1 | Electric Utility | HY | WAT | HYC | TPWR | 2624869 | 769305 | 2022
hydro | TRUE | 3918 | N | . | Mossyrock | City of Tacoma - (WA) | 18429 | WA | PACC | WECC |  | 22 | 1 | Electric Utility | HY | WAT | HYC | TPWR | 3840708 | 1125647 | 2022
hydro | TRUE | 3921 | N | . | Chief Joseph | USACE Northwestern Division | 19400 | WA | PACC | WECC |  | 22 | 1 | Electric Utility | HY | WAT | HYC | BPAT | 42571421 | 12476970 | 2022
hydro | TRUE | 3925 | N | . | Ice Harbor | USACE Northwestern Division | 19400 | WA | PACC | WECC |  | 22 | 1 | Electric Utility | HY | WAT | HYC | BPAT | 5031445 | 1474632 | 2022
hydro | TRUE | 3926 | N | . | Little Goose | USACE Northwestern Division | 19400 | WA | PACC | WECC |  | 22 | 1 | Electric Utility | HY | WAT | HYC | BPAT | 5524948 | 1619270 | 2022
hydro | TRUE | 3927 | N | . | Lower Monumental | USACE Northwestern Division | 19400 | WA | PACC | WECC |  | 22 | 1 | Electric Utility | HY | WAT | HYC | BPAT | 5741191 | 1682647 | 2022
hydro | TRUE | 3929 | N | . | Packwood | Energy Northwest | 20160 | WA | PACC | WECC |  | 22 | 1 | Electric Utility | HY | WAT | HYC | BPAT | 299596 | 87806 | 2022
hard coal | TRUE | 3935 | N | . | John E Amos | Appalachian Power Co | 733 | WV | SAT | RFC |  | 22 | 1 | Electric Utility | ST | BIT | COL | PJM | 75564769 | 7260743.9 | 2022
petroleum | TRUE | 3935 | N | . | John E Amos | Appalachian Power Co | 733 | WV | SAT | RFC |  | 22 | 1 | Electric Utility | ST | DFO | DFO | PJM | 481704 | 45508.112 | 2022
hard coal | TRUE | 3943 | N | . | FirstEnergy Fort Martin Power Station | Monongahela Power Co | 12796 | WV | SAT | RFC |  | 22 | 1 | Electric Utility | ST | BIT | COL | PJM | 56618446 | 4941571.3 | 2022
petroleum | TRUE | 3943 | N | . | FirstEnergy Fort Martin Power Station | Monongahela Power Co | 12796 | WV | SAT | RFC |  | 22 | 1 | Electric Utility | ST | DFO | DFO | PJM | 146392 | 12636.66 | 2022
hard coal | TRUE | 3943 | N | . | FirstEnergy Fort Martin Power Station | Monongahela Power Co | 12796 | WV | SAT | RFC |  | 22 | 1 | Electric Utility | ST | SUB | COL | PJM | 0 | 0 | 2022
hard coal | TRUE | 3944 | N | . | FirstEnergy Harrison Power Station | Monongahela Power Co | 12796 | WV | SAT | RFC |  | 22 | 1 | Electric Utility | ST | BIT | COL | PJM | 0 | 0 | 2022
natural gas steam turbine | TRUE | 3944 | N | . | FirstEnergy Harrison Power Station | Monongahela Power Co | 12796 | WV | SAT | RFC |  | 22 | 1 | Electric Utility | ST | NG | NG | PJM | 223249 | 22050.258 | 2022
hard coal | TRUE | 3944 | N | . | FirstEnergy Harrison Power Station | Monongahela Power Co | 12796 | WV | SAT | RFC |  | 22 | 1 | Electric Utility | ST | RC | COL | PJM | 121533669 | 12036087 | 2022
hard coal | TRUE | 3948 | N | . | Mitchell (WV) | Kentucky Power Co | 22053 | WV | SAT | RFC |  | 22 | 1 | Electric Utility | ST | BIT | COL | PJM | 37733224 | 3471787.4 | 2022
petroleum | TRUE | 3948 | N | . | Mitchell (WV) | Kentucky Power Co | 22053 | WV | SAT | RFC |  | 22 | 1 | Electric Utility | ST | DFO | DFO | PJM | 359537 | 30099.594 | 2022
petroleum | TRUE | 3954 | N | . | Mt Storm | Virginia Electric & Power Co | 19876 | WV | SAT | RFC |  | 22 | 1 | Electric Utility | GT | JF | WOO | PJM | 1009 | 69 | 2022
hard coal | TRUE | 3954 | N | . | Mt Storm | Virginia Electric & Power Co | 19876 | WV | SAT | RFC |  | 22 | 1 | Electric Utility | ST | BIT | COL | PJM | 49341081 | 4612350.9 | 2022
petroleum | TRUE | 3954 | N | . | Mt Storm | Virginia Electric & Power Co | 19876 | WV | SAT | RFC |  | 22 | 1 | Electric Utility | ST | DFO | DFO | PJM | 344411 | 31714.814 | 2022
petroleum | TRUE | 3954 | N | . | Mt Storm | Virginia Electric & Power Co | 19876 | WV | SAT | RFC |  | 22 | 1 | Electric Utility | ST | WO | WOO | PJM | 722 | 67.327 | 2022
hydro | TRUE | 3971 | N | . | Biron | Consolidated Water Power Co | 4247 | WI | ENC | MRO |  | 22 | 1 | Electric Utility | HY | WAT | HYC | MISO | 100377 | 29418.84 | 2022
hydro | TRUE | 3972 | N | . | Du Bay | Consolidated Water Power Co | 4247 | WI | ENC | MRO |  | 22 | 1 | Electric Utility | HY | WAT | HYC | MISO | 132133 | 38725.83 | 2022
hydro | TRUE | 3973 | N | . | Stevens Point | Consolidated Water Power Co | 4247 | WI | ENC | MRO |  | 22 | 1 | Electric Utility | HY | WAT | HYC | MISO | 85233 | 24980.67 | 2022
hydro | TRUE | 3974 | N | . | Wisconsin Rapids | Consolidated Water Power Co | 4247 | WI | ENC | MRO |  | 22 | 1 | Electric Utility | HY | WAT | HYC | MISO | 142341 | 41717.61 | 2022
hydro | TRUE | 3975 | N | . | Whiting | Consolidated Water Power Co | 4247 | WI | ENC | MRO |  | 22 | 1 | Electric Utility | HY | WAT | HYC | MISO | 84653 | 24810.39 | 2022
petroleum | TRUE | 3976 | N | . | Gordon | Dahlberg Light & Power Co | 4715 | WI | ENC | MRO |  | 22 | 1 | Electric Utility | IC | DFO | DFO | MISO | 0 | 0 | 2022
hard coal | TRUE | 3982 | N | . | Bay Front | Northern States Power Co - Minnesota | 13781 | WI | ENC | MRO |  | 22 | 1 | Electric Utility | ST | BIT | COL | MISO | 0 | 0 | 2022
petroleum | TRUE | 3982 | N | . | Bay Front | Northern States Power Co - Minnesota | 13781 | WI | ENC | MRO |  | 22 | 1 | Electric Utility | ST | DFO | DFO | MISO | 0 | 0 | 2022
natural gas steam turbine | TRUE | 3982 | N | . | Bay Front | Northern States Power Co - Minnesota | 13781 | WI | ENC | MRO |  | 22 | 1 | Electric Utility | ST | NG | NG | MISO | 15939 | 976.161 | 2022
petroleum | TRUE | 3982 | N | . | Bay Front | Northern States Power Co - Minnesota | 13781 | WI | ENC | MRO |  | 22 | 1 | Electric Utility | ST | PC | PC | MISO | 0 | 0 | 2022
hard coal | TRUE | 3982 | N | . | Bay Front | Northern States Power Co - Minnesota | 13781 | WI | ENC | MRO |  | 22 | 1 | Electric Utility | ST | SUB | COL | MISO | 0 | 0 | 2022
other | TRUE | 3982 | N | . | Bay Front | Northern States Power Co - Minnesota | 13781 | WI | ENC | MRO |  | 22 | 1 | Electric Utility | ST | TDF | OTH | MISO | 92521 | 5705.323 | 2022
biomass | TRUE | 3982 | N | . | Bay Front | Northern States Power Co - Minnesota | 13781 | WI | ENC | MRO |  | 22 | 1 | Electric Utility | ST | WDS | WWW | MISO | 2720959 | 166793.52 | 2022
hydro | TRUE | 3983 | N | . | Big Falls | Northern States Power Co - Minnesota | 13781 | WI | ENC | MRO |  | 22 | 1 | Electric Utility | HY | WAT | HYC | MISO | 69709 | 20430 | 2022
hydro | TRUE | 3986 | N | . | Ladysmith Dam | Northern States Power Co - Minnesota | 13781 | WI | ENC | MRO |  | 22 | 1 | Electric Utility | HY | WAT | HYC | MISO | 33526 | 9826 | 2022
hydro | TRUE | 3988 | N | . | Thornapple | Northern States Power Co - Minnesota | 13781 | WI | ENC | MRO |  | 22 | 1 | Electric Utility | HY | WAT | HYC | MISO | 7582 | 2222 | 2022
hydro | TRUE | 3989 | N | . | White River (WI) | Northern States Power Co - Minnesota | 13781 | WI | ENC | MRO |  | 22 | 1 | Electric Utility | HY | WAT | HYC | MISO | 5940 | 1741 | 2022
petroleum | TRUE | 3991 | N | . | Fitchburg | Madison Gas & Electric Co | 11479 | WI | ENC | MRO |  | 22 | 1 | Electric Utility | GT | DFO | DFO | MISO | 0 | 0 | 2022
natural gas peaker | TRUE | 3991 | N | . | Fitchburg | Madison Gas & Electric Co | 11479 | WI | ENC | MRO |  | 22 | 1 | Electric Utility | GT | NG | NG | MISO | 2579 | -129 | 2022
hard coal | TRUE | 3992 | N | . | Blount Street | Madison Gas & Electric Co | 11479 | WI | ENC | MRO |  | 22 | 1 | Electric Utility | ST | BIT | COL | MISO | 0 | 0 | 2022
petroleum | TRUE | 3992 | N | . | Blount Street | Madison Gas & Electric Co | 11479 | WI | ENC | MRO |  | 22 | 1 | Electric Utility | ST | DFO | DFO | MISO | 0 | 0 | 2022
natural gas steam turbine | TRUE | 3992 | N | . | Blount Street | Madison Gas & Electric Co | 11479 | WI | ENC | MRO |  | 22 | 1 | Electric Utility | ST | NG | NG | MISO | 381443 | 21753 | 2022
petroleum | TRUE | 3993 | N | . | Sycamore (WI) | Madison Gas & Electric Co | 11479 | WI | ENC | MRO |  | 22 | 1 | Electric Utility | GT | DFO | DFO | MISO | 0 | 0 | 2022
natural gas peaker | TRUE | 3993 | N | . | Sycamore (WI) | Madison Gas & Electric Co | 11479 | WI | ENC | MRO |  | 22 | 1 | Electric Utility | GT | NG | NG | MISO | 4596 | -28 | 2022
hydro | TRUE | 3995 | N | . | Arpin Dam | Renewable World Energies LLC | 58149 | WI | ENC | MRO |  | 22 | 2 | NAICS-22 Non-Cogen | HY | WAT | HYC | MISO | 21742 | 6372 | 2022
hydro | TRUE | 3998 | N | . | Cedar Falls (WI) | Northern States Power Co - Minnesota | 13781 | WI | ENC | MRO |  | 22 | 1 | Electric Utility | HY | WAT | HYC | MISO | 103317 | 30281 | 2022
hydro | TRUE | 4000 | N | . | Chippewa Falls | Northern States Power Co - Minnesota | 13781 | WI | ENC | MRO |  | 22 | 1 | Electric Utility | HY | WAT | HYC | MISO | 207050 | 60683 | 2022
hydro | TRUE | 4002 | N | . | Dells | Northern States Power Co - Minnesota | 13781 | WI | ENC | MRO |  | 22 | 1 | Electric Utility | HY | WAT | HYC | MISO | 134463 | 39409 | 2022
petroleum | TRUE | 4005 | N | . | French Island | Northern States Power Co - Minnesota | 13781 | WI | ENC | MRO |  | 22 | 1 | Electric Utility | GT | DFO | DFO | MISO | 13805 | 27 | 2022
municipal solid waste | TRUE | 4005 | N | . | French Island | Northern States Power Co - Minnesota | 13781 | WI | ENC | MRO |  | 22 | 1 | Electric Utility | ST | MSB | MLG | MISO | 291983 | 13334.985 | 2022
municipal solid waste | TRUE | 4005 | N | . | French Island | Northern States Power Co - Minnesota | 13781 | WI | ENC | MRO |  | 22 | 1 | Electric Utility | ST | MSN | OTH | MISO | 356867 | 16298.379 | 2022
natural gas steam turbine | TRUE | 4005 | N | . | French Island | Northern States Power Co - Minnesota | 13781 | WI | ENC | MRO |  | 22 | 1 | Electric Utility | ST | NG | NG | MISO | 4180 | 192.377 | 2022
biomass | TRUE | 4005 | N | . | French Island | Northern States Power Co - Minnesota | 13781 | WI | ENC | MRO |  | 22 | 1 | Electric Utility | ST | WDS | WWW | MISO | 647736 | 29602.259 | 2022
hydro | TRUE | 4007 | N | . | Holcombe | Northern States Power Co - Minnesota | 13781 | WI | ENC | MRO |  | 22 | 1 | Electric Utility | HY | WAT | HYC | MISO | 322625 | 94556 | 2022
hydro | TRUE | 4008 | N | . | Jim Falls | Northern States Power Co - Minnesota | 13781 | WI | ENC | MRO |  | 22 | 1 | Electric Utility | HY | WAT | HYC | MISO | 431265 | 126397 | 2022
hydro | TRUE | 4009 | N | . | Menomonie | Northern States Power Co - Minnesota | 13781 | WI | ENC | MRO |  | 22 | 1 | Electric Utility | HY | WAT | HYC | MISO | 78433 | 22987 | 2022
hydro | TRUE | 4011 | N | . | St Croix Falls | Northern States Power Co - Minnesota | 13781 | WI | ENC | MRO |  | 22 | 1 | Electric Utility | HY | WAT | HYC | MISO | 309306 | 90652 | 2022
hydro | TRUE | 4012 | N | . | Trego | Northern States Power Co - Minnesota | 13781 | WI | ENC | MRO |  | 22 | 1 | Electric Utility | HY | WAT | HYC | MISO | 24571 | 7201 | 2022
petroleum | TRUE | 4014 | N | . | Wheaton | Northern States Power Co - Minnesota | 13781 | WI | ENC | MRO |  | 22 | 1 | Electric Utility | GT | DFO | DFO | MISO | 70684 | 4665.638 | 2022
natural gas peaker | TRUE | 4014 | N | . | Wheaton | Northern States Power Co - Minnesota | 13781 | WI | ENC | MRO |  | 22 | 1 | Electric Utility | GT | NG | NG | MISO | 1082524 | 71453.363 | 2022
hydro | TRUE | 4015 | N | . | Wissota | Northern States Power Co - Minnesota | 13781 | WI | ENC | MRO |  | 22 | 1 | Electric Utility | HY | WAT | HYC | MISO | 425852 | 124810 | 2022
hydro | TRUE | 4018 | N | . | Clam River Dam | Renewable World Energies LLC | 58149 | WI | ENC | MRO |  | 22 | 2 | NAICS-22 Non-Cogen | HY | WAT | HYC | MISO | 15746 | 4615 | 2022
hydro | TRUE | 4019 | N | . | Danbury Dam | Renewable World Energies LLC | 58149 | WI | ENC | MRO |  | 22 | 2 | NAICS-22 Non-Cogen | HY | WAT | HYC | MISO | 5540 | 1624 | 2022
petroleum | TRUE | 4020 | N | . | Frederic Diesel | Northwestern Wisconsin Elec Co | 13815 | WI | ENC | MRO |  | 22 | 1 | Electric Utility | IC | DFO | DFO | MISO | 52 | -2 | 2022
petroleum | TRUE | 4021 | N | . | Grantsburg Diesel | Northwestern Wisconsin Elec Co | 13815 | WI | ENC | MRO |  | 22 | 1 | Electric Utility | IC | DFO | DFO | MISO | 247 | -2 | 2022
natural gas combined cycle | TRUE | 4040 | N | . | Port Washington Generating Station | Wisconsin Electric Power Co | 20847 | WI | ENC | RFC |  | 22 | 1 | Electric Utility | CA | NG | NG | MISO | 2517287 | 2776015 | 2022
natural gas combined cycle | TRUE | 4040 | N | . | Port Washington Generating Station | Wisconsin Electric Power Co | 20847 | WI | ENC | RFC |  | 22 | 1 | Electric Utility | CT | NG | NG | MISO | 50270843 | 4919385 | 2022
natural gas steam turbine | TRUE | 4041 | N | . | South Oak Creek | Wisconsin Electric Power Co | 20847 | WI | ENC | RFC |  | 22 | 1 | Electric Utility | ST | NG | NG | MISO | 339420 | 31459.959 | 2022
hard coal | TRUE | 4041 | N | . | South Oak Creek | Wisconsin Electric Power Co | 20847 | WI | ENC | RFC |  | 22 | 1 | Electric Utility | ST | RC | COL | MISO | 7339446 | 699936.83 | 2022
hard coal | TRUE | 4041 | N | . | South Oak Creek | Wisconsin Electric Power Co | 20847 | WI | ENC | RFC |  | 22 | 1 | Electric Utility | ST | SUB | COL | MISO | 28663635 | 2686533.2 | 2022
petroleum | TRUE | 4042 | Y | . | Valley (WI) | Wisconsin Electric Power Co | 20847 | WI | ENC | RFC |  | 22 | 1 | Electric Utility | IC | DFO | DFO | MISO | 0 | 0 | 2022
hard coal | TRUE | 4042 | Y | . | Valley (WI) | Wisconsin Electric Power Co | 20847 | WI | ENC | RFC |  | 22 | 1 | Electric Utility | ST | BIT | COL | MISO | 0 | 0 | 2022
natural gas steam turbine | TRUE | 4042 | Y | . | Valley (WI) | Wisconsin Electric Power Co | 20847 | WI | ENC | RFC |  | 22 | 1 | Electric Utility | ST | NG | NG | MISO | 3865865 | 445618 | 2022
hydro | TRUE | 4043 | N | . | Appleton | Wisconsin Electric Power Co | 20847 | WI | ENC | RFC |  | 22 | 1 | Electric Utility | HY | WAT | HYC | MISO | 18595 | 5450 | 2022
hydro | TRUE | 4044 | N | . | Oconto Falls Upper | Eagle Creek Renewable Energy, LLC | 57280 | WI | ENC | MRO |  | 22 | 2 | NAICS-22 Non-Cogen | HY | WAT | HYC | MISO | 20418 | 5984 | 2022
hydro | TRUE | 4045 | N | . | Pine | Wisconsin Electric Power Co | 20847 | WI | ENC | RFC |  | 22 | 1 | Electric Utility | HY | WAT | HYC | MISO | 43443 | 12732 | 2022
petroleum | TRUE | 4046 | N | . | Point Beach Nuclear Plant | NextEra Energy Point Beach LLC | 55906 | WI | ENC | RFC |  | 22 | 2 | NAICS-22 Non-Cogen | GT | DFO | DFO | MISO | 2430 | -366 | 2022
nuclear | TRUE | 4046 | N | 2 | Point Beach Nuclear Plant | NextEra Energy Point Beach LLC | 55906 | WI | ENC | RFC |  | 22 | 2 | NAICS-22 Non-Cogen | ST | NUC | NUC | MISO | 0 | 5286046 | 2022
nuclear | TRUE | 4046 | N | 1 | Point Beach Nuclear Plant | NextEra Energy Point Beach LLC | 55906 | WI | ENC | RFC |  | 22 | 2 | NAICS-22 Non-Cogen | ST | NUC | NUC | MISO | 0 | 4790972 | 2022
petroleum | TRUE | 4050 | N | . | Edgewater | Wisconsin Power & Light Co | 20856 | WI | ENC | MRO |  | 22 | 1 | Electric Utility | ST | DFO | DFO | MISO | 32368 | 2960.647 | 2022
hard coal | TRUE | 4050 | N | . | Edgewater | Wisconsin Power & Light Co | 20856 | WI | ENC | MRO |  | 22 | 1 | Electric Utility | ST | SUB | COL | MISO | 21074314 | 1944975.4 | 2022
hydro | TRUE | 4053 | N | . | Kilbourn | Wisconsin Power & Light Co | 20856 | WI | ENC | MRO |  | 22 | 1 | Electric Utility | HY | WAT | HYC | MISO | 196791 | 57676 | 2022
hydro | TRUE | 4056 | N | . | Prairie Du Sac | Wisconsin Power & Light Co | 20856 | WI | ENC | MRO |  | 22 | 1 | Electric Utility | HY | WAT | HYC | MISO | 467885 | 137129 | 2022
hydro | TRUE | 4060 | N | . | Alexander | Wisconsin Public Service Corp | 20860 | WI | ENC | MRO |  | 22 | 1 | Electric Utility | HY | WAT | HYC | MISO | 68709 | 20138 | 2022
hydro | TRUE | 4061 | N | . | Caldron Falls | Wisconsin Public Service Corp | 20860 | WI | ENC | MRO |  | 22 | 1 | Electric Utility | HY | WAT | HYC | MISO | 45599 | 13364 | 2022
hydro | TRUE | 4063 | N | . | Grandfather Falls | Wisconsin Public Service Corp | 20860 | WI | ENC | MRO |  | 22 | 1 | Electric Utility | HY | WAT | HYC | MISO | 290502 | 85141 | 2022
hydro | TRUE | 4064 | N | . | Hat Rapids | Wisconsin Public Service Corp | 20860 | WI | ENC | MRO |  | 22 | 1 | Electric Utility | HY | WAT | HYC | MISO | 23792 | 6973 | 2022
hydro | TRUE | 4065 | N | . | High Falls (WI) | Wisconsin Public Service Corp | 20860 | WI | ENC | MRO |  | 22 | 1 | Electric Utility | HY | WAT | HYC | MISO | 59728 | 17505 | 2022
hydro | TRUE | 4067 | N | . | Johnson Falls | Wisconsin Public Service Corp | 20860 | WI | ENC | MRO |  | 22 | 1 | Electric Utility | HY | WAT | HYC | MISO | 37171 | 10894 | 2022
hydro | TRUE | 4068 | N | . | Merrill | Wisconsin Public Service Corp | 20860 | WI | ENC | MRO |  | 22 | 1 | Electric Utility | HY | WAT | HYC | MISO | 28155 | 8252 | 2022
hydro | TRUE | 4071 | N | . | Potato Rapids | Wisconsin Public Service Corp | 20860 | WI | ENC | MRO |  | 22 | 1 | Electric Utility | HY | WAT | HYC | MISO | 16221 | 4754 | 2022
petroleum | TRUE | 4072 | N | . | Pulliam | Wisconsin Public Service Corp | 20860 | WI | ENC | MRO |  | 22 | 1 | Electric Utility | GT | DFO | DFO | MISO | 0 | 0 | 2022
natural gas peaker | TRUE | 4072 | N | . | Pulliam | Wisconsin Public Service Corp | 20860 | WI | ENC | MRO |  | 22 | 1 | Electric Utility | GT | NG | NG | MISO | 1575992 | 128297 | 2022
hydro | TRUE | 4074 | N | . | Sandstone Rapids | Wisconsin Public Service Corp | 20860 | WI | ENC | MRO |  | 22 | 1 | Electric Utility | HY | WAT | HYC | MISO | 27238 | 7983 | 2022
hydro | TRUE | 4075 | N | . | Tomahawk | Wisconsin Public Service Corp | 20860 | WI | ENC | MRO |  | 22 | 1 | Electric Utility | HY | WAT | HYC | MISO | 39439 | 11559 | 2022
petroleum | TRUE | 4076 | N | . | West Marinette | Wisconsin Public Service Corp | 20860 | WI | ENC | MRO |  | 22 | 1 | Electric Utility | GT | DFO | DFO | MISO | 0 | 0 | 2022
natural gas peaker | TRUE | 4076 | N | . | West Marinette | Wisconsin Public Service Corp | 20860 | WI | ENC | MRO |  | 22 | 1 | Electric Utility | GT | NG | NG | MISO | 1691060 | 127576 | 2022
hydro | TRUE | 4077 | N | . | Wausau | Wisconsin Public Service Corp | 20860 | WI | ENC | MRO |  | 22 | 1 | Electric Utility | HY | WAT | HYC | MISO | 99082 | 29039 | 2022
petroleum | TRUE | 4078 | N | . | Weston | Wisconsin Public Service Corp | 20860 | WI | ENC | MRO |  | 22 | 1 | Electric Utility | GT | DFO | DFO | MISO | 0 | 0 | 2022
natural gas peaker | TRUE | 4078 | N | . | Weston | Wisconsin Public Service Corp | 20860 | WI | ENC | MRO |  | 22 | 1 | Electric Utility | GT | NG | NG | MISO | 78267 | 5396 | 2022
petroleum | TRUE | 4078 | N | . | Weston | Wisconsin Public Service Corp | 20860 | WI | ENC | MRO |  | 22 | 1 | Electric Utility | ST | DFO | DFO | MISO | 0 | 0 | 2022
natural gas steam turbine | TRUE | 4078 | N | . | Weston | Wisconsin Public Service Corp | 20860 | WI | ENC | MRO |  | 22 | 1 | Electric Utility | ST | NG | NG | MISO | 259719 | 25734.887 | 2022
hard coal | TRUE | 4078 | N | . | Weston | Wisconsin Public Service Corp | 20860 | WI | ENC | MRO |  | 22 | 1 | Electric Utility | ST | RC | COL | MISO | 9306878 | 944406.3 | 2022
hard coal | TRUE | 4078 | N | . | Weston | Wisconsin Public Service Corp | 20860 | WI | ENC | MRO |  | 22 | 1 | Electric Utility | ST | SUB | COL | MISO | 33337103 | 3406554.8 | 2022
hydro | TRUE | 4079 | N | . | Castle Rock | Wisconsin River Power Company | 20863 | WI | ENC | MRO |  | 22 | 1 | Electric Utility | HY | WAT | HYC | MISO | 264659 | 77567 | 2022
hydro | TRUE | 4080 | N | . | Petenwell | Wisconsin River Power Company | 20863 | WI | ENC | MRO |  | 22 | 1 | Electric Utility | HY | WAT | HYC | MISO | 348806 | 102229 | 2022
petroleum | TRUE | 4100 | N | . | Arcadia Electric | City of Arcadia - (WI) | 765 | WI | ENC | MRO |  | 22 | 1 | Electric Utility | IC | DFO | DFO | MISO | 4585 | 123.555 | 2022
natural gas peaker | TRUE | 4100 | N | . | Arcadia Electric | City of Arcadia - (WI) | 765 | WI | ENC | MRO |  | 22 | 1 | Electric Utility | IC | NG | NG | MISO | 2131 | 57.445 | 2022
hydro | TRUE | 4102 | N | . | Barron | City of Barron - (WI) | 1278 | WI | ENC | MRO |  | 22 | 1 | Electric Utility | HY | WAT | HYC | MISO | 1107 | 324 | 2022
petroleum | TRUE | 4102 | N | . | Barron | City of Barron - (WI) | 1278 | WI | ENC | MRO |  | 22 | 1 | Electric Utility | IC | DFO | DFO | MISO | 12 | 0 | 2022
petroleum | TRUE | 4107 | N | . | Cashton | Village of Cashton - (WI) | 3156 | WI | ENC | MRO |  | 22 | 1 | Electric Utility | IC | DFO | DFO | MISO | 191 | 19.6 | 2022
natural gas peaker | TRUE | 4107 | N | . | Cashton | Village of Cashton - (WI) | 3156 | WI | ENC | MRO |  | 22 | 1 | Electric Utility | IC | NG | NG | MISO | 0 | 0 | 2022
petroleum | TRUE | 4112 | N | . | Cumberland (WI) | City of Cumberland - (WI) | 4627 | WI | ENC | MRO |  | 22 | 1 | Electric Utility | IC | DFO | DFO | MISO | 1146 | 102.983 | 2022
natural gas peaker | TRUE | 4112 | N | . | Cumberland (WI) | City of Cumberland - (WI) | 4627 | WI | ENC | MRO |  | 22 | 1 | Electric Utility | IC | NG | NG | MISO | 478 | 43.017 | 2022
petroleum | TRUE | 4113 | N | . | Elroy | City of Elroy - (WI) | 5834 | WI | ENC | MRO |  | 22 | 1 | Electric Utility | IC | DFO | DFO | MISO | 156 | 15 | 2022
natural gas peaker | TRUE | 4113 | N | . | Elroy | City of Elroy - (WI) | 5834 | WI | ENC | MRO |  | 22 | 1 | Electric Utility | IC | NG | NG | MISO | 0 | 0 | 2022
petroleum | TRUE | 4114 | N | . | Fennimore | City of Fennimore - (WI) | 6274 | WI | ENC | MRO |  | 22 | 1 | Electric Utility | IC | DFO | DFO | MISO | 260 | 10 | 2022
natural gas peaker | TRUE | 4118 | N | . | Kaukauna Gas Turbine | City of Kaukauna | 10056 | WI | ENC | MRO |  | 22 | 1 | Electric Utility | GT | NG | NG | MISO | 23708 | 1354 | 2022
hydro | TRUE | 4119 | N | . | Little Chute | City of Kaukauna | 10056 | WI | ENC | MRO |  | 22 | 1 | Electric Utility | HY | WAT | HYC | MISO | 78442 | 22990 | 2022
hydro | TRUE | 4120 | N | . | New Badger | City of Kaukauna | 10056 | WI | ENC | MRO |  | 22 | 1 | Electric Utility | HY | WAT | HYC | MISO | 165427 | 48484 | 2022
hydro | TRUE | 4122 | N | . | Rapide Croche | City of Kaukauna | 10056 | WI | ENC | MRO |  | 22 | 1 | Electric Utility | HY | WAT | HYC | MISO | 60040 | 17597 | 2022
petroleum | TRUE | 4124 | N | . | La Farge | La Farge Municipal Electric Co | 10525 | WI | ENC | MRO |  | 22 | 1 | Electric Utility | IC | DFO | DFO | MISO | 165 | 13 | 2022
natural gas peaker | TRUE | 4125 | Y | . | Manitowoc | Manitowoc Public Utilities | 11571 | WI | ENC | MRO |  | 22 | 1 | Electric Utility | IC | NG | NG | MISO | 0 | 0 | 2022
hard coal | TRUE | 4125 | Y | . | Manitowoc | Manitowoc Public Utilities | 11571 | WI | ENC | MRO |  | 22 | 1 | Electric Utility | ST | BIT | COL | MISO | 226713 | 20084.417 | 2022
natural gas steam turbine | TRUE | 4125 | Y | . | Manitowoc | Manitowoc Public Utilities | 11571 | WI | ENC | MRO |  | 22 | 1 | Electric Utility | ST | NG | NG | MISO | 5935 | 509.339 | 2022
petroleum | TRUE | 4125 | Y | . | Manitowoc | Manitowoc Public Utilities | 11571 | WI | ENC | MRO |  | 22 | 1 | Electric Utility | ST | PC | PC | MISO | 1628919 | 144520.78 | 2022
hard coal | TRUE | 4125 | Y | . | Manitowoc | Manitowoc Public Utilities | 11571 | WI | ENC | MRO |  | 22 | 1 | Electric Utility | ST | SUB | COL | MISO | 0 | 0 | 2022
biomass | TRUE | 4125 | Y | . | Manitowoc | Manitowoc Public Utilities | 11571 | WI | ENC | MRO |  | 22 | 1 | Electric Utility | ST | WDS | WWW | MISO | 1505044 | 132146.46 | 2022
petroleum | TRUE | 4130 | N | . | New Lisbon | City of New Lisbon | 13466 | WI | ENC | MRO |  | 22 | 1 | Electric Utility | IC | DFO | DFO | MISO | 287 | 23 | 2022
natural gas peaker | TRUE | 4130 | N | . | New Lisbon | City of New Lisbon | 13466 | WI | ENC | MRO |  | 22 | 1 | Electric Utility | IC | NG | NG | MISO | 0 | 0 | 2022
petroleum | TRUE | 4139 | N | . | Viola | Village of Viola - (WI) | 19867 | WI | ENC | MRO |  | 22 | 1 | Electric Utility | IC | DFO | DFO | MISO | 78 | 7 | 2022
hydro | TRUE | 4142 | N | . | Flambeau Hydroelectric Station | Dairyland Power Coop | 4716 | WI | ENC | MRO |  | 22 | 1 | Electric Utility | HY | WAT | HYC | MISO | 209134 | 61294 | 2022
hydro | TRUE | 4147 | N | . | Stiles | Oconto Electric Cooperative | 13964 | WI | ENC | MRO |  | 22 | 1 | Electric Utility | HY | WAT | HYC | MISO | 17074 | 5004 | 2022
petroleum | TRUE | 4148 | N | . | Washington Island | Washington Island El Coop, Inc | 20153 | WI | ENC | RFC |  | 22 | 1 | Electric Utility | IC | DFO | DFO | MISO | 113 | 11 | 2022
petroleum | TRUE | 4158 | N | . | Dave Johnston | PacifiCorp | 14354 | WY | MTN | WECC |  | 22 | 1 | Electric Utility | ST | DFO | DFO | PACE | 83574 | 7201.33 | 2022
hard coal | TRUE | 4158 | N | . | Dave Johnston | PacifiCorp | 14354 | WY | MTN | WECC |  | 22 | 1 | Electric Utility | ST | RC | COL | PACE | 0 | 0 | 2022
hard coal | TRUE | 4158 | N | . | Dave Johnston | PacifiCorp | 14354 | WY | MTN | WECC |  | 22 | 1 | Electric Utility | ST | SUB | COL | PACE | 41330827 | 3574717.7 | 2022
natural gas steam turbine | TRUE | 4162 | N | . | Naughton | PacifiCorp | 14354 | WY | MTN | WECC |  | 22 | 1 | Electric Utility | ST | NG | NG | PACE | 7547199 | 658483.46 | 2022
hard coal | TRUE | 4162 | N | . | Naughton | PacifiCorp | 14354 | WY | MTN | WECC |  | 22 | 1 | Electric Utility | ST | SUB | COL | PACE | 20392266 | 1797717.5 | 2022
hydro | TRUE | 4176 | N | . | Fremont Canyon | U S Bureau of Reclamation | 2518 | WY | MTN | WECC |  | 22 | 1 | Electric Utility | HY | WAT | HYC | WAUW | 687416 | 201470 | 2022
hydro | TRUE | 4177 | N | . | Glendo | U S Bureau of Reclamation | 2518 | WY | MTN | WECC |  | 22 | 1 | Electric Utility | HY | WAT | HYC | WAUW | 212516 | 62285 | 2022
hydro | TRUE | 4178 | N | . | Guernsey | U S Bureau of Reclamation | 2518 | WY | MTN | WECC |  | 22 | 1 | Electric Utility | HY | WAT | HYC | WAUW | 46471 | 13620 | 2022
hydro | TRUE | 4180 | N | . | Kortes | U S Bureau of Reclamation | 2518 | WY | MTN | WECC |  | 22 | 1 | Electric Utility | HY | WAT | HYC | WAUW | 286869 | 84076 | 2022
hydro | TRUE | 4182 | N | . | Seminoe | U S Bureau of Reclamation | 2518 | WY | MTN | WECC |  | 22 | 1 | Electric Utility | HY | WAT | HYC | WAUW | 187528 | 54962 | 2022
hydro | TRUE | 4183 | N | . | Shoshone (WY) | U S Bureau of Reclamation | 2518 | WY | MTN | WECC |  | 22 | 1 | Electric Utility | HY | WAT | HYC | WAUW | 62452 | 18304 | 2022
hydro | TRUE | 4185 | N | . | Fontenelle | U S Bureau of Reclamation | 2518 | WY | MTN | WECC |  | 22 | 1 | Electric Utility | HY | WAT | HYC | WAUW | 150449 | 44094 | 2022
natural gas peaker | TRUE | 4195 | N | . | Powerlane Plant | City of Greenville - (TX) | 7634 | TX | WSC | TRE |  | 22 | 1 | Electric Utility | IC | NG | NG | ERCO | 261431 | 25538 | 2022
petroleum | TRUE | 4195 | N | . | Powerlane Plant | City of Greenville - (TX) | 7634 | TX | WSC | TRE |  | 22 | 1 | Electric Utility | ST | DFO | DFO | ERCO | 43725 | 2579.305 | 2022
natural gas steam turbine | TRUE | 4195 | N | . | Powerlane Plant | City of Greenville - (TX) | 7634 | TX | WSC | TRE |  | 22 | 1 | Electric Utility | ST | NG | NG | ERCO | 1039941 | 22502.695 | 2022
hydro | TRUE | 4201 | N | . | Combined Locks | City of Kaukauna | 10056 | WI | ENC | MRO |  | 22 | 1 | Electric Utility | HY | WAT | HYC | MISO | 119734 | 35092 | 2022
hydro | TRUE | 4204 | N | . | Island Park | Fall River Rural Elec Coop Inc | 6169 | ID | MTN | WECC |  | 22 | 1 | Electric Utility | HY | WAT | HYC | BPAT | 45131 | 13227 | 2022
hydro | TRUE | 4213 | N | . | PHP 1 | Portland City of | 25835 | OR | PACC | WECC |  | 22 | 1 | Electric Utility | HY | WAT | HYC | PGE | 168449 | 49369 | 2022
hydro | TRUE | 4214 | N | . | PHP 2 | Portland City of | 25835 | OR | PACC | WECC |  | 22 | 1 | Electric Utility | HY | WAT | HYC | PGE | 124382 | 36454 | 2022
natural gas peaker | TRUE | 4251 | N | . | Logan City | City of Logan - (UT) | 11135 | UT | MTN | WECC |  | 22 | 1 | Electric Utility | GT | NG | NG | PACE | 88277 | 5593 | 2022
petroleum | TRUE | 4256 | N | . | Walnut | Turlock Irrigation District | 19281 | CA | PACC | WECC |  | 22 | 1 | Electric Utility | GT | DFO | DFO | TIDC | 1805 | -12.683 | 2022
natural gas peaker | TRUE | 4256 | N | . | Walnut | Turlock Irrigation District | 19281 | CA | PACC | WECC |  | 22 | 1 | Electric Utility | GT | NG | NG | TIDC | 9007 | -63.317 | 2022
petroleum | TRUE | 4257 | N | . | Easton 2 | Easton Utilities Comm | 5625 | MD | SAT | RFC |  | 22 | 1 | Electric Utility | GT | DFO | DFO | PJM | 21119 | 1484 | 2022
natural gas peaker | TRUE | 4257 | N | . | Easton 2 | Easton Utilities Comm | 5625 | MD | SAT | RFC |  | 22 | 1 | Electric Utility | GT | NG | NG | PJM | 0 | 0 | 2022
petroleum | TRUE | 4257 | N | . | Easton 2 | Easton Utilities Comm | 5625 | MD | SAT | RFC |  | 22 | 1 | Electric Utility | IC | DFO | DFO | PJM | 50306 | 3824 | 2022
petroleum | TRUE | 4257 | N | . | Easton 2 | Easton Utilities Comm | 5625 | MD | SAT | RFC |  | 22 | 1 | Electric Utility | IC | RFO | RFO | PJM | 0 | 0 | 2022
hydro | TRUE | 4258 | N | . | Greenup Hydro | City of Hamilton - (OH) | 7977 | OH | ENC | RFC |  | 22 | 1 | Electric Utility | HY | WAT | HYC | PJM | 1049747 | 307663 | 2022
hydro | TRUE | 4263 | N | . | Echo Dam | City of Bountiful | 2010 | UT | MTN | WECC |  | 22 | 1 | Electric Utility | HY | WAT | HYC | PACE | 22738 | 6664 | 2022
petroleum | TRUE | 4266 | N | . | Spencer | City of Garland - (TX) | 6958 | TX | WSC | TRE |  | 22 | 1 | Electric Utility | ST | DFO | DFO | ERCO | 0 | 0 | 2022
natural gas steam turbine | TRUE | 4266 | N | . | Spencer | City of Garland - (TX) | 6958 | TX | WSC | TRE |  | 22 | 1 | Electric Utility | ST | NG | NG | ERCO | 358039 | 22541 | 2022
nuclear | TRUE | 4270 | N | 3 | Waterford 3 | Entergy Louisiana LLC | 11241 | LA | WSC | SERC |  | 22 | 1 | Electric Utility | ST | NUC | NUC | MISO | 0 | 7859003 | 2022
hard coal | TRUE | 4271 | N | . | John P Madgett | Dairyland Power Coop | 4716 | WI | ENC | MRO |  | 22 | 1 | Electric Utility | ST | BIT | COL | MISO | 0 | 0 | 2022
petroleum | TRUE | 4271 | N | . | John P Madgett | Dairyland Power Coop | 4716 | WI | ENC | MRO |  | 22 | 1 | Electric Utility | ST | DFO | DFO | MISO | 34581 | 3108.098 | 2022
hard coal | TRUE | 4271 | N | . | John P Madgett | Dairyland Power Coop | 4716 | WI | ENC | MRO |  | 22 | 1 | Electric Utility | ST | SUB | COL | MISO | 23285693 | 2098530.9 | 2022
natural gas combined cycle | TRUE | 4937 | N | . | Thomas C Ferguson | Lower Colorado River Authority | 11269 | TX | WSC | TRE |  | 22 | 1 | Electric Utility | CA | NG | NG | ERCO | 0 | 1168743 | 2022
natural gas combined cycle | TRUE | 4937 | N | . | Thomas C Ferguson | Lower Colorado River Authority | 11269 | TX | WSC | TRE |  | 22 | 1 | Electric Utility | CT | NG | NG | ERCO | 21283473 | 1975237 | 2022
natural gas combined cycle | TRUE | 4939 | N | . | Barney M Davis | Talen Texas, LLC | 49979 | TX | WSC | TRE |  | 22 | 2 | NAICS-22 Non-Cogen | CA | NG | NG | ERCO | 17603 | 80712 | 2022
natural gas combined cycle | TRUE | 4939 | N | . | Barney M Davis | Talen Texas, LLC | 49979 | TX | WSC | TRE |  | 22 | 2 | NAICS-22 Non-Cogen | CT | NG | NG | ERCO | 9374483 | 1098281 | 2022
natural gas steam turbine | TRUE | 4939 | N | . | Barney M Davis | Talen Texas, LLC | 49979 | TX | WSC | TRE |  | 22 | 2 | NAICS-22 Non-Cogen | ST | NG | NG | ERCO | 1361845 | 105359 | 2022
natural gas peaker | TRUE | 4940 | N | . | Riverside (OK) | Public Service Co of Oklahoma | 15474 | OK | WSC | MRO |  | 22 | 1 | Electric Utility | GT | NG | NG | SWPP | 908125 | 77253 | 2022
petroleum | TRUE | 4940 | N | . | Riverside (OK) | Public Service Co of Oklahoma | 15474 | OK | WSC | MRO |  | 22 | 1 | Electric Utility | IC | DFO | DFO | SWPP | 30 | 0 | 2022
petroleum | TRUE | 4940 | N | . | Riverside (OK) | Public Service Co of Oklahoma | 15474 | OK | WSC | MRO |  | 22 | 1 | Electric Utility | ST | DFO | DFO | SWPP | 0 | 0 | 2022
natural gas steam turbine | TRUE | 4940 | N | . | Riverside (OK) | Public Service Co of Oklahoma | 15474 | OK | WSC | MRO |  | 22 | 1 | Electric Utility | ST | NG | NG | SWPP | 8621462 | 747372 | 2022
petroleum | TRUE | 5083 | N | . | Cumberland (NJ) | Calpine New Jersey Generation LLC | 56606 | NJ | MAT | RFC |  | 22 | 2 | NAICS-22 Non-Cogen | GT | KER | WOO | PJM | 55397 | 5444.361 | 2022
natural gas peaker | TRUE | 5083 | N | . | Cumberland (NJ) | Calpine New Jersey Generation LLC | 56606 | NJ | MAT | RFC |  | 22 | 2 | NAICS-22 Non-Cogen | GT | NG | NG | PJM | 915839 | 89999.639 | 2022
nuclear | TRUE | 6000 | N | 2 | Donald C Cook | Indiana Michigan Power Co | 9324 | MI | ENC | RFC |  | 22 | 1 | Electric Utility | ST | NUC | NUC | PJM | 0 | 9080999 | 2022
nuclear | TRUE | 6000 | N | 1 | Donald C Cook | Indiana Michigan Power Co | 9324 | MI | ENC | RFC |  | 22 | 1 | Electric Utility | ST | NUC | NUC | PJM | 0 | 7540032 | 2022
nuclear | TRUE | 6001 | N | 2 | Joseph M Farley | Alabama Power Co | 195 | AL | ESC | SERC |  | 22 | 1 | Electric Utility | ST | NUC | NUC | SOCO | 0 | 7316702 | 2022
nuclear | TRUE | 6001 | N | 1 | Joseph M Farley | Alabama Power Co | 195 | AL | ESC | SERC |  | 22 | 1 | Electric Utility | ST | NUC | NUC | SOCO | 0 | 5671494 | 2022
natural gas steam turbine | TRUE | 6002 | N | . | James H Miller Jr | Alabama Power Co | 195 | AL | ESC | SERC |  | 22 | 1 | Electric Utility | ST | NG | NG | SOCO | 1963428 | 194500.35 | 2022
hard coal | TRUE | 6002 | N | . | James H Miller Jr | Alabama Power Co | 195 | AL | ESC | SERC |  | 22 | 1 | Electric Utility | ST | SUB | COL | SOCO | 211809359 | 20872913 | 2022
hard coal | TRUE | 6004 | N | . | Pleasants Power Station | Energy Harbor Generation LLC | 64226 | WV | SAT | RFC |  | 22 | 2 | NAICS-22 Non-Cogen | ST | BIT | COL | PJM | 83889449 | 8040302.9 | 2022
natural gas steam turbine | TRUE | 6004 | N | . | Pleasants Power Station | Energy Harbor Generation LLC | 64226 | WV | SAT | RFC |  | 22 | 2 | NAICS-22 Non-Cogen | ST | NG | NG | PJM | 424336 | 40359.118 | 2022
petroleum | TRUE | 6004 | N | . | Pleasants Power Station | Energy Harbor Generation LLC | 64226 | WV | SAT | RFC |  | 22 | 2 | NAICS-22 Non-Cogen | ST | PC | PC | PJM | 0 | 0 | 2022
hard coal | TRUE | 6004 | N | . | Pleasants Power Station | Energy Harbor Generation LLC | 64226 | WV | SAT | RFC |  | 22 | 2 | NAICS-22 Non-Cogen | ST | RC | COL | PJM | 0 | 0 | 2022
hydro | TRUE | 6006 | N | . | Racine | Eagle Creek Renewable Energy, LLC | 57280 | OH | ENC | RFC |  | 22 | 2 | NAICS-22 Non-Cogen | HY | WAT | HYC | PJM | 630243 | 184714 | 2022
nuclear | TRUE | 6008 | N | 3 | Palo Verde | Arizona Public Service Co | 803 | AZ | MTN | WECC |  | 22 | 1 | Electric Utility | ST | NUC | NUC | SRP | 0 | 10331463 | 2022
nuclear | TRUE | 6008 | N | 2 | Palo Verde | Arizona Public Service Co | 803 | AZ | MTN | WECC |  | 22 | 1 | Electric Utility | ST | NUC | NUC | SRP | 0 | 11192853 | 2022
nuclear | TRUE | 6008 | N | 1 | Palo Verde | Arizona Public Service Co | 803 | AZ | MTN | WECC |  | 22 | 1 | Electric Utility | ST | NUC | NUC | SRP | 0 | 10418477 | 2022
petroleum | TRUE | 6009 | N | . | White Bluff | Entergy Arkansas LLC | 814 | AR | WSC | SERC |  | 22 | 1 | Electric Utility | ST | DFO | DFO | MISO | 167567 | 15054.788 | 2022
hard coal | TRUE | 6009 | N | . | White Bluff | Entergy Arkansas LLC | 814 | AR | WSC | SERC |  | 22 | 1 | Electric Utility | ST | SUB | COL | MISO | 56304999 | 5263385.2 | 2022
nuclear | TRUE | 6011 | N | 2 | Calvert Cliffs Nuclear Power Plant | Constellation Nuclear | 55951 | MD | SAT | RFC |  | 22 | 2 | NAICS-22 Non-Cogen | ST | NUC | NUC | PJM | 0 | 7472468 | 2022
nuclear | TRUE | 6011 | N | 1 | Calvert Cliffs Nuclear Power Plant | Constellation Nuclear | 55951 | MD | SAT | RFC |  | 22 | 2 | NAICS-22 Non-Cogen | ST | NUC | NUC | PJM | 0 | 7338216 | 2022
hydro | TRUE | 6012 | N | . | Sherman | Great River Hydro, LLC | 61122 | MA | NEW | NPCC |  | 22 | 2 | NAICS-22 Non-Cogen | HY | WAT | HYC | ISNE | 84412 | 24740 | 2022
natural gas steam turbine | TRUE | 6013 | N | . | Olive | City of Burbank Water and Power | 2507 | CA | PACC | WECC |  | 22 | 1 | Electric Utility | ST | NG | NG | LDWP | 0 | 0 | 2022
nuclear | TRUE | 6014 | N | 2 | Brunswick Nuclear | Duke Energy Progress - (NC) | 3046 | NC | SAT | SERC |  | 22 | 1 | Electric Utility | ST | NUC | NUC | CPLE | 0 | 7831713 | 2022
nuclear | TRUE | 6014 | N | 1 | Brunswick Nuclear | Duke Energy Progress - (NC) | 3046 | NC | SAT | SERC |  | 22 | 1 | Electric Utility | ST | NUC | NUC | CPLE | 0 | 7555392 | 2022
nuclear | TRUE | 6015 | N | 1 | Harris | Duke Energy Progress - (NC) | 3046 | NC | SAT | SERC |  | 22 | 1 | Electric Utility | ST | NUC | NUC | CPLE | 0 | 7806867 | 2022
hard coal | TRUE | 6017 | N | . | Newton | Illinois Power Generating Co | 520 | IL | ENC | SERC |  | 22 | 2 | NAICS-22 Non-Cogen | ST | BIT | COL | MISO | 0 | 0 | 2022
petroleum | TRUE | 6017 | N | . | Newton | Illinois Power Generating Co | 520 | IL | ENC | SERC |  | 22 | 2 | NAICS-22 Non-Cogen | ST | DFO | DFO | MISO | 36233 | 3303.356 | 2022
hard coal | TRUE | 6017 | N | . | Newton | Illinois Power Generating Co | 520 | IL | ENC | SERC |  | 22 | 2 | NAICS-22 Non-Cogen | ST | RC | COL | MISO | 0 | 0 | 2022
hard coal | TRUE | 6017 | N | . | Newton | Illinois Power Generating Co | 520 | IL | ENC | SERC |  | 22 | 2 | NAICS-22 Non-Cogen | ST | SUB | COL | MISO | 38055479 | 3506499.6 | 2022
hard coal | TRUE | 6018 | N | . | East Bend | Duke Energy Kentucky Inc | 55729 | KY | ESC | RFC |  | 22 | 1 | Electric Utility | ST | BIT | COL | PJM | 31215275 | 2768494.7 | 2022
petroleum | TRUE | 6018 | N | . | East Bend | Duke Energy Kentucky Inc | 55729 | KY | ESC | RFC |  | 22 | 1 | Electric Utility | ST | DFO | DFO | PJM | 160427 | 9205.301 | 2022
hard coal | TRUE | 6019 | N | . | W H Zimmer | Dynegy W H Zimmer | 59920 | OH | ENC | RFC |  | 22 | 2 | NAICS-22 Non-Cogen | ST | BIT | COL | PJM | 30170096 | 3030256.2 | 2022
petroleum | TRUE | 6019 | N | . | W H Zimmer | Dynegy W H Zimmer | 59920 | OH | ENC | RFC |  | 22 | 2 | NAICS-22 Non-Cogen | ST | DFO | DFO | PJM | 0 | 0 | 2022
natural gas steam turbine | TRUE | 6019 | N | . | W H Zimmer | Dynegy W H Zimmer | 59920 | OH | ENC | RFC |  | 22 | 2 | NAICS-22 Non-Cogen | ST | NG | NG | PJM | 167072 | 16736.803 | 2022
hard coal | TRUE | 6019 | N | . | W H Zimmer | Dynegy W H Zimmer | 59920 | OH | ENC | RFC |  | 22 | 2 | NAICS-22 Non-Cogen | ST | RC | COL | PJM | 0 | 0 | 2022
nuclear | TRUE | 6020 | N | 1 | Perry | Energy Harbor Nuclear Generation LLC | 64225 | OH | ENC | RFC |  | 22 | 2 | NAICS-22 Non-Cogen | ST | NUC | NUC | PJM | 0 | 10334454 | 2022
hard coal | TRUE | 6021 | N | . | Craig (CO) | Tri-State G & T Assn, Inc | 30151 | CO | MTN | WECC |  | 22 | 1 | Electric Utility | ST | BIT | COL | WACM | 0 | 0 | 2022
petroleum | TRUE | 6021 | N | . | Craig (CO) | Tri-State G & T Assn, Inc | 30151 | CO | MTN | WECC |  | 22 | 1 | Electric Utility | ST | DFO | DFO | WACM | 8759 | 821.727 | 2022
natural gas steam turbine | TRUE | 6021 | N | . | Craig (CO) | Tri-State G & T Assn, Inc | 30151 | CO | MTN | WECC |  | 22 | 1 | Electric Utility | ST | NG | NG | WACM | 218468 | 20897.902 | 2022
hard coal | TRUE | 6021 | N | . | Craig (CO) | Tri-State G & T Assn, Inc | 30151 | CO | MTN | WECC |  | 22 | 1 | Electric Utility | ST | SUB | COL | WACM | 77926212 | 7486087.4 | 2022
nuclear | TRUE | 6022 | N | 2 | Braidwood Generation Station | Constellation Nuclear | 55951 | IL | ENC | RFC |  | 22 | 2 | NAICS-22 Non-Cogen | ST | NUC | NUC | PJM | 0 | 10257345 | 2022
nuclear | TRUE | 6022 | N | 1 | Braidwood Generation Station | Constellation Nuclear | 55951 | IL | ENC | RFC |  | 22 | 2 | NAICS-22 Non-Cogen | ST | NUC | NUC | PJM | 0 | 9898285 | 2022
nuclear | TRUE | 6023 | N | 2 | Byron Generating Station | Constellation Nuclear | 55951 | IL | ENC | RFC |  | 22 | 2 | NAICS-22 Non-Cogen | ST | NUC | NUC | PJM | 0 | 9316178 | 2022
nuclear | TRUE | 6023 | N | 1 | Byron Generating Station | Constellation Nuclear | 55951 | IL | ENC | RFC |  | 22 | 2 | NAICS-22 Non-Cogen | ST | NUC | NUC | PJM | 0 | 10425578 | 2022
nuclear | TRUE | 6026 | N | 2 | LaSalle Generating Station | Constellation Nuclear | 55951 | IL | ENC | RFC |  | 22 | 2 | NAICS-22 Non-Cogen | ST | NUC | NUC | PJM | 0 | 9941967 | 2022
nuclear | TRUE | 6026 | N | 1 | LaSalle Generating Station | Constellation Nuclear | 55951 | IL | ENC | RFC |  | 22 | 2 | NAICS-22 Non-Cogen | ST | NUC | NUC | PJM | 0 | 9275009 | 2022
petroleum | TRUE | 6030 | Y | . | Coal Creek | Rainbow Energy Center | 65146 | ND | WNC | MRO |  | 22 | 1 | Electric Utility | IC | DFO | DFO | MISO | 0 | 0 | 2022
petroleum | TRUE | 6030 | Y | . | Coal Creek | Rainbow Energy Center | 65146 | ND | WNC | MRO |  | 22 | 1 | Electric Utility | ST | DFO | DFO | MISO | 53618 | 5389.561 | 2022
lignite | TRUE | 6030 | Y | . | Coal Creek | Rainbow Energy Center | 65146 | ND | WNC | MRO |  | 22 | 1 | Electric Utility | ST | LIG | COL | MISO | 0 | 0 | 2022
hard coal | TRUE | 6030 | Y | . | Coal Creek | Rainbow Energy Center | 65146 | ND | WNC | MRO |  | 22 | 1 | Electric Utility | ST | RC | COL | MISO | 83309786 | 8380357.4 | 2022
natural gas peaker | TRUE | 6034 | N | . | Belle River | DTE Electric Company | 5109 | MI | ENC | RFC |  | 22 | 1 | Electric Utility | GT | NG | NG | MISO | 1143858 | 86322 | 2022
petroleum | TRUE | 6034 | N | . | Belle River | DTE Electric Company | 5109 | MI | ENC | RFC |  | 22 | 1 | Electric Utility | IC | DFO | DFO | MISO | 3902 | -41 | 2022
petroleum | TRUE | 6034 | N | . | Belle River | DTE Electric Company | 5109 | MI | ENC | RFC |  | 22 | 1 | Electric Utility | ST | DFO | DFO | MISO | 223154 | 20187.393 | 2022
hard coal | TRUE | 6034 | N | . | Belle River | DTE Electric Company | 5109 | MI | ENC | RFC |  | 22 | 1 | Electric Utility | ST | RC | COL | MISO | 14493956 | 1330406.1 | 2022
hard coal | TRUE | 6034 | N | . | Belle River | DTE Electric Company | 5109 | MI | ENC | RFC |  | 22 | 1 | Electric Utility | ST | SUB | COL | MISO | 57511202 | 5381249.5 | 2022
natural gas peaker | TRUE | 6035 | N | . | Greenwood (MI) | DTE Electric Company | 5109 | MI | ENC | RFC |  | 22 | 1 | Electric Utility | GT | NG | NG | MISO | 1896843 | 165311 | 2022
petroleum | TRUE | 6035 | N | . | Greenwood (MI) | DTE Electric Company | 5109 | MI | ENC | RFC |  | 22 | 1 | Electric Utility | ST | DFO | DFO | MISO | 1927 | 145.76 | 2022
natural gas steam turbine | TRUE | 6035 | N | . | Greenwood (MI) | DTE Electric Company | 5109 | MI | ENC | RFC |  | 22 | 1 | Electric Utility | ST | NG | NG | MISO | 3546930 | 289092.24 | 2022
petroleum | TRUE | 6035 | N | . | Greenwood (MI) | DTE Electric Company | 5109 | MI | ENC | RFC |  | 22 | 1 | Electric Utility | ST | RFO | RFO | MISO | 0 | 0 | 2022
petroleum | TRUE | 6035 | N | . | Greenwood (MI) | DTE Electric Company | 5109 | MI | ENC | RFC |  | 22 | 1 | Electric Utility | ST | WO | WOO | MISO | 0 | 0 | 2022
nuclear | TRUE | 6036 | N | 2 | Catawba | Duke Energy Carolinas, LLC | 5416 | SC | SAT | SERC |  | 22 | 1 | Electric Utility | ST | NUC | NUC | DUK | 0 | 8685269 | 2022
nuclear | TRUE | 6036 | N | 1 | Catawba | Duke Energy Carolinas, LLC | 5416 | SC | SAT | SERC |  | 22 | 1 | Electric Utility | ST | NUC | NUC | DUK | 0 | 10277595 | 2022
nuclear | TRUE | 6038 | N | 2 | McGuire | Duke Energy Carolinas, LLC | 5416 | NC | SAT | SERC |  | 22 | 1 | Electric Utility | ST | NUC | NUC | DUK | 0 | 10228639 | 2022
nuclear | TRUE | 6038 | N | 1 | McGuire | Duke Energy Carolinas, LLC | 5416 | NC | SAT | SERC |  | 22 | 1 | Electric Utility | ST | NUC | NUC | DUK | 0 | 9221671 | 2022
nuclear | TRUE | 6040 | N | 2 | Beaver Valley | Energy Harbor Nuclear Generation LLC | 64225 | PA | MAT | RFC |  | 22 | 2 | NAICS-22 Non-Cogen | ST | NUC | NUC | PJM | 0 | 8015620 | 2022
nuclear | TRUE | 6040 | N | 1 | Beaver Valley | Energy Harbor Nuclear Generation LLC | 64225 | PA | MAT | RFC |  | 22 | 2 | NAICS-22 Non-Cogen | ST | NUC | NUC | PJM | 0 | 6734407 | 2022
hard coal | TRUE | 6041 | Y | . | H L Spurlock | East Kentucky Power Coop, Inc | 5580 | KY | ESC | SERC |  | 22 | 1 | Electric Utility | ST | BIT | COL | PJM | 83381099 | 8323203.6 | 2022
petroleum | TRUE | 6041 | Y | . | H L Spurlock | East Kentucky Power Coop, Inc | 5580 | KY | ESC | SERC |  | 22 | 1 | Electric Utility | ST | DFO | DFO | PJM | 132747 | 13223.543 | 2022
other | TRUE | 6041 | Y | . | H L Spurlock | East Kentucky Power Coop, Inc | 5580 | KY | ESC | SERC |  | 22 | 1 | Electric Utility | ST | TDF | OTH | PJM | 543561 | 54172.906 | 2022
hard coal | TRUE | 6041 | Y | . | H L Spurlock | East Kentucky Power Coop, Inc | 5580 | KY | ESC | SERC |  | 22 | 1 | Electric Utility | ST | WC | WOC | PJM | 0 | 0 | 2022
biomass | TRUE | 6041 | Y | . | H L Spurlock | East Kentucky Power Coop, Inc | 5580 | KY | ESC | SERC |  | 22 | 1 | Electric Utility | ST | WDS | WWW | PJM | 0 | 0 | 2022
petroleum | TRUE | 6042 | N | . | Manatee | Florida Power & Light Co | 6452 | FL | SAT | SERC |  | 22 | 1 | Electric Utility | CA | DFO | DFO | FPL | 0 | 0 | 2022
natural gas combined cycle | TRUE | 6042 | N | . | Manatee | Florida Power & Light Co | 6452 | FL | SAT | SERC |  | 22 | 1 | Electric Utility | CA | NG | NG | FPL | 0 | 1520588 | 2022
petroleum | TRUE | 6042 | N | . | Manatee | Florida Power & Light Co | 6452 | FL | SAT | SERC |  | 22 | 1 | Electric Utility | CT | DFO | DFO | FPL | 0 | 0 | 2022
natural gas combined cycle | TRUE | 6042 | N | . | Manatee | Florida Power & Light Co | 6452 | FL | SAT | SERC |  | 22 | 1 | Electric Utility | CT | NG | NG | FPL | 46109272 | 5235989 | 2022
natural gas steam turbine | TRUE | 6042 | N | . | Manatee | Florida Power & Light Co | 6452 | FL | SAT | SERC |  | 22 | 1 | Electric Utility | ST | NG | NG | FPL | 355763 | 12089 | 2022
petroleum | TRUE | 6042 | N | . | Manatee | Florida Power & Light Co | 6452 | FL | SAT | SERC |  | 22 | 1 | Electric Utility | ST | RFO | RFO | FPL | 0 | 0 | 2022
petroleum | TRUE | 6043 | N | . | Martin | Florida Power & Light Co | 6452 | FL | SAT | SERC |  | 22 | 1 | Electric Utility | CA | DFO | DFO | FPL | 0 | 805.407 | 2022
natural gas combined cycle | TRUE | 6043 | N | . | Martin | Florida Power & Light Co | 6452 | FL | SAT | SERC |  | 22 | 1 | Electric Utility | CA | NG | NG | FPL | 0 | 2593704.6 | 2022
solar thermal | TRUE | 6043 | N | . | Martin | Florida Power & Light Co | 6452 | FL | SAT | SERC |  | 22 | 1 | Electric Utility | CA | SUN | SUN | FPL | 95632 | 28028 | 2022
petroleum | TRUE | 6043 | N | . | Martin | Florida Power & Light Co | 6452 | FL | SAT | SERC |  | 22 | 1 | Electric Utility | CT | DFO | DFO | FPL | 22909 | 2386.669 | 2022
natural gas combined cycle | TRUE | 6043 | N | . | Martin | Florida Power & Light Co | 6452 | FL | SAT | SERC |  | 22 | 1 | Electric Utility | CT | NG | NG | FPL | 68271101 | 6902742.3 | 2022
petroleum | TRUE | 6043 | N | . | Martin | Florida Power & Light Co | 6452 | FL | SAT | SERC |  | 22 | 1 | Electric Utility | CT | RFO | RFO | FPL | 0 | 0 | 2022
nuclear | TRUE | 6045 | N | 2 | St Lucie | Florida Power & Light Co | 6452 | FL | SAT | SERC |  | 22 | 1 | Electric Utility | ST | NUC | NUC | FPL | 0 | 8458501 | 2022
nuclear | TRUE | 6045 | N | 1 | St Lucie | Florida Power & Light Co | 6452 | FL | SAT | SERC |  | 22 | 1 | Electric Utility | ST | NUC | NUC | FPL | 0 | 7831284 | 2022
petroleum | TRUE | 6046 | N | . | DeBary | Duke Energy Florida, LLC | 6455 | FL | SAT | SERC |  | 22 | 1 | Electric Utility | GT | DFO | DFO | FPC | 306935 | 21476.387 | 2022
natural gas peaker | TRUE | 6046 | N | . | DeBary | Duke Energy Florida, LLC | 6455 | FL | SAT | SERC |  | 22 | 1 | Electric Utility | GT | NG | NG | FPC | 1411976 | 98796.613 | 2022
hydro | TRUE | 6047 | N | . | Deerfield 2 | Great River Hydro, LLC | 61122 | MA | NEW | NPCC |  | 22 | 2 | NAICS-22 Non-Cogen | HY | WAT | HYC | ISNE | 95224 | 27908 | 2022
petroleum | TRUE | 6049 | N | . | West Tisbury Generating Facility | Vineyard Reliability LLC | 64488 | MA | NEW | NPCC |  | 22 | 2 | NAICS-22 Non-Cogen | IC | DFO | DFO | ISNE | 15849 | 1632 | 2022
nuclear | TRUE | 6051 | N | 2 | Edwin I Hatch | Georgia Power Co | 7140 | GA | SAT | SERC |  | 22 | 1 | Electric Utility | ST | NUC | NUC | SOCO | 0 | 7576546 | 2022
nuclear | TRUE | 6051 | N | 1 | Edwin I Hatch | Georgia Power Co | 7140 | GA | SAT | SERC |  | 22 | 1 | Electric Utility | ST | NUC | NUC | SOCO | 0 | 6981839 | 2022
petroleum | TRUE | 6052 | N | . | Wansley | Georgia Power Co | 7140 | GA | SAT | SERC |  | 22 | 1 | Electric Utility | GT | DFO | DFO | SOCO | 663 | -303 | 2022
hard coal | TRUE | 6052 | N | . | Wansley | Georgia Power Co | 7140 | GA | SAT | SERC |  | 22 | 1 | Electric Utility | ST | BIT | COL | SOCO | 9799038 | 883911.13 | 2022
petroleum | TRUE | 6052 | N | . | Wansley | Georgia Power Co | 7140 | GA | SAT | SERC |  | 22 | 1 | Electric Utility | ST | DFO | DFO | SOCO | 213508 | 14315.874 | 2022
petroleum | TRUE | 6055 | N | . | Big Cajun 2 | Louisiana Generating LLC | 11252 | LA | WSC | SERC |  | 22 | 2 | NAICS-22 Non-Cogen | ST | DFO | DFO | MISO | 0 | 0 | 2022
natural gas steam turbine | TRUE | 6055 | N | . | Big Cajun 2 | Louisiana Generating LLC | 11252 | LA | WSC | SERC |  | 22 | 2 | NAICS-22 Non-Cogen | ST | NG | NG | MISO | 8021838 | 711080.79 | 2022
hard coal | TRUE | 6055 | N | . | Big Cajun 2 | Louisiana Generating LLC | 11252 | LA | WSC | SERC |  | 22 | 2 | NAICS-22 Non-Cogen | ST | RC | COL | MISO | 0 | 0 | 2022
hard coal | TRUE | 6055 | N | . | Big Cajun 2 | Louisiana Generating LLC | 11252 | LA | WSC | SERC |  | 22 | 2 | NAICS-22 Non-Cogen | ST | SUB | COL | MISO | 35629282 | 3123777.2 | 2022
petroleum | TRUE | 6056 | N | . | Kahului | Maui Electric Co Ltd | 11843 | HI | PACN |  |  | 22 | 1 | Electric Utility | ST | DFO | DFO |  | 0 | 0 | 2022
other | TRUE | 6056 | N | . | Kahului | Maui Electric Co Ltd | 11843 | HI | PACN |  |  | 22 | 1 | Electric Utility | ST | PG | WOO |  | 0 | 0 | 2022
petroleum | TRUE | 6056 | N | . | Kahului | Maui Electric Co Ltd | 11843 | HI | PACN |  |  | 22 | 1 | Electric Utility | ST | RFO | RFO |  | 2380746 | 159024 | 2022
petroleum | TRUE | 6058 | N | . | Cascade Creek | Rochester Public Utilities | 16181 | MN | WNC | MRO |  | 22 | 1 | Electric Utility | GT | DFO | DFO | MISO | 7649 | 692.891 | 2022
natural gas peaker | TRUE | 6058 | N | . | Cascade Creek | Rochester Public Utilities | 16181 | MN | WNC | MRO |  | 22 | 1 | Electric Utility | GT | NG | NG | MISO | 131418 | 11914.11 | 2022
petroleum | TRUE | 6060 | N | . | Coachella | Imperial Irrigation District | 9216 | CA | PACC | WECC |  | 22 | 1 | Electric Utility | GT | DFO | DFO | IID | 1141 | 60.674 | 2022
natural gas peaker | TRUE | 6060 | N | . | Coachella | Imperial Irrigation District | 9216 | CA | PACC | WECC |  | 22 | 1 | Electric Utility | GT | NG | NG | IID | 46081 | 2446.326 | 2022
petroleum | TRUE | 6063 | N | . | Electrifarm | MidAmerican Energy Co | 12341 | IA | WNC | MRO |  | 22 | 1 | Electric Utility | GT | DFO | DFO | MISO | 16434 | 1089.406 | 2022
natural gas peaker | TRUE | 6063 | N | . | Electrifarm | MidAmerican Energy Co | 12341 | IA | WNC | MRO |  | 22 | 1 | Electric Utility | GT | NG | NG | MISO | 153705 | 10196.592 | 2022
petroleum | TRUE | 6064 | N | . | Nearman Creek | City of Kansas City - (KS) | 9996 | KS | WNC | MRO |  | 22 | 1 | Electric Utility | GT | DFO | DFO | SWPP | 51551 | 3463.026 | 2022
natural gas peaker | TRUE | 6064 | N | . | Nearman Creek | City of Kansas City - (KS) | 9996 | KS | WNC | MRO |  | 22 | 1 | Electric Utility | GT | NG | NG | SWPP | 426482 | 33207.974 | 2022
petroleum | TRUE | 6064 | N | . | Nearman Creek | City of Kansas City - (KS) | 9996 | KS | WNC | MRO |  | 22 | 1 | Electric Utility | ST | DFO | DFO | SWPP | 78064 | 6816.156 | 2022
hard coal | TRUE | 6064 | N | . | Nearman Creek | City of Kansas City - (KS) | 9996 | KS | WNC | MRO |  | 22 | 1 | Electric Utility | ST | SUB | COL | SWPP | 13403798 | 1182403.8 | 2022
petroleum | TRUE | 6065 | N | . | Iatan | Evergy Metro | 10000 | MO | WNC | MRO |  | 22 | 1 | Electric Utility | ST | DFO | DFO | SWPP | 502341 | 50258.69 | 2022
hard coal | TRUE | 6065 | N | . | Iatan | Evergy Metro | 10000 | MO | WNC | MRO |  | 22 | 1 | Electric Utility | ST | SUB | COL | SWPP | 57969567 | 5818063.3 | 2022
petroleum | TRUE | 6068 | N | . | Jeffrey Energy Center | Evergy Kansas Central, Inc | 22500 | KS | WNC | MRO |  | 22 | 1 | Electric Utility | ST | DFO | DFO | SWPP | 143729 | 12403.668 | 2022
hard coal | TRUE | 6068 | N | . | Jeffrey Energy Center | Evergy Kansas Central, Inc | 22500 | KS | WNC | MRO |  | 22 | 1 | Electric Utility | ST | SUB | COL | SWPP | 101137422 | 8963683.3 | 2022
natural gas peaker | TRUE | 6071 | N | . | Trimble County | Louisville Gas & Electric Co | 11249 | KY | ESC | SERC |  | 22 | 1 | Electric Utility | GT | NG | NG | LGEE | 21855325 | 1976466 | 2022
hard coal | TRUE | 6071 | N | . | Trimble County | Louisville Gas & Electric Co | 11249 | KY | ESC | SERC |  | 22 | 1 | Electric Utility | ST | BIT | COL | LGEE | 68893838 | 7049992.6 | 2022
petroleum | TRUE | 6071 | N | . | Trimble County | Louisville Gas & Electric Co | 11249 | KY | ESC | SERC |  | 22 | 1 | Electric Utility | ST | DFO | DFO | LGEE | 0 | 0 | 2022
natural gas steam turbine | TRUE | 6071 | N | . | Trimble County | Louisville Gas & Electric Co | 11249 | KY | ESC | SERC |  | 22 | 1 | Electric Utility | ST | NG | NG | LGEE | 154992 | 15931.467 | 2022
petroleum | TRUE | 6071 | N | . | Trimble County | Louisville Gas & Electric Co | 11249 | KY | ESC | SERC |  | 22 | 1 | Electric Utility | ST | PC | PC | LGEE | 0 | 0 | 2022
hard coal | TRUE | 6071 | N | . | Trimble County | Louisville Gas & Electric Co | 11249 | KY | ESC | SERC |  | 22 | 1 | Electric Utility | ST | RC | COL | LGEE | 0 | 0 | 2022
hard coal | TRUE | 6071 | N | . | Trimble County | Louisville Gas & Electric Co | 11249 | KY | ESC | SERC |  | 22 | 1 | Electric Utility | ST | SUB | COL | LGEE | 13026778 | 1341362.9 | 2022
hard coal | TRUE | 6071 | N | . | Trimble County | Louisville Gas & Electric Co | 11249 | KY | ESC | SERC |  | 22 | 1 | Electric Utility | ST | WC | WOC | LGEE | 0 | 0 | 2022
petroleum | TRUE | 6071 | N | . | Trimble County | Louisville Gas & Electric Co | 11249 | KY | ESC | SERC |  | 22 | 1 | Electric Utility | ST | WO | WOO | LGEE | 0 | 0 | 2022
nuclear | TRUE | 6072 | N | 1 | Grand Gulf | System Energy Resources, Inc | 12465 | MS | ESC | SERC |  | 22 | 1 | Electric Utility | ST | NUC | NUC | MISO | 0 | 8600330 | 2022
natural gas combined cycle | TRUE | 6073 | N | . | Victor J Daniel Jr | Mississippi Power Co | 12686 | MS | ESC | SERC |  | 22 | 1 | Electric Utility | CA | NG | NG | SOCO | 1337032 | 2902465 | 2022
natural gas combined cycle | TRUE | 6073 | N | . | Victor J Daniel Jr | Mississippi Power Co | 12686 | MS | ESC | SERC |  | 22 | 1 | Electric Utility | CT | NG | NG | SOCO | 56464158 | 5309548 | 2022
hard coal | TRUE | 6073 | N | . | Victor J Daniel Jr | Mississippi Power Co | 12686 | MS | ESC | SERC |  | 22 | 1 | Electric Utility | ST | BIT | COL | SOCO | 4356630 | 391397.87 | 2022
petroleum | TRUE | 6073 | N | . | Victor J Daniel Jr | Mississippi Power Co | 12686 | MS | ESC | SERC |  | 22 | 1 | Electric Utility | ST | DFO | DFO | SOCO | 65632 | 5834.468 | 2022
hard coal | TRUE | 6073 | N | . | Victor J Daniel Jr | Mississippi Power Co | 12686 | MS | ESC | SERC |  | 22 | 1 | Electric Utility | ST | SUB | COL | SOCO | 26383748 | 2350828.7 | 2022
petroleum | TRUE | 6074 | N | . | Greenwood (MO) | Evergy Missouri West | 56211 | MO | WNC | MRO |  | 22 | 1 | Electric Utility | GT | DFO | DFO | SWPP | 91947 | 2716.392 | 2022
natural gas peaker | TRUE | 6074 | N | . | Greenwood (MO) | Evergy Missouri West | 56211 | MO | WNC | MRO |  | 22 | 1 | Electric Utility | GT | NG | NG | SWPP | 998741 | 39444.608 | 2022
solar pv | TRUE | 6074 | N | . | Greenwood (MO) | Evergy Missouri West | 56211 | MO | WNC | MRO |  | 22 | 1 | Electric Utility | PV | SUN | SUN | SWPP | 14025 | 4110 | 2022
petroleum | TRUE | 6076 | N | . | Colstrip | Talen Montana LLC | 15298 | MT | MTN | WECC |  | 22 | 2 | NAICS-22 Non-Cogen | ST | DFO | DFO | NWMT | 54666 | 5101.167 | 2022
hard coal | TRUE | 6076 | N | . | Colstrip | Talen Montana LLC | 15298 | MT | MTN | WECC |  | 22 | 2 | NAICS-22 Non-Cogen | ST | SUB | COL | NWMT | 116131728 | 10860454 | 2022
petroleum | TRUE | 6076 | N | . | Colstrip | Talen Montana LLC | 15298 | MT | MTN | WECC |  | 22 | 2 | NAICS-22 Non-Cogen | ST | WO | WOO | NWMT | 0 | 0 | 2022
natural gas steam turbine | TRUE | 6077 | N | . | Gerald Gentleman | Nebraska Public Power District | 13337 | NE | WNC | MRO |  | 22 | 1 | Electric Utility | ST | NG | NG | SWPP | 299141 | 29624.203 | 2022
hard coal | TRUE | 6077 | N | . | Gerald Gentleman | Nebraska Public Power District | 13337 | NE | WNC | MRO |  | 22 | 1 | Electric Utility | ST | SUB | COL | SWPP | 74657921 | 7421617.8 | 2022
petroleum | TRUE | 6081 | N | . | Stony Brook | Massachusetts Mun Wholes Electric Co | 11806 | MA | NEW | NPCC |  | 22 | 1 | Electric Utility | CA | DFO | DFO | ISNE | 0 | 10803.313 | 2022
natural gas combined cycle | TRUE | 6081 | N | . | Stony Brook | Massachusetts Mun Wholes Electric Co | 11806 | MA | NEW | NPCC |  | 22 | 1 | Electric Utility | CA | NG | NG | ISNE | 0 | 18754.687 | 2022
petroleum | TRUE | 6081 | N | . | Stony Brook | Massachusetts Mun Wholes Electric Co | 11806 | MA | NEW | NPCC |  | 22 | 1 | Electric Utility | CT | DFO | DFO | ISNE | 346663 | 28847.885 | 2022
natural gas combined cycle | TRUE | 6081 | N | . | Stony Brook | Massachusetts Mun Wholes Electric Co | 11806 | MA | NEW | NPCC |  | 22 | 1 | Electric Utility | CT | NG | NG | ISNE | 592530 | 45650.115 | 2022
petroleum | TRUE | 6081 | N | . | Stony Brook | Massachusetts Mun Wholes Electric Co | 11806 | MA | NEW | NPCC |  | 22 | 1 | Electric Utility | GT | DFO | DFO | ISNE | 75898 | 6046 | 2022
petroleum | TRUE | 6081 | N | . | Stony Brook | Massachusetts Mun Wholes Electric Co | 11806 | MA | NEW | NPCC |  | 22 | 1 | Electric Utility | IC | DFO | DFO | ISNE | 0 | 0 | 2022
solar pv | TRUE | 6081 | N | . | Stony Brook | Massachusetts Mun Wholes Electric Co | 11806 | MA | NEW | NPCC |  | 22 | 1 | Electric Utility | PV | SUN | SUN | ISNE | 0 | 0 | 2022
hydro | TRUE | 6083 | N | . | Deerfield 3 | Great River Hydro, LLC | 61122 | MA | NEW | NPCC |  | 22 | 2 | NAICS-22 Non-Cogen | HY | WAT | HYC | ISNE | 83007 | 24328 | 2022
natural gas peaker | TRUE | 6085 | N | . | R M Schahfer | Northern Indiana Pub Serv Co | 13756 | IN | ENC | RFC |  | 22 | 1 | Electric Utility | GT | NG | NG | MISO | 385092 | 18536 | 2022
hard coal | TRUE | 6085 | N | . | R M Schahfer | Northern Indiana Pub Serv Co | 13756 | IN | ENC | RFC |  | 22 | 1 | Electric Utility | ST | BIT | COL | MISO | 25859204 | 2113147.1 | 2022
natural gas steam turbine | TRUE | 6085 | N | . | R M Schahfer | Northern Indiana Pub Serv Co | 13756 | IN | ENC | RFC |  | 22 | 1 | Electric Utility | ST | NG | NG | MISO | 139332 | 11025.936 | 2022
hard coal | TRUE | 6085 | N | . | R M Schahfer | Northern Indiana Pub Serv Co | 13756 | IN | ENC | RFC |  | 22 | 1 | Electric Utility | ST | SUB | COL | MISO | 0 | 0 | 2022
hydro | TRUE | 6086 | N | . | Cornell | Northern States Power Co - Minnesota | 13781 | WI | ENC | MRO |  | 22 | 1 | Electric Utility | HY | WAT | HYC | MISO | 247634 | 72577 | 2022
hydro | TRUE | 6087 | N | . | Wallace Dam | Georgia Power Co | 7140 | GA | SAT | SERC |  | 22 | 1 | Electric Utility | HY | WAT | HYC | SOCO | 264188 | 77139 | 2022
other | TRUE | 6087 | N | . | Wallace Dam | Georgia Power Co | 7140 | GA | SAT | SERC |  | 22 | 1 | Electric Utility | PS | WAT | HPS | SOCO | 0 | -20230 | 2022
petroleum | TRUE | 6088 | N | . | North Loop | Tucson Electric Power Co | 24211 | AZ | MTN | WECC |  | 22 | 1 | Electric Utility | GT | DFO | DFO | TEPC | 0 | 0 | 2022
natural gas peaker | TRUE | 6088 | N | . | North Loop | Tucson Electric Power Co | 24211 | AZ | MTN | WECC |  | 22 | 1 | Electric Utility | GT | NG | NG | TEPC | 328565 | 21842 | 2022
lignite | TRUE | 6089 | N | . | Lewis & Clark | Montana-Dakota Utilities Co | 12199 | MT | MTN | MRO |  | 22 | 1 | Electric Utility | IC | LIG | COL | MISO | 0 | 0 | 2022
natural gas peaker | TRUE | 6089 | N | . | Lewis & Clark | Montana-Dakota Utilities Co | 12199 | MT | MTN | MRO |  | 22 | 1 | Electric Utility | IC | NG | NG | MISO | 13767 | -24 | 2022
hard coal | TRUE | 6089 | N | . | Lewis & Clark | Montana-Dakota Utilities Co | 12199 | MT | MTN | MRO |  | 22 | 1 | Electric Utility | IC | SUB | COL | MISO | 0 | 0 | 2022
petroleum | TRUE | 6090 | Y | . | Sherburne County | Northern States Power Co - Minnesota | 13781 | MN | WNC | MRO |  | 22 | 1 | Electric Utility | ST | DFO | DFO | MISO | 186889 | 18574.384 | 2022
hard coal | TRUE | 6090 | Y | . | Sherburne County | Northern States Power Co - Minnesota | 13781 | MN | WNC | MRO |  | 22 | 1 | Electric Utility | ST | SUB | COL | MISO | 97270307 | 9783718.6 | 2022
petroleum | TRUE | 6092 | N | . | Spirit Mound | Basin Electric Power Coop | 1307 | SD | WNC | MRO |  | 22 | 1 | Electric Utility | GT | DFO | DFO | SWPP | 100488 | 6802 | 2022
petroleum | TRUE | 6095 | N | . | Sooner | Oklahoma Gas & Electric Co | 14063 | OK | WSC | MRO |  | 22 | 1 | Electric Utility | ST | DFO | DFO | SWPP | 249126 | 21221.773 | 2022
hard coal | TRUE | 6095 | N | . | Sooner | Oklahoma Gas & Electric Co | 14063 | OK | WSC | MRO |  | 22 | 1 | Electric Utility | ST | SUB | COL | SWPP | 31033134 | 2668120.2 | 2022
petroleum | TRUE | 6096 | N | . | Nebraska City | Omaha Public Power District | 14127 | NE | WNC | MRO |  | 22 | 1 | Electric Utility | ST | DFO | DFO | SWPP | 34563 | 3372.765 | 2022
natural gas steam turbine | TRUE | 6096 | N | . | Nebraska City | Omaha Public Power District | 14127 | NE | WNC | MRO |  | 22 | 1 | Electric Utility | ST | NG | NG | SWPP | 179098 | 17518.835 | 2022
hard coal | TRUE | 6096 | N | . | Nebraska City | Omaha Public Power District | 14127 | NE | WNC | MRO |  | 22 | 1 | Electric Utility | ST | SUB | COL | SWPP | 72623043 | 7133970.4 | 2022
petroleum | TRUE | 6098 | Y | . | Big Stone | Otter Tail Power Co | 14232 | SD | WNC | MRO |  | 22 | 1 | Electric Utility | IC | DFO | DFO | MISO | 0 | 0 | 2022
biomass | TRUE | 6098 | Y | . | Big Stone | Otter Tail Power Co | 14232 | SD | WNC | MRO |  | 22 | 1 | Electric Utility | ST | AB | ORW | MISO | 0 | 0 | 2022
petroleum | TRUE | 6098 | Y | . | Big Stone | Otter Tail Power Co | 14232 | SD | WNC | MRO |  | 22 | 1 | Electric Utility | ST | DFO | DFO | MISO | 19405 | 1886.826 | 2022
hard coal | TRUE | 6098 | Y | . | Big Stone | Otter Tail Power Co | 14232 | SD | WNC | MRO |  | 22 | 1 | Electric Utility | ST | SUB | COL | MISO | 19272397 | 1874802.2 | 2022
nuclear | TRUE | 6099 | N | 2 | Diablo Canyon | Pacific Gas & Electric Co. | 14328 | CA | PACC | WECC |  | 22 | 1 | Electric Utility | ST | NUC | NUC | CISO | 0 | 8704928 | 2022
nuclear | TRUE | 6099 | N | 1 | Diablo Canyon | Pacific Gas & Electric Co. | 14328 | CA | PACC | WECC |  | 22 | 1 | Electric Utility | ST | NUC | NUC | CISO | 0 | 8888326 | 2022
other | TRUE | 6100 | N | . | Helms Pumped Storage | Pacific Gas & Electric Co. | 14328 | CA | PACC | WECC |  | 22 | 1 | Electric Utility | PS | WAT | HPS | CISO | 0 | -299215 | 2022
petroleum | TRUE | 6101 | N | . | Wyodak | PacifiCorp | 14354 | WY | MTN | WECC |  | 22 | 1 | Electric Utility | ST | DFO | DFO | PACE | 35339 | 2945.651 | 2022
hard coal | TRUE | 6101 | N | . | Wyodak | PacifiCorp | 14354 | WY | MTN | WECC |  | 22 | 1 | Electric Utility | ST | SUB | COL | PACE | 19193549 | 1601771.3 | 2022
nuclear | TRUE | 6103 | N | 2 | TalenEnergy Susquehanna | TalenEnergy Susquehanna LLC | 14266 | PA | MAT | RFC |  | 22 | 2 | NAICS-22 Non-Cogen | ST | NUC | NUC | PJM | 0 | 10601890 | 2022
nuclear | TRUE | 6103 | N | 1 | TalenEnergy Susquehanna | TalenEnergy Susquehanna LLC | 14266 | PA | MAT | RFC |  | 22 | 2 | NAICS-22 Non-Cogen | ST | NUC | NUC | PJM | 0 | 9463141 | 2022
nuclear | TRUE | 6105 | N | 2 | Limerick | Constellation Nuclear | 55951 | PA | MAT | RFC |  | 22 | 2 | NAICS-22 Non-Cogen | ST | NUC | NUC | PJM | 0 | 10049366 | 2022
nuclear | TRUE | 6105 | N | 1 | Limerick | Constellation Nuclear | 55951 | PA | MAT | RFC |  | 22 | 2 | NAICS-22 Non-Cogen | ST | NUC | NUC | PJM | 0 | 9117790 | 2022
nuclear | TRUE | 6110 | N | 1 | James A Fitzpatrick | Constellation Nuclear | 55951 | NY | MAT | NPCC |  | 22 | 2 | NAICS-22 Non-Cogen | ST | NUC | NUC | NYIS | 0 | 6612745 | 2022
natural gas combined cycle | TRUE | 6112 | N | . | Fort St Vrain | Public Service Co of Colorado | 15466 | CO | MTN | WECC |  | 22 | 1 | Electric Utility | CA | NG | NG | PSCO | 366786 | 908321 | 2022
natural gas combined cycle | TRUE | 6112 | N | . | Fort St Vrain | Public Service Co of Colorado | 15466 | CO | MTN | WECC |  | 22 | 1 | Electric Utility | CT | NG | NG | PSCO | 22019244 | 1841864 | 2022
natural gas peaker | TRUE | 6112 | N | . | Fort St Vrain | Public Service Co of Colorado | 15466 | CO | MTN | WECC |  | 22 | 1 | Electric Utility | GT | NG | NG | PSCO | 1044253 | 74031 | 2022
hard coal | TRUE | 6113 | N | . | Gibson | Duke Energy Indiana, LLC | 15470 | IN | ENC | RFC |  | 22 | 1 | Electric Utility | ST | BIT | COL | MISO | 104316680 | 9164186.7 | 2022
petroleum | TRUE | 6113 | N | . | Gibson | Duke Energy Indiana, LLC | 15470 | IN | ENC | RFC |  | 22 | 1 | Electric Utility | ST | DFO | DFO | MISO | 412874 | 36329.271 | 2022
nuclear | TRUE | 6115 | N | 1 | Seabrook | NextEra Energy Seabrook LLC | 6854 | NH | NEW | NPCC |  | 22 | 2 | NAICS-22 Non-Cogen | ST | NUC | NUC | ISNE | 0 | 10921528 | 2022
nuclear | TRUE | 6118 | N | 1 | PSEG Hope Creek Generating Station | PSEG Nuclear LLC | 15478 | NJ | MAT | RFC |  | 22 | 2 | NAICS-22 Non-Cogen | ST | NUC | NUC | PJM | 0 | 9198676 | 2022
hydro | TRUE | 6119 | N | . | Deerfield 4 | Great River Hydro, LLC | 61122 | MA | NEW | NPCC |  | 22 | 2 | NAICS-22 Non-Cogen | HY | WAT | HYC | ISNE | 63983 | 18753 | 2022
petroleum | TRUE | 6120 | N | . | Whitehorn | Puget Sound Energy Inc | 15500 | WA | PACC | WECC |  | 22 | 1 | Electric Utility | GT | DFO | DFO | PSEI | 20836 | 1450.16 | 2022
natural gas peaker | TRUE | 6120 | N | . | Whitehorn | Puget Sound Energy Inc | 15500 | WA | PACC | WECC |  | 22 | 1 | Electric Utility | GT | NG | NG | PSEI | 142230 | 9898.84 | 2022
nuclear | TRUE | 6122 | N | 1 | R E Ginna Nuclear Power Plant | Constellation Nuclear | 55951 | NY | MAT | NPCC |  | 22 | 2 | NAICS-22 Non-Cogen | ST | NUC | NUC | NYIS | 0 | 5038588 | 2022
petroleum | TRUE | 6124 | N | . | McIntosh | Georgia Power Co | 7140 | GA | SAT | SERC |  | 22 | 1 | Electric Utility | GT | DFO | DFO | SOCO | 660452 | 48720.946 | 2022
natural gas peaker | TRUE | 6124 | N | . | McIntosh | Georgia Power Co | 7140 | GA | SAT | SERC |  | 22 | 1 | Electric Utility | GT | NG | NG | SOCO | 555139 | 35571.054 | 2022
petroleum | TRUE | 6125 | N | . | Shrewsbury | Town of Shrewsbury - (MA) | 17127 | MA | NEW | NPCC |  | 22 | 1 | Electric Utility | IC | DFO | DFO | ISNE | 8889 | 251 | 2022
natural gas peaker | TRUE | 6125 | N | . | Shrewsbury | Town of Shrewsbury - (MA) | 17127 | MA | NEW | NPCC |  | 22 | 1 | Electric Utility | IC | NG | NG | ISNE | 0 | 0 | 2022
other | TRUE | 6126 | N | . | Fairfield Pumped Storage | Dominion Energy South Carolina, Inc | 17539 | SC | SAT | SERC |  | 22 | 1 | Electric Utility | PS | WAT | HPS | SCEG | 0 | -169689 | 2022
nuclear | TRUE | 6127 | N | 1 | V C Summer | Dominion Energy South Carolina, Inc | 17539 | SC | SAT | SERC |  | 22 | 1 | Electric Utility | ST | NUC | NUC | SCEG | 0 | 8591733 | 2022
hydro | TRUE | 6128 | N | . | Amistad Dam & Power | International Bound & Wtr Comm | 9339 | TX | WSC | TRE |  | 22 | 1 | Electric Utility | HY | WAT | HYC | ERCO | 217649 | 63790 | 2022
hydro | TRUE | 6130 | N | . | Carters | USCE-Mobile District | 27813 | GA | SAT | SERC |  | 22 | 1 | Electric Utility | HY | WAT | HYC | SOCO | 898042 | 263201 | 2022
other | TRUE | 6130 | N | . | Carters | USCE-Mobile District | 27813 | GA | SAT | SERC |  | 22 | 1 | Electric Utility | PS | WAT | HPS | SOCO | 0 | -190355 | 2022
hydro | TRUE | 6131 | N | . | Jones Bluff | USCE-Mobile District | 27813 | AL | ESC | SERC |  | 22 | 1 | Electric Utility | HY | WAT | HYC | SOCO | 940079 | 275522 | 2022
hydro | TRUE | 6132 | N | . | Richard B Russell | USCE-Savannah District | 19375 | GA | SAT | SERC |  | 22 | 1 | Electric Utility | HY | WAT | HYC | SEPA | 1085899 | 318259 | 2022
other | TRUE | 6132 | N | . | Richard B Russell | USCE-Savannah District | 19375 | GA | SAT | SERC |  | 22 | 1 | Electric Utility | PS | WAT | HPS | SEPA | 0 | -9444 | 2022
hydro | TRUE | 6133 | N | . | West Point (GA) | USCE-Mobile District | 27813 | GA | SAT | SERC |  | 22 | 1 | Electric Utility | HY | WAT | HYC | SOCO | 727122 | 213107 | 2022
petroleum | TRUE | 6137 | N | . | A B Brown | Southern Indiana Gas & Elec Co | 17633 | IN | ENC | RFC |  | 22 | 1 | Electric Utility | GT | DFO | DFO | MISO | 414 | 29.982 | 2022
natural gas peaker | TRUE | 6137 | N | . | A B Brown | Southern Indiana Gas & Elec Co | 17633 | IN | ENC | RFC |  | 22 | 1 | Electric Utility | GT | NG | NG | MISO | 1054417 | 79765.018 | 2022
hard coal | TRUE | 6137 | N | . | A B Brown | Southern Indiana Gas & Elec Co | 17633 | IN | ENC | RFC |  | 22 | 1 | Electric Utility | ST | BIT | COL | MISO | 32016435 | 2906552 | 2022
natural gas steam turbine | TRUE | 6137 | N | . | A B Brown | Southern Indiana Gas & Elec Co | 17633 | IN | ENC | RFC |  | 22 | 1 | Electric Utility | ST | NG | NG | MISO | 294596 | 26669.996 | 2022
petroleum | TRUE | 6138 | N | . | Flint Creek | Southwestern Electric Power Co | 17698 | AR | WSC | MRO |  | 22 | 1 | Electric Utility | ST | DFO | DFO | SWPP | 63165 | 5613.7 | 2022
hard coal | TRUE | 6138 | N | . | Flint Creek | Southwestern Electric Power Co | 17698 | AR | WSC | MRO |  | 22 | 1 | Electric Utility | ST | SUB | COL | SWPP | 27521973 | 2573014.3 | 2022
petroleum | TRUE | 6139 | N | . | Welsh | Southwestern Electric Power Co | 17698 | TX | WSC | MRO |  | 22 | 1 | Electric Utility | ST | DFO | DFO | SWPP | 115425 | 10059.303 | 2022
hard coal | TRUE | 6139 | N | . | Welsh | Southwestern Electric Power Co | 17698 | TX | WSC | MRO |  | 22 | 1 | Electric Utility | ST | SUB | COL | SWPP | 48028095 | 4219891.7 | 2022
hydro | TRUE | 6140 | N | . | Clarence Cannon | USCE-St Louis District | 26618 | MO | WNC | SERC |  | 22 | 1 | Electric Utility | HY | WAT | HYC | AECI | 244899 | 71776 | 2022
other | TRUE | 6140 | N | . | Clarence Cannon | USCE-St Louis District | 26618 | MO | WNC | SERC |  | 22 | 1 | Electric Utility | PS | WAT | HPS | AECI | 0 | 71776 | 2022
other | TRUE | 6141 | N | . | Harry Truman | USCE-Kansas City District | 25477 | MO | WNC | MRO |  | 22 | 1 | Electric Utility | PS | WAT | HPS | SPA | 0 | 241534 | 2022
hydro | TRUE | 6142 | N | . | Ozark | USCE-Little Rock District | 19647 | AR | WSC | MRO |  | 22 | 1 | Electric Utility | HY | WAT | HYC | SPA | 977483 | 286484 | 2022
nuclear | TRUE | 6145 | N | 2 | Comanche Peak | Luminant Generation Company LLC | 55983 | TX | WSC | TRE |  | 22 | 2 | NAICS-22 Non-Cogen | ST | NUC | NUC | ERCO | 0 | 10361446 | 2022
nuclear | TRUE | 6145 | N | 1 | Comanche Peak | Luminant Generation Company LLC | 55983 | TX | WSC | TRE |  | 22 | 2 | NAICS-22 Non-Cogen | ST | NUC | NUC | ERCO | 0 | 9325624 | 2022
petroleum | TRUE | 6146 | N | . | Martin Lake | Luminant Generation Company LLC | 55983 | TX | WSC | TRE |  | 22 | 2 | NAICS-22 Non-Cogen | ST | DFO | DFO | ERCO | 174446 | 15163.522 | 2022
lignite | TRUE | 6146 | N | . | Martin Lake | Luminant Generation Company LLC | 55983 | TX | WSC | TRE |  | 22 | 2 | NAICS-22 Non-Cogen | ST | LIG | COL | ERCO | 0 | 0 | 2022
hard coal | TRUE | 6146 | N | . | Martin Lake | Luminant Generation Company LLC | 55983 | TX | WSC | TRE |  | 22 | 2 | NAICS-22 Non-Cogen | ST | SUB | COL | ERCO | 143569269 | 12576958 | 2022
nuclear | TRUE | 6149 | N | 1 | Davis Besse | Energy Harbor Nuclear Generation LLC | 64225 | OH | ENC | RFC |  | 22 | 2 | NAICS-22 Non-Cogen | ST | NUC | NUC | PJM | 0 | 6492333 | 2022
other | TRUE | 6151 | N | . | Raccoon Mountain | Tennessee Valley Authority | 18642 | TN | ESC | SERC |  | 22 | 1 | Electric Utility | PS | WAT | HPS | TVA | 0 | -491319 | 2022
nuclear | TRUE | 6152 | N | 2 | Sequoyah | Tennessee Valley Authority | 18642 | TN | ESC | SERC |  | 22 | 1 | Electric Utility | ST | NUC | NUC | TVA | 0 | 9777315 | 2022
nuclear | TRUE | 6152 | N | 1 | Sequoyah | Tennessee Valley Authority | 18642 | TN | ESC | SERC |  | 22 | 1 | Electric Utility | ST | NUC | NUC | TVA | 0 | 9049984 | 2022
nuclear | TRUE | 6153 | N | 1 | Callaway | Union Electric Co - (MO) | 19436 | MO | WNC | SERC |  | 22 | 1 | Electric Utility | ST | NUC | NUC | MISO | 0 | 8874769.5 | 2022
petroleum | TRUE | 6155 | N | . | Rush Island | Union Electric Co - (MO) | 19436 | MO | WNC | SERC |  | 22 | 1 | Electric Utility | ST | DFO | DFO | MISO | 135121 | 11860.434 | 2022
hard coal | TRUE | 6155 | N | . | Rush Island | Union Electric Co - (MO) | 19436 | MO | WNC | SERC |  | 22 | 1 | Electric Utility | ST | RC | COL | MISO | 0 | 0 | 2022
hard coal | TRUE | 6155 | N | . | Rush Island | Union Electric Co - (MO) | 19436 | MO | WNC | SERC |  | 22 | 1 | Electric Utility | ST | SUB | COL | MISO | 52282220 | 4930954.6 | 2022
petroleum | TRUE | 6156 | N | . | New Haven Harbor | Generation Bridge II Connecticut, LLC | 65448 | CT | NEW | NPCC |  | 22 | 2 | NAICS-22 Non-Cogen | GT | KER | WOO | ISNE | 92649 | 9916 | 2022
natural gas peaker | TRUE | 6156 | N | . | New Haven Harbor | Generation Bridge II Connecticut, LLC | 65448 | CT | NEW | NPCC |  | 22 | 2 | NAICS-22 Non-Cogen | GT | NG | NG | ISNE | 0 | 0 | 2022
petroleum | TRUE | 6156 | N | . | New Haven Harbor | Generation Bridge II Connecticut, LLC | 65448 | CT | NEW | NPCC |  | 22 | 2 | NAICS-22 Non-Cogen | GT | PC | PC | ISNE | 0 | 0 | 2022
petroleum | TRUE | 6156 | N | . | New Haven Harbor | Generation Bridge II Connecticut, LLC | 65448 | CT | NEW | NPCC |  | 22 | 2 | NAICS-22 Non-Cogen | ST | DFO | DFO | ISNE | 53266 | 370.034 | 2022
natural gas steam turbine | TRUE | 6156 | N | . | New Haven Harbor | Generation Bridge II Connecticut, LLC | 65448 | CT | NEW | NPCC |  | 22 | 2 | NAICS-22 Non-Cogen | ST | NG | NG | ISNE | 201038 | 23795 | 2022
petroleum | TRUE | 6156 | N | . | New Haven Harbor | Generation Bridge II Connecticut, LLC | 65448 | CT | NEW | NPCC |  | 22 | 2 | NAICS-22 Non-Cogen | ST | RFO | RFO | ISNE | 365773 | 36625.966 | 2022
hydro | TRUE | 6158 | N | . | New Melones | U S Bureau of Reclamation | 2518 | CA | PACC | WECC |  | 22 | 1 | Electric Utility | HY | WAT | HYC | BANC | 915358 | 268276 | 2022
hydro | TRUE | 6159 | N | . | Crystal | U S Bureau of Reclamation | 2518 | CO | MTN | WECC |  | 22 | 1 | Electric Utility | HY | WAT | HYC | WACM | 379462 | 111214 | 2022
hydro | TRUE | 6163 | N | . | Grand Coulee | U S Bureau of Reclamation | 2518 | WA | PACC | WECC |  | 22 | 1 | Electric Utility | HY | WAT | HYC | BPAT | 72218562 | 21166050 | 2022
other | TRUE | 6163 | N | . | Grand Coulee | U S Bureau of Reclamation | 2518 | WA | PACC | WECC |  | 22 | 1 | Electric Utility | PS | WAT | HPS | BPAT | 0 | 10152 | 2022
hard coal | TRUE | 6165 | N | . | Hunter | PacifiCorp | 14354 | UT | MTN | WECC |  | 22 | 1 | Electric Utility | ST | BIT | COL | PACE | 76576357 | 7373807.8 | 2022
petroleum | TRUE | 6165 | N | . | Hunter | PacifiCorp | 14354 | UT | MTN | WECC |  | 22 | 1 | Electric Utility | ST | DFO | DFO | PACE | 77651 | 7376.228 | 2022
hard coal | TRUE | 6165 | N | . | Hunter | PacifiCorp | 14354 | UT | MTN | WECC |  | 22 | 1 | Electric Utility | ST | RC | COL | PACE | 0 | 0 | 2022
hard coal | TRUE | 6166 | N | . | Rockport | Indiana Michigan Power Co | 9324 | IN | ENC | RFC |  | 22 | 1 | Electric Utility | ST | BIT | COL | PJM | 1521660 | 126639.1 | 2022
petroleum | TRUE | 6166 | N | . | Rockport | Indiana Michigan Power Co | 9324 | IN | ENC | RFC |  | 22 | 1 | Electric Utility | ST | DFO | DFO | PJM | 304615 | 24749.581 | 2022
hard coal | TRUE | 6166 | N | . | Rockport | Indiana Michigan Power Co | 9324 | IN | ENC | RFC |  | 22 | 1 | Electric Utility | ST | SUB | COL | PJM | 61504263 | 4349112.3 | 2022
other | TRUE | 6167 | N | . | Bath County | Virginia Electric & Power Co | 19876 | VA | SAT | SERC |  | 22 | 1 | Electric Utility | PS | WAT | HPS | PJM | 0 | -1121756 | 2022
hydro | TRUE | 6168 | N | . | North Anna | Virginia Electric & Power Co | 19876 | VA | SAT | SERC |  | 22 | 1 | Electric Utility | HY | WAT | HYC | PJM | 0 | 0 | 2022
nuclear | TRUE | 6168 | N | 2 | North Anna | Virginia Electric & Power Co | 19876 | VA | SAT | SERC |  | 22 | 1 | Electric Utility | ST | NUC | NUC | PJM | 0 | 6784898 | 2022
nuclear | TRUE | 6168 | N | 1 | North Anna | Virginia Electric & Power Co | 19876 | VA | SAT | SERC |  | 22 | 1 | Electric Utility | ST | NUC | NUC | PJM | 0 | 7485998 | 2022
hydro | TRUE | 6171 | N | . | Laurel Dam | USCE-Nashville District | 19462 | KY | ESC | SERC |  | 22 | 1 | Electric Utility | HY | WAT | HYC | PJM | 266640 | 78148 | 2022
hydro | TRUE | 6172 | N | . | Libby | USACE Northwestern Division | 19400 | MT | MTN | WECC |  | 22 | 1 | Electric Utility | HY | WAT | HYC | BPAT | 7226217 | 2117883 | 2022
hydro | TRUE | 6174 | N | . | Lost Creek | USACE Northwestern Division | 19400 | OR | PACC | WECC |  | 22 | 1 | Electric Utility | HY | WAT | HYC | PACW | 718507 | 210582 | 2022
hydro | TRUE | 6175 | N | . | Lower Granite | USACE Northwestern Division | 19400 | WA | PACC | WECC |  | 22 | 1 | Electric Utility | HY | WAT | HYC | BPAT | 5872521 | 1721138 | 2022
petroleum | TRUE | 6177 | N | . | Coronado | Salt River Project | 16572 | AZ | MTN | WECC |  | 22 | 1 | Electric Utility | ST | DFO | DFO | SRP | 90218 | 7554.025 | 2022
hard coal | TRUE | 6177 | N | . | Coronado | Salt River Project | 16572 | AZ | MTN | WECC |  | 22 | 1 | Electric Utility | ST | RC | COL | SRP | 1934129 | 152248.52 | 2022
hard coal | TRUE | 6177 | N | . | Coronado | Salt River Project | 16572 | AZ | MTN | WECC |  | 22 | 1 | Electric Utility | ST | SUB | COL | SRP | 32446719 | 2813999.5 | 2022
petroleum | TRUE | 6178 | N | . | Coleto Creek | Coleto Creek Power LP | 56570 | TX | WSC | TRE |  | 22 | 2 | NAICS-22 Non-Cogen | ST | DFO | DFO | ERCO | 63845 | 5797.13 | 2022
hard coal | TRUE | 6178 | N | . | Coleto Creek | Coleto Creek Power LP | 56570 | TX | WSC | TRE |  | 22 | 2 | NAICS-22 Non-Cogen | ST | RC | COL | ERCO | 717111 | 67688.267 | 2022
hard coal | TRUE | 6178 | N | . | Coleto Creek | Coleto Creek Power LP | 56570 | TX | WSC | TRE |  | 22 | 2 | NAICS-22 Non-Cogen | ST | SUB | COL | ERCO | 27301840 | 2530012.6 | 2022
petroleum | TRUE | 6179 | N | . | Fayette Power Project | Lower Colorado River Authority | 11269 | TX | WSC | TRE |  | 22 | 1 | Electric Utility | ST | DFO | DFO | ERCO | 132161 | 12320.205 | 2022
hard coal | TRUE | 6179 | N | . | Fayette Power Project | Lower Colorado River Authority | 11269 | TX | WSC | TRE |  | 22 | 1 | Electric Utility | ST | RC | COL | ERCO | 977547 | 90236.182 | 2022
hard coal | TRUE | 6179 | N | . | Fayette Power Project | Lower Colorado River Authority | 11269 | TX | WSC | TRE |  | 22 | 1 | Electric Utility | ST | SUB | COL | ERCO | 103372862 | 9655944.6 | 2022
lignite | TRUE | 6180 | N | . | Oak Grove (TX) | Luminant Generation Company LLC | 55983 | TX | WSC | TRE |  | 22 | 2 | NAICS-22 Non-Cogen | ST | LIG | COL | ERCO | 129825356 | 12537398 | 2022
natural gas steam turbine | TRUE | 6180 | N | . | Oak Grove (TX) | Luminant Generation Company LLC | 55983 | TX | WSC | TRE |  | 22 | 2 | NAICS-22 Non-Cogen | ST | NG | NG | ERCO | 843335 | 81273.779 | 2022
hard coal | TRUE | 6180 | N | . | Oak Grove (TX) | Luminant Generation Company LLC | 55983 | TX | WSC | TRE |  | 22 | 2 | NAICS-22 Non-Cogen | ST | RC | COL | ERCO | 0 | 0 | 2022
petroleum | TRUE | 6183 | N | . | San Miguel | San Miguel Electric Coop, Inc | 16624 | TX | WSC | TRE |  | 22 | 1 | Electric Utility | ST | DFO | DFO | ERCO | 50069 | 4085.189 | 2022
lignite | TRUE | 6183 | N | . | San Miguel | San Miguel Electric Coop, Inc | 16624 | TX | WSC | TRE |  | 22 | 1 | Electric Utility | ST | LIG | COL | ERCO | 25215374 | 2095303.8 | 2022
hydro | TRUE | 6188 | N | . | Harris Dam | Alabama Power Co | 195 | AL | ESC | SERC |  | 22 | 1 | Electric Utility | HY | WAT | HYC | SOCO | 549237 | 160972 | 2022
other | TRUE | 6189 | N | . | Rocky Mountain Hydroelectric Plant | Oglethorpe Power Corporation | 13994 | GA | SAT | SERC |  | 22 | 1 | Electric Utility | PS | WAT | HPS | SOCO | 0 | -423019 | 2022
hard coal | TRUE | 6190 | N | . | Brame Energy Center | Cleco Power LLC | 3265 | LA | WSC | SERC |  | 22 | 1 | Electric Utility | ST | BIT | COL | MISO | 6464002 | 604609.95 | 2022
petroleum | TRUE | 6190 | N | . | Brame Energy Center | Cleco Power LLC | 3265 | LA | WSC | SERC |  | 22 | 1 | Electric Utility | ST | DFO | DFO | MISO | 0 | 0 | 2022
lignite | TRUE | 6190 | N | . | Brame Energy Center | Cleco Power LLC | 3265 | LA | WSC | SERC |  | 22 | 1 | Electric Utility | ST | LIG | COL | MISO | 0 | 0 | 2022
natural gas steam turbine | TRUE | 6190 | N | . | Brame Energy Center | Cleco Power LLC | 3265 | LA | WSC | SERC |  | 22 | 1 | Electric Utility | ST | NG | NG | MISO | 6615898 | 600445.65 | 2022
petroleum | TRUE | 6190 | N | . | Brame Energy Center | Cleco Power LLC | 3265 | LA | WSC | SERC |  | 22 | 1 | Electric Utility | ST | PC | PC | MISO | 18789327 | 1759470.9 | 2022
petroleum | TRUE | 6190 | N | . | Brame Energy Center | Cleco Power LLC | 3265 | LA | WSC | SERC |  | 22 | 1 | Electric Utility | ST | RFO | RFO | MISO | 0 | 0 | 2022
hard coal | TRUE | 6190 | N | . | Brame Energy Center | Cleco Power LLC | 3265 | LA | WSC | SERC |  | 22 | 1 | Electric Utility | ST | SUB | COL | MISO | 27138191 | 2511272.5 | 2022
natural gas steam turbine | TRUE | 6193 | N | . | Harrington | Southwestern Public Service Co | 17718 | TX | WSC | MRO |  | 22 | 1 | Electric Utility | ST | NG | NG | SWPP | 270386 | 24901.904 | 2022
hard coal | TRUE | 6193 | N | . | Harrington | Southwestern Public Service Co | 17718 | TX | WSC | MRO |  | 22 | 1 | Electric Utility | ST | SUB | COL | SWPP | 47195212 | 4383491.1 | 2022
natural gas steam turbine | TRUE | 6194 | N | . | Tolk | Southwestern Public Service Co | 17718 | TX | WSC | MRO |  | 22 | 1 | Electric Utility | ST | NG | NG | SWPP | 232204 | 21161.75 | 2022
hard coal | TRUE | 6194 | N | . | Tolk | Southwestern Public Service Co | 17718 | TX | WSC | MRO |  | 22 | 1 | Electric Utility | ST | SUB | COL | SWPP | 27461864 | 2566791.3 | 2022
petroleum | TRUE | 6195 | N | . | John Twitty Energy Center | City Utilities of Springfield - (MO) | 17833 | MO | WNC | MRO |  | 22 | 1 | Electric Utility | GT | DFO | DFO | SWPP | 0 | 0 | 2022
natural gas peaker | TRUE | 6195 | N | . | John Twitty Energy Center | City Utilities of Springfield - (MO) | 17833 | MO | WNC | MRO |  | 22 | 1 | Electric Utility | GT | NG | NG | SWPP | 1127454 | 73342 | 2022
hard coal | TRUE | 6195 | N | . | John Twitty Energy Center | City Utilities of Springfield - (MO) | 17833 | MO | WNC | MRO |  | 22 | 1 | Electric Utility | ST | BIT | COL | SWPP | 0 | 0 | 2022
petroleum | TRUE | 6195 | N | . | John Twitty Energy Center | City Utilities of Springfield - (MO) | 17833 | MO | WNC | MRO |  | 22 | 1 | Electric Utility | ST | DFO | DFO | SWPP | 0 | 0 | 2022
natural gas steam turbine | TRUE | 6195 | N | . | John Twitty Energy Center | City Utilities of Springfield - (MO) | 17833 | MO | WNC | MRO |  | 22 | 1 | Electric Utility | ST | NG | NG | SWPP | 585616 | 56675.204 | 2022
hard coal | TRUE | 6195 | N | . | John Twitty Energy Center | City Utilities of Springfield - (MO) | 17833 | MO | WNC | MRO |  | 22 | 1 | Electric Utility | ST | SUB | COL | SWPP | 25310407 | 2496344.8 | 2022
hydro | TRUE | 6196 | N | . | W E Warne | California Dept. of Water Resources | 3255 | CA | PACC | WECC |  | 22 | 1 | Electric Utility | HY | WAT | HYC | CISO | 754979 | 221272 | 2022
hydro | TRUE | 6200 | N | . | Rock Island | PUD No 1 of Chelan County | 3413 | WA | PACC | WECC |  | 22 | 1 | Electric Utility | HY | WAT | HYC | CHPD | 8910707 | 2611579 | 2022
hydro | TRUE | 6202 | N | . | Ross | City of Seattle - (WA) | 16868 | WA | PACC | WECC |  | 22 | 1 | Electric Utility | HY | WAT | HYC | SCL | 2549531 | 747225 | 2022
petroleum | TRUE | 6204 | N | . | Laramie River Station | Basin Electric Power Coop | 1307 | WY | MTN | WECC |  | 22 | 1 | Electric Utility | ST | DFO | DFO | WACM | 280254 | 26917.336 | 2022
hard coal | TRUE | 6204 | N | . | Laramie River Station | Basin Electric Power Coop | 1307 | WY | MTN | WECC |  | 22 | 1 | Electric Utility | ST | RC | COL | WACM | 0 | 0 | 2022
hard coal | TRUE | 6204 | N | . | Laramie River Station | Basin Electric Power Coop | 1307 | WY | MTN | WECC |  | 22 | 1 | Electric Utility | ST | SUB | COL | WACM | 102535092 | 9831937.7 | 2022
hydro | TRUE | 6206 | N | . | Tacoma | Public Service Co of Colorado | 15466 | CO | MTN | WECC |  | 22 | 1 | Electric Utility | HY | WAT | HYC | WACM | 0 | -180 | 2022
hydro | TRUE | 6207 | N | . | Ames Hydro | Public Service Co of Colorado | 15466 | CO | MTN | WECC |  | 22 | 1 | Electric Utility | HY | WAT | HYC | WACM | 19497 | 5714 | 2022
other | TRUE | 6208 | N | . | Mount Elbert | U S Bureau of Reclamation | 2518 | CO | MTN | WECC |  | 22 | 1 | Electric Utility | PS | WAT | HPS | WACM | 0 | -71672 | 2022
natural gas peaker | TRUE | 6210 | N | . | Northeast (WA) | Avista Corp | 20169 | WA | PACC | WECC |  | 22 | 1 | Electric Utility | GT | NG | NG | AVA | 12922 | 1059 | 2022
petroleum | TRUE | 6211 | N | . | Dynegy Oakland Power Plant | Dynegy Oakland, LLC | 54803 | CA | PACC | WECC |  | 22 | 2 | NAICS-22 Non-Cogen | GT | DFO | DFO | CISO | 0 | 0 | 2022
petroleum | TRUE | 6211 | N | . | Dynegy Oakland Power Plant | Dynegy Oakland, LLC | 54803 | CA | PACC | WECC |  | 22 | 2 | NAICS-22 Non-Cogen | GT | JF | WOO | CISO | 451245 | 32963 | 2022
hard coal | TRUE | 6213 | N | . | Merom | Hallador Power Company, LLC | 65239 | IN | ENC | RFC |  | 22 | 1 | Electric Utility | ST | BIT | COL | MISO | 52489548 | 4810489.1 | 2022
petroleum | TRUE | 6213 | N | . | Merom | Hallador Power Company, LLC | 65239 | IN | ENC | RFC |  | 22 | 1 | Electric Utility | ST | DFO | DFO | MISO | 87007 | 8376.911 | 2022
petroleum | TRUE | 6220 | N | . | Durant | City of Durant - (IA) | 5529 | IA | WNC | MRO |  | 22 | 1 | Electric Utility | IC | DFO | DFO | MISO | 273 | 27.44 | 2022
natural gas peaker | TRUE | 6220 | N | . | Durant | City of Durant - (IA) | 5529 | IA | WNC | MRO |  | 22 | 1 | Electric Utility | IC | NG | NG | MISO | 0 | 0 | 2022
petroleum | TRUE | 6223 | N | . | Empire Energy Center | Empire District Electric Co | 5860 | MO | WNC | MRO |  | 22 | 1 | Electric Utility | GT | DFO | DFO | SWPP | 0 | 0 | 2022
petroleum | TRUE | 6223 | N | . | Empire Energy Center | Empire District Electric Co | 5860 | MO | WNC | MRO |  | 22 | 1 | Electric Utility | GT | JF | WOO | SWPP | 172738 | 12659.942 | 2022
natural gas peaker | TRUE | 6223 | N | . | Empire Energy Center | Empire District Electric Co | 5860 | MO | WNC | MRO |  | 22 | 1 | Electric Utility | GT | NG | NG | SWPP | 3655485 | 267901.06 | 2022
petroleum | TRUE | 6229 | N | . | Mobile | Nebraska Public Power District | 13337 | NE | WNC | MRO |  | 22 | 1 | Electric Utility | IC | DFO | DFO | SWPP | 202 | 17 | 2022
hydro | TRUE | 6231 | N | . | Apple River | Northern States Power Co - Minnesota | 13781 | WI | ENC | MRO |  | 22 | 1 | Electric Utility | HY | WAT | HYC | MISO | 38023 | 11144 | 2022
hard coal | TRUE | 6238 | N | . | Pearl Station | Prairie Power, Inc | 40307 | IL | ENC | SERC |  | 22 | 1 | Electric Utility | GT | BIT | COL | MISO | 0 | 0 | 2022
petroleum | TRUE | 6238 | N | . | Pearl Station | Prairie Power, Inc | 40307 | IL | ENC | SERC |  | 22 | 1 | Electric Utility | GT | DFO | DFO | MISO | 6996 | 412 | 2022
natural gas peaker | TRUE | 6243 | N | . | Dansby | City of Bryan - (TX) | 2442 | TX | WSC | TRE |  | 22 | 1 | Electric Utility | GT | NG | NG | ERCO | 993419 | 94145 | 2022
natural gas steam turbine | TRUE | 6243 | N | . | Dansby | City of Bryan - (TX) | 2442 | TX | WSC | TRE |  | 22 | 1 | Electric Utility | ST | NG | NG | ERCO | 1761482 | 119463 | 2022
natural gas steam turbine | TRUE | 6248 | N | . | Pawnee | Public Service Co of Colorado | 15466 | CO | MTN | WECC |  | 22 | 1 | Electric Utility | ST | NG | NG | PSCO | 117880 | 7903.976 | 2022
hard coal | TRUE | 6248 | N | . | Pawnee | Public Service Co of Colorado | 15466 | CO | MTN | WECC |  | 22 | 1 | Electric Utility | ST | SUB | COL | PSCO | 28057984 | 2495599 | 2022
hard coal | TRUE | 6249 | N | . | Winyah | South Carolina Public Service Authority | 17543 | SC | SAT | SERC |  | 22 | 1 | Electric Utility | ST | BIT | COL | SC | 17272506 | 1531207.6 | 2022
petroleum | TRUE | 6249 | N | . | Winyah | South Carolina Public Service Authority | 17543 | SC | SAT | SERC |  | 22 | 1 | Electric Utility | ST | DFO | DFO | SC | 128164 | 11351.775 | 2022
hard coal | TRUE | 6249 | N | . | Winyah | South Carolina Public Service Authority | 17543 | SC | SAT | SERC |  | 22 | 1 | Electric Utility | ST | RC | COL | SC | 8558651 | 781494.47 | 2022
petroleum | TRUE | 6249 | N | . | Winyah | South Carolina Public Service Authority | 17543 | SC | SAT | SERC |  | 22 | 1 | Electric Utility | ST | WO | WOO | SC | 35842 | 3105.199 | 2022
hard coal | TRUE | 6250 | N | . | Mayo | Duke Energy Progress - (NC) | 3046 | NC | SAT | SERC |  | 22 | 1 | Electric Utility | ST | BIT | COL | CPLE | 12974586 | 1080131 | 2022
petroleum | TRUE | 6250 | N | . | Mayo | Duke Energy Progress - (NC) | 3046 | NC | SAT | SERC |  | 22 | 1 | Electric Utility | ST | DFO | DFO | CPLE | 153168 | 11755.96 | 2022
nuclear | TRUE | 6251 | N | 2 | South Texas Project | STP Nuclear Operating Co | 21535 | TX | WSC | TRE |  | 22 | 2 | NAICS-22 Non-Cogen | ST | NUC | NUC | ERCO | 0 | 10337033 | 2022
nuclear | TRUE | 6251 | N | 1 | South Texas Project | STP Nuclear Operating Co | 21535 | TX | WSC | TRE |  | 22 | 2 | NAICS-22 Non-Cogen | ST | NUC | NUC | ERCO | 0 | 11582852 | 2022
petroleum | TRUE | 6253 | N | . | Germantown | Wisconsin Electric Power Co | 20847 | WI | ENC | RFC |  | 22 | 1 | Electric Utility | GT | DFO | DFO | MISO | 61180 | 4092.192 | 2022
natural gas peaker | TRUE | 6253 | N | . | Germantown | Wisconsin Electric Power Co | 20847 | WI | ENC | RFC |  | 22 | 1 | Electric Utility | GT | NG | NG | MISO | 315372 | 21096.805 | 2022
petroleum | TRUE | 6254 | N | . | Ottumwa | Interstate Power and Light Co | 9417 | IA | WNC | MRO |  | 22 | 1 | Electric Utility | ST | DFO | DFO | MISO | 83555 | 3443.253 | 2022
hard coal | TRUE | 6254 | N | . | Ottumwa | Interstate Power and Light Co | 9417 | IA | WNC | MRO |  | 22 | 1 | Electric Utility | ST | SUB | COL | MISO | 36850889 | 3447303.7 | 2022
hard coal | TRUE | 6257 | N | . | Scherer | Georgia Power Co | 7140 | GA | SAT | SERC |  | 22 | 1 | Electric Utility | ST | BIT | COL | SOCO | 0 | 0 | 2022
petroleum | TRUE | 6257 | N | . | Scherer | Georgia Power Co | 7140 | GA | SAT | SERC |  | 22 | 1 | Electric Utility | ST | DFO | DFO | SOCO | 176102 | 15940.779 | 2022
hard coal | TRUE | 6257 | N | . | Scherer | Georgia Power Co | 7140 | GA | SAT | SERC |  | 22 | 1 | Electric Utility | ST | SUB | COL | SOCO | 80470155 | 7285843.2 | 2022
petroleum | TRUE | 6258 | N | . | Wilson | Georgia Power Co | 7140 | GA | SAT | SERC |  | 22 | 1 | Electric Utility | GT | DFO | DFO | SOCO | 25373 | 14718 | 2022
petroleum | TRUE | 6258 | N | . | Wilson | Georgia Power Co | 7140 | GA | SAT | SERC |  | 22 | 1 | Electric Utility | IC | DFO | DFO | SOCO | 449 | -46 | 2022
hard coal | TRUE | 6264 | N | . | Mountaineer | Appalachian Power Co | 733 | WV | SAT | RFC |  | 22 | 1 | Electric Utility | ST | BIT | COL | PJM | 51868653 | 5201361.7 | 2022
petroleum | TRUE | 6264 | N | . | Mountaineer | Appalachian Power Co | 733 | WV | SAT | RFC |  | 22 | 1 | Electric Utility | ST | DFO | DFO | PJM | 167310 | 15471.312 | 2022
hydro | TRUE | 6280 | N | . | Ozark Beach | Empire District Electric Co | 5860 | MO | WNC | MRO |  | 22 | 1 | Electric Utility | HY | WAT | HYC | SWPP | 193478 | 56705 | 2022
petroleum | TRUE | 6281 | N | . | Kodiak Microgrid | Kodiak Electric Assn Inc | 10433 | AK | PACN |  |  | 22 | 1 | Electric Utility | IC | DFO | DFO |  | 1359 | 0 | 2022
petroleum | TRUE | 6283 | N | . | Seldovia | Homer Electric Assn Inc | 19558 | AK | PACN |  |  | 22 | 1 | Electric Utility | IC | DFO | DFO |  | 1044 | 130 | 2022
petroleum | TRUE | 6285 | N | . | North Pole | Golden Valley Elec Assn Inc | 7353 | AK | PACN |  |  | 22 | 1 | Electric Utility | CA | DFO | DFO |  | 0 | 738.639 | 2022
petroleum | TRUE | 6285 | N | . | North Pole | Golden Valley Elec Assn Inc | 7353 | AK | PACN |  |  | 22 | 1 | Electric Utility | CA | WO | WOO |  | 0 | 62450.361 | 2022
petroleum | TRUE | 6285 | N | . | North Pole | Golden Valley Elec Assn Inc | 7353 | AK | PACN |  |  | 22 | 1 | Electric Utility | CT | DFO | DFO |  | 34685 | 3554.81 | 2022
petroleum | TRUE | 6285 | N | . | North Pole | Golden Valley Elec Assn Inc | 7353 | AK | PACN |  |  | 22 | 1 | Electric Utility | CT | JF | WOO |  | 0 | 0 | 2022
petroleum | TRUE | 6285 | N | . | North Pole | Golden Valley Elec Assn Inc | 7353 | AK | PACN |  |  | 22 | 1 | Electric Utility | CT | WO | WOO |  | 2669845 | 287043.19 | 2022
petroleum | TRUE | 6285 | N | . | North Pole | Golden Valley Elec Assn Inc | 7353 | AK | PACN |  |  | 22 | 1 | Electric Utility | GT | DFO | DFO |  | 827033 | 70976 | 2022
petroleum | TRUE | 6285 | N | . | North Pole | Golden Valley Elec Assn Inc | 7353 | AK | PACN |  |  | 22 | 1 | Electric Utility | GT | JF | WOO |  | 0 | 0 | 2022
petroleum | TRUE | 6285 | N | . | North Pole | Golden Valley Elec Assn Inc | 7353 | AK | PACN |  |  | 22 | 1 | Electric Utility | GT | RFO | RFO |  | 0 | 0 | 2022
petroleum | TRUE | 6286 | N | . | Fairbanks | Golden Valley Elec Assn Inc | 7353 | AK | PACN |  |  | 22 | 1 | Electric Utility | GT | DFO | DFO |  | 158364 | 8449 | 2022
petroleum | TRUE | 6286 | N | . | Fairbanks | Golden Valley Elec Assn Inc | 7353 | AK | PACN |  |  | 22 | 1 | Electric Utility | GT | RFO | RFO |  | 0 | 0 | 2022
petroleum | TRUE | 6286 | N | . | Fairbanks | Golden Valley Elec Assn Inc | 7353 | AK | PACN |  |  | 22 | 1 | Electric Utility | IC | DFO | DFO |  | 162 | -106 | 2022
petroleum | TRUE | 6288 | N | . | Healy | Golden Valley Elec Assn Inc | 7353 | AK | PACN |  |  | 22 | 1 | Electric Utility | IC | DFO | DFO |  | 0 | 0 | 2022
petroleum | TRUE | 6288 | N | . | Healy | Golden Valley Elec Assn Inc | 7353 | AK | PACN |  |  | 22 | 1 | Electric Utility | ST | DFO | DFO |  | 126745 | 9164.403 | 2022
lignite | TRUE | 6288 | N | . | Healy | Golden Valley Elec Assn Inc | 7353 | AK | PACN |  |  | 22 | 1 | Electric Utility | ST | LIG | COL |  | 4200971 | 307469.21 | 2022
hard coal | TRUE | 6288 | N | . | Healy | Golden Valley Elec Assn Inc | 7353 | AK | PACN |  |  | 22 | 1 | Electric Utility | ST | WC | WOC |  | 1209484 | 88205.384 | 2022
hydro | TRUE | 6291 | N | . | Cooper Lake | Chugach Electric Assn Inc | 3522 | AK | PACN |  |  | 22 | 1 | Electric Utility | HY | WAT | HYC |  | 116196 | 34055 | 2022
natural gas peaker | TRUE | 6292 | N | . | Bernice Lake | Homer Electric Assn Inc | 19558 | AK | PACN |  |  | 22 | 1 | Electric Utility | GT | NG | NG |  | 2856 | -318 | 2022
natural gas peaker | TRUE | 6293 | N | . | International | Chugach Electric Assn Inc | 3522 | AK | PACN |  |  | 22 | 1 | Electric Utility | GT | NG | NG |  | 0 | 0 | 2022
petroleum | TRUE | 6299 | N | . | Unalakleet | Unalakleet Valley Elec Coop | 40548 | AK | PACN |  |  | 22 | 1 | Electric Utility | IC | DFO | DFO |  | 30781 | 3251 | 2022
petroleum | TRUE | 6301 | Y | . | Naknek | Naknek Electric Assn, Inc | 13201 | AK | PACN |  |  | 22 | 1 | Electric Utility | IC | DFO | DFO |  | 117911 | 23706.2 | 2022
hydro | TRUE | 6302 | N | . | Purple Lake | Metlakatla Power & Light | 12385 | AK | PACN |  |  | 22 | 1 | Electric Utility | HY | WAT | HYC |  | 48117 | 14102 | 2022
other | TRUE | 6304 | N | . | Kotzebue Hybrid | Kotzebue Electric Assn Inc | 10451 | AK | PACN |  |  | 22 | 1 | Electric Utility | BA | MWH | OTH |  | 0 | -91 | 2022
petroleum | TRUE | 6304 | N | . | Kotzebue Hybrid | Kotzebue Electric Assn Inc | 10451 | AK | PACN |  |  | 22 | 1 | Electric Utility | IC | DFO | DFO |  | 162829 | 15924 | 2022
solar pv | TRUE | 6304 | N | . | Kotzebue Hybrid | Kotzebue Electric Assn Inc | 10451 | AK | PACN |  |  | 22 | 1 | Electric Utility | PV | SUN | SUN |  | 0 | 0 | 2022
onshore wind | TRUE | 6304 | N | . | Kotzebue Hybrid | Kotzebue Electric Assn Inc | 10451 | AK | PACN |  |  | 22 | 1 | Electric Utility | WT | WND | WND |  | 17363 | 5089 | 2022
petroleum | TRUE | 6305 | N | . | Glennallen | Copper Valley Elec Assn, Inc | 4329 | AK | PACN |  |  | 22 | 1 | Electric Utility | IC | DFO | DFO |  | 50084 | 4584 | 2022
petroleum | TRUE | 6306 | N | . | Valdez | Copper Valley Elec Assn, Inc | 4329 | AK | PACN |  |  | 22 | 1 | Electric Utility | IC | DFO | DFO |  | 94332 | 9129 | 2022
petroleum | TRUE | 6311 | N | . | Chevak | Alaska Village Elec Coop, Inc | 221 | AK | PACN |  |  | 22 | 1 | Electric Utility | IC | DFO | DFO |  | 23017 | 2587 | 2022
petroleum | TRUE | 6314 | N | . | Emmonak | Alaska Village Elec Coop, Inc | 221 | AK | PACN |  |  | 22 | 1 | Electric Utility | IC | DFO | DFO |  | 50658 | 5676 | 2022
petroleum | TRUE | 6314 | N | . | Emmonak | Alaska Village Elec Coop, Inc | 221 | AK | PACN |  |  | 22 | 1 | Electric Utility | IC | JF | WOO |  | 0 | 0 | 2022
petroleum | TRUE | 6319 | N | . | Hooper Bay | Alaska Village Elec Coop, Inc | 221 | AK | PACN |  |  | 22 | 1 | Electric Utility | IC | DFO | DFO |  | 27607 | 3642 | 2022
petroleum | TRUE | 6319 | N | . | Hooper Bay | Alaska Village Elec Coop, Inc | 221 | AK | PACN |  |  | 22 | 1 | Electric Utility | IC | JF | WOO |  | 0 | 0 | 2022
petroleum | TRUE | 6323 | N | . | Kiana | Alaska Village Elec Coop, Inc | 221 | AK | PACN |  |  | 22 | 1 | Electric Utility | IC | DFO | DFO |  | 17913 | 1789 | 2022
petroleum | TRUE | 6323 | N | . | Kiana | Alaska Village Elec Coop, Inc | 221 | AK | PACN |  |  | 22 | 1 | Electric Utility | IC | JF | WOO |  | 0 | 0 | 2022
petroleum | TRUE | 6329 | N | . | Mountain Village | Alaska Village Elec Coop, Inc | 221 | AK | PACN |  |  | 22 | 1 | Electric Utility | IC | DFO | DFO |  | 8549 | 796 | 2022
petroleum | TRUE | 6329 | N | . | Mountain Village | Alaska Village Elec Coop, Inc | 221 | AK | PACN |  |  | 22 | 1 | Electric Utility | IC | JF | WOO |  | 0 | 0 | 2022
petroleum | TRUE | 6330 | N | . | Noorvik | Alaska Village Elec Coop, Inc | 221 | AK | PACN |  |  | 22 | 1 | Electric Utility | IC | DFO | DFO |  | 21424 | 2140 | 2022
petroleum | TRUE | 6330 | N | . | Noorvik | Alaska Village Elec Coop, Inc | 221 | AK | PACN |  |  | 22 | 1 | Electric Utility | IC | JF | WOO |  | 0 | 0 | 2022
petroleum | TRUE | 6338 | Y | . | St Marys IC | Alaska Village Elec Coop, Inc | 221 | AK | PACN |  |  | 22 | 1 | Electric Utility | IC | DFO | DFO |  | 10019 | 1470.812 | 2022
petroleum | TRUE | 6338 | N | . | St Marys IC | Alaska Village Elec Coop, Inc | 221 | AK | PACN |  |  | 22 | 1 | Electric Utility | IC | DFO | DFO |  | 29969 | 4400.188 | 2022
petroleum | TRUE | 6338 | Y | . | St Marys IC | Alaska Village Elec Coop, Inc | 221 | AK | PACN |  |  | 22 | 1 | Electric Utility | IC | JF | WOO |  | 0 | 0 | 2022
petroleum | TRUE | 6338 | N | . | St Marys IC | Alaska Village Elec Coop, Inc | 221 | AK | PACN |  |  | 22 | 1 | Electric Utility | IC | JF | WOO |  | 0 | 0 | 2022
petroleum | TRUE | 6341 | N | . | Selawik | Alaska Village Elec Coop, Inc | 221 | AK | PACN |  |  | 22 | 1 | Electric Utility | IC | DFO | DFO |  | 29295 | 2927 | 2022
petroleum | TRUE | 6341 | N | . | Selawik | Alaska Village Elec Coop, Inc | 221 | AK | PACN |  |  | 22 | 1 | Electric Utility | IC | JF | WOO |  | 0 | 0 | 2022
petroleum | TRUE | 6345 | N | . | Shishmaref | Alaska Village Elec Coop, Inc | 221 | AK | PACN |  |  | 22 | 1 | Electric Utility | IC | DFO | DFO |  | 18243 | 1773 | 2022
petroleum | TRUE | 6345 | N | . | Shishmaref | Alaska Village Elec Coop, Inc | 221 | AK | PACN |  |  | 22 | 1 | Electric Utility | IC | JF | WOO |  | 0 | 0 | 2022
petroleum | TRUE | 6348 | N | . | Togiak | Alaska Village Elec Coop, Inc | 221 | AK | PACN |  |  | 22 | 1 | Electric Utility | IC | DFO | DFO |  | 29535 | 3152 | 2022
petroleum | TRUE | 6348 | N | . | Togiak | Alaska Village Elec Coop, Inc | 221 | AK | PACN |  |  | 22 | 1 | Electric Utility | IC | JF | WOO |  | 0 | 0 | 2022
petroleum | TRUE | 6356 | N | . | Sixth Street Gas Turbine | City of Holland | 8723 | MI | ENC | RFC |  | 22 | 1 | Electric Utility | GT | DFO | DFO | MISO | 251 | -152 | 2022
natural gas combined cycle | TRUE | 6358 | N | . | Hutchinson Plant #2 | Hutchinson Utilities Comm | 9130 | MN | WNC | MRO |  | 22 | 1 | Electric Utility | CA | NG | NG | MISO | 0 | 23 | 2022
natural gas combined cycle | TRUE | 6358 | N | . | Hutchinson Plant #2 | Hutchinson Utilities Comm | 9130 | MN | WNC | MRO |  | 22 | 1 | Electric Utility | CT | NG | NG | MISO | 158489 | 14837 | 2022
natural gas peaker | TRUE | 6358 | N | . | Hutchinson Plant #2 | Hutchinson Utilities Comm | 9130 | MN | WNC | MRO |  | 22 | 1 | Electric Utility | GT | NG | NG | MISO | 4799 | 209 | 2022
hydro | TRUE | 6359 | N | . | Felt | Fall River Rural Elec Coop Inc | 6169 | ID | MTN | WECC |  | 22 | 1 | Electric Utility | HY | WAT | HYC | PACE | 75076 | 22004 | 2022
petroleum | TRUE | 6369 | N | . | Detour | Cloverland Electric Co-op | 3828 | MI | ENC | RFC |  | 22 | 1 | Electric Utility | IC | DFO | DFO | MISO | 6025 | 623 | 2022
petroleum | TRUE | 6373 | N | . | Rokeby | Lincoln Electric System | 11018 | NE | WNC | MRO |  | 22 | 1 | Electric Utility | GT | DFO | DFO | SWPP | 13131 | 913.646 | 2022
natural gas peaker | TRUE | 6373 | N | . | Rokeby | Lincoln Electric System | 11018 | NE | WNC | MRO |  | 22 | 1 | Electric Utility | GT | NG | NG | SWPP | 975971 | 67906.354 | 2022
petroleum | TRUE | 6373 | N | . | Rokeby | Lincoln Electric System | 11018 | NE | WNC | MRO |  | 22 | 1 | Electric Utility | IC | DFO | DFO | SWPP | 118 | 8 | 2022
other | TRUE | 6377 | N | . | Ocracoke Hybrid | North Carolina El Member Corp | 13683 | NC | SAT | SERC |  | 22 | 1 | Electric Utility | BA | MWH | OTH | PJM | 0 | -22 | 2022
petroleum | TRUE | 6377 | N | . | Ocracoke Hybrid | North Carolina El Member Corp | 13683 | NC | SAT | SERC |  | 22 | 1 | Electric Utility | IC | DFO | DFO | PJM | 2755 | 168 | 2022
hydro | TRUE | 6378 | N | . | Dwight | Central Rivers Power MA, LLC | 61350 | MA | NEW | NPCC |  | 22 | 2 | NAICS-22 Non-Cogen | HY | WAT | HYC | ISNE | 17920 | 5252 | 2022
hydro | TRUE | 6379 | N | . | Indian Orchard | Central Rivers Power MA, LLC | 61350 | MA | NEW | NPCC |  | 22 | 2 | NAICS-22 Non-Cogen | HY | WAT | HYC | ISNE | 24448 | 7165 | 2022
hydro | TRUE | 6388 | N | . | Turners Falls | FirstLight Power Resources, Inc. - MA | 58185 | MA | NEW | NPCC |  | 22 | 2 | NAICS-22 Non-Cogen | HY | WAT | HYC | ISNE | 31871 | 9341 | 2022
petroleum | TRUE | 6390 | N | . | Tangier | A & N Electric Coop | 84 | VA | SAT | RFC |  | 22 | 1 | Electric Utility | IC | DFO | DFO | PJM | 1825 | 170 | 2022
petroleum | TRUE | 6391 | N | . | Smith Island | A & N Electric Coop | 84 | MD | SAT | RFC |  | 22 | 1 | Electric Utility | IC | DFO | DFO | PJM | 927 | 84 | 2022
hydro | TRUE | 6393 | N | . | Strawberry Creek | Lower Valley Energy Inc | 11273 | WY | MTN | WECC |  | 22 | 1 | Electric Utility | HY | WAT | HYC | BPAT | 25775 | 7554 | 2022
hydro | TRUE | 6394 | N | . | Swift Creek | Lower Valley Energy Inc | 11273 | WY | MTN | WECC |  | 22 | 1 | Electric Utility | HY | WAT | HYC | BPAT | 21364 | 6262 | 2022
hydro | TRUE | 6395 | N | . | Anderson Ranch | U S Bureau of Reclamation | 2518 | ID | MTN | WECC |  | 22 | 1 | Electric Utility | HY | WAT | HYC | BPAT | 205532 | 60238 | 2022
hydro | TRUE | 6396 | N | . | Black Canyon | U S Bureau of Reclamation | 2518 | ID | MTN | WECC |  | 22 | 1 | Electric Utility | HY | WAT | HYC | BPAT | 189819 | 55633 | 2022
hydro | TRUE | 6397 | N | . | Boise R Diversion | U S Bureau of Reclamation | 2518 | ID | MTN | WECC |  | 22 | 1 | Electric Utility | HY | WAT | HYC | IPCO | 18524 | 5429 | 2022
hydro | TRUE | 6398 | N | . | Minidoka | U S Bureau of Reclamation | 2518 | ID | MTN | WECC |  | 22 | 1 | Electric Utility | HY | WAT | HYC | BPAT | 304125 | 89134 | 2022
hydro | TRUE | 6400 | N | . | Canyon Ferry | U S Bureau of Reclamation | 2518 | MT | MTN | WECC |  | 22 | 1 | Electric Utility | HY | WAT | HYC | WAUW | 804897 | 235902 | 2022
hydro | TRUE | 6402 | N | . | Elephant Butte | U S Bureau of Reclamation | 2518 | NM | MTN | WECC |  | 22 | 1 | Electric Utility | HY | WAT | HYC | WACM | 62447 | 18302 | 2022
hydro | TRUE | 6403 | N | . | Green Springs | U S Bureau of Reclamation | 2518 | OR | PACC | WECC |  | 22 | 1 | Electric Utility | HY | WAT | HYC | BPAT | 63206 | 18524 | 2022
hydro | TRUE | 6404 | N | . | Deer Creek (UT) | U S Bureau of Reclamation | 2518 | UT | MTN | WECC |  | 22 | 1 | Electric Utility | HY | WAT | HYC | WAUW | 61669 | 18074 | 2022
hydro | TRUE | 6405 | N | . | Flaming Gorge | U S Bureau of Reclamation | 2518 | UT | MTN | WECC |  | 22 | 1 | Electric Utility | HY | WAT | HYC | WAUW | 1349700 | 395575 | 2022
hydro | TRUE | 6406 | N | . | Chandler | U S Bureau of Reclamation | 2518 | WA | PACC | WECC |  | 22 | 1 | Electric Utility | HY | WAT | HYC | BPAT | 197056 | 57754 | 2022
hydro | TRUE | 6407 | N | . | Roza | U S Bureau of Reclamation | 2518 | WA | PACC | WECC |  | 22 | 1 | Electric Utility | HY | WAT | HYC | BPAT | 172115 | 50444 | 2022
hydro | TRUE | 6408 | N | . | Heart Mountain | U S Bureau of Reclamation | 2518 | WY | MTN | WECC |  | 22 | 1 | Electric Utility | HY | WAT | HYC | WAUW | 53671 | 15730 | 2022
hydro | TRUE | 6409 | N | . | Alcova | U S Bureau of Reclamation | 2518 | WY | MTN | WECC |  | 22 | 1 | Electric Utility | HY | WAT | HYC | WAUW | 303569 | 88971 | 2022
hydro | TRUE | 6410 | N | . | Falcon Dam & Power | International Bound & Wtr Comm | 9339 | TX | WSC | TRE |  | 22 | 1 | Electric Utility | HY | WAT | HYC | ERCO | 69806 | 20459 | 2022
hydro | TRUE | 6413 | N | . | Sam Rayburn Dam | USACE-Fort Worth District | 19449 | TX | WSC | TRE |  | 22 | 1 | Electric Utility | HY | WAT | HYC | MISO | 202732 | 59417 | 2022
hydro | TRUE | 6414 | N | . | Whitney | USACE-Fort Worth District | 19449 | TX | WSC | TRE |  | 22 | 1 | Electric Utility | HY | WAT | HYC | ERCO | 20313 | 5954 | 2022
hydro | TRUE | 6415 | N | . | Broken Bow Dam | USCE-Tulsa District | 27470 | OK | WSC | MRO |  | 22 | 1 | Electric Utility | HY | WAT | HYC | SWPP | 387737 | 113639 | 2022
hydro | TRUE | 6416 | N | . | Denison | USCE-Tulsa District | 27470 | TX | WSC | TRE |  | 22 | 1 | Electric Utility | HY | WAT | HYC | ERCO | 281735 | 82572 | 2022
hydro | TRUE | 6417 | N | . | Center Hill | USCE-Nashville District | 19462 | TN | ESC | SERC |  | 22 | 1 | Electric Utility | HY | WAT | HYC | TVA | 1442224 | 422691 | 2022
hydro | TRUE | 6418 | N | . | Cheatham | USCE-Nashville District | 19462 | TN | ESC | SERC |  | 22 | 1 | Electric Utility | HY | WAT | HYC | TVA | 564578 | 165468 | 2022
hydro | TRUE | 6419 | N | . | Eufaula Dam | USCE-Tulsa District | 27470 | OK | WSC | MRO |  | 22 | 1 | Electric Utility | HY | WAT | HYC | SPA | 658145 | 192891 | 2022
hydro | TRUE | 6421 | N | . | Lemolo 2 | PacifiCorp | 14354 | OR | PACC | WECC |  | 22 | 1 | Electric Utility | HY | WAT | HYC | PACW | 370638 | 108628 | 2022
hydro | TRUE | 6422 | N | . | Madison Dam | NorthWestern Energy (MT Hydro) | 13902 | MT | MTN | WECC |  | 22 | 1 | Electric Utility | HY | WAT | HYC | NWMT | 223200 | 65416 | 2022
hydro | TRUE | 6424 | N | . | Chelan | PUD No 1 of Chelan County | 3413 | WA | PACC | WECC |  | 22 | 1 | Electric Utility | HY | WAT | HYC | CHPD | 1432099 | 419724 | 2022
hydro | TRUE | 6430 | N | . | Cedar Falls (WA) | City of Seattle - (WA) | 16868 | WA | PACC | WECC |  | 22 | 1 | Electric Utility | HY | WAT | HYC | SCL | 283479 | 83083 | 2022
hydro | TRUE | 6431 | N | . | Gorge | City of Seattle - (WA) | 16868 | WA | PACC | WECC |  | 22 | 1 | Electric Utility | HY | WAT | HYC | SCL | 3373342 | 988670 | 2022
hydro | TRUE | 6432 | N | . | Diablo | City of Seattle - (WA) | 16868 | WA | PACC | WECC |  | 22 | 1 | Electric Utility | HY | WAT | HYC | SCL | 2009387 | 588918 | 2022
hydro | TRUE | 6433 | N | . | Boundary | City of Seattle - (WA) | 16868 | WA | PACC | WECC |  | 22 | 1 | Electric Utility | HY | WAT | HYC | SCL | 12645618 | 3706219 | 2022
hydro | TRUE | 6438 | N | . | Queens Creek | Duke Energy Carolinas, LLC | 5416 | NC | SAT | SERC |  | 22 | 1 | Electric Utility | HY | WAT | HYC | DUK | 10538 | 3089 | 2022
hydro | TRUE | 6440 | N | . | Wilson Dam | Tennessee Valley Authority | 18642 | AL | ESC | SERC |  | 22 | 1 | Electric Utility | HY | WAT | HYC | TVA | 8593092 | 2518491 | 2022
hydro | TRUE | 6449 | N | . | Azusa | City of Pasadena - (CA) | 14534 | CA | PACC | WECC |  | 22 | 1 | Electric Utility | HY | WAT | HYC | CISO | 0 | 0 | 2022
hydro | TRUE | 6450 | N | . | Proctor | Green Mountain Power Corp | 7601 | VT | NEW | NPCC |  | 22 | 1 | Electric Utility | HY | WAT | HYC | ISNE | 90943 | 26654 | 2022
hydro | TRUE | 6451 | N | . | Beldens | Green Mountain Power Corp | 7601 | VT | NEW | NPCC |  | 22 | 1 | Electric Utility | HY | WAT | HYC | ISNE | 32439 | 9507 | 2022
hydro | TRUE | 6456 | N | . | Carver Falls | Green Mountain Power Corp | 7601 | NY | MAT | NPCC |  | 22 | 1 | Electric Utility | HY | WAT | HYC | ISNE | 16591 | 4862 | 2022
hydro | TRUE | 6459 | N | . | Big Fork | PacifiCorp | 14354 | MT | MTN | WECC |  | 22 | 1 | Electric Utility | HY | WAT | HYC | PACE | 89873 | 26340 | 2022
nuclear | TRUE | 6462 | N | 1 | River Bend | Entergy Louisiana LLC | 11241 | LA | WSC | SERC |  | 22 | 1 | Electric Utility | ST | NUC | NUC | MISO | 0 | 8305718 | 2022
petroleum | TRUE | 6463 | N | . | Ames GT | City of Ames - (IA) | 554 | IA | WNC | MRO |  | 22 | 1 | Electric Utility | GT | DFO | DFO | MISO | 3644 | -306 | 2022
lignite | TRUE | 6469 | N | . | Antelope Valley | Basin Electric Power Coop | 1307 | ND | WNC | MRO |  | 22 | 1 | Electric Utility | ST | LIG | COL | SWPP | 67569828 | 5858202.5 | 2022
natural gas steam turbine | TRUE | 6469 | N | . | Antelope Valley | Basin Electric Power Coop | 1307 | ND | WNC | MRO |  | 22 | 1 | Electric Utility | ST | NG | NG | SWPP | 434200 | 37493.496 | 2022
hard coal | TRUE | 6469 | N | . | Antelope Valley | Basin Electric Power Coop | 1307 | ND | WNC | MRO |  | 22 | 1 | Electric Utility | ST | RC | COL | SWPP | 0 | 0 | 2022
petroleum | TRUE | 6474 | N | . | Port Allen (HI) | Kauai Island Utility Cooperative | 10071 | HI | PACN |  |  | 22 | 1 | Electric Utility | GT | DFO | DFO |  | 12640 | 683 | 2022
petroleum | TRUE | 6474 | N | . | Port Allen (HI) | Kauai Island Utility Cooperative | 10071 | HI | PACN |  |  | 22 | 1 | Electric Utility | IC | DFO | DFO |  | 401055 | 41151 | 2022
petroleum | TRUE | 6474 | N | . | Port Allen (HI) | Kauai Island Utility Cooperative | 10071 | HI | PACN |  |  | 22 | 1 | Electric Utility | ST | DFO | DFO |  | 0 | 0 | 2022
petroleum | TRUE | 6474 | N | . | Port Allen (HI) | Kauai Island Utility Cooperative | 10071 | HI | PACN |  |  | 22 | 1 | Electric Utility | ST | WO | WOO |  | 0 | 0 | 2022
hydro | TRUE | 6475 | N | . | Gorge 18 | Green Mountain Power Corp | 7601 | VT | NEW | NPCC |  | 22 | 1 | Electric Utility | HY | WAT | HYC | ISNE | 38059 | 11155 | 2022
hydro | TRUE | 6479 | N | . | San Francisquito 1 | Los Angeles Department of Water & Power | 11208 | CA | PACC | WECC |  | 22 | 1 | Electric Utility | HY | WAT | HYC | LDWP | 152389 | 44663 | 2022
hydro | TRUE | 6480 | N | . | San Francisquito 2 | Los Angeles Department of Water & Power | 11208 | CA | PACC | WECC |  | 22 | 1 | Electric Utility | HY | WAT | HYC | LDWP | 36369 | 10659 | 2022
hard coal | TRUE | 6481 | N | . | Intermountain Power Project | Los Angeles Department of Water & Power | 11208 | UT | MTN | WECC |  | 22 | 1 | Electric Utility | ST | BIT | COL | LDWP | 49019382 | 4886286.6 | 2022
petroleum | TRUE | 6481 | N | . | Intermountain Power Project | Los Angeles Department of Water & Power | 11208 | UT | MTN | WECC |  | 22 | 1 | Electric Utility | ST | DFO | DFO | LDWP | 147490 | 14398.479 | 2022
hard coal | TRUE | 6481 | N | . | Intermountain Power Project | Los Angeles Department of Water & Power | 11208 | UT | MTN | WECC |  | 22 | 1 | Electric Utility | ST | SUB | COL | LDWP | 6399836 | 609628.9 | 2022
hydro | TRUE | 6483 | N | . | Mcindoes | Great River Hydro, LLC | 61122 | VT | NEW | NPCC |  | 22 | 2 | NAICS-22 Non-Cogen | HY | WAT | HYC | ISNE | 151733 | 44471 | 2022
hydro | TRUE | 6484 | N | . | Bend | PacifiCorp | 14354 | OR | PACC | WECC |  | 22 | 1 | Electric Utility | HY | WAT | HYC | PACW | 68 | 20 | 2022
hydro | TRUE | 6486 | N | . | Mill C | New York State Elec & Gas Corp | 13511 | NY | MAT | NPCC |  | 22 | 1 | Electric Utility | HY | WAT | HYC | NYIS | 58207 | 17060 | 2022
petroleum | TRUE | 6504 | N | . | Maalaea | Maui Electric Co Ltd | 11843 | HI | PACN |  |  | 22 | 1 | Electric Utility | CA | DFO | DFO |  | 0 | 128880 | 2022
petroleum | TRUE | 6504 | N | . | Maalaea | Maui Electric Co Ltd | 11843 | HI | PACN |  |  | 22 | 1 | Electric Utility | CT | DFO | DFO |  | 4758494 | 395859 | 2022
petroleum | TRUE | 6504 | N | . | Maalaea | Maui Electric Co Ltd | 11843 | HI | PACN |  |  | 22 | 1 | Electric Utility | IC | DFO | DFO |  | 1492431 | 146878 | 2022
hydro | TRUE | 6505 | N | . | Oak Grove | Portland General Electric Co | 15248 | OR | PACC | WECC |  | 22 | 1 | Electric Utility | HY | WAT | HYC | PGE | 158074 | 46329 | 2022
hydro | TRUE | 6506 | N | . | Moyie Springs | City of Bonners Ferry | 1956 | ID | MTN | WECC |  | 22 | 1 | Electric Utility | HY | WAT | HYC | BPAT | 79532 | 23309.55 | 2022
hydro | TRUE | 6513 | N | . | Fleish | Truckee Meadows Water Authority | 56369 | NV | MTN | WECC |  | 22 | 2 | NAICS-22 Non-Cogen | HY | WAT | HYC | NEVP | 60290 | 17670 | 2022
petroleum | TRUE | 6515 | N | . | Valencia | UNS Electric, Inc | 19728 | AZ | MTN | WECC |  | 22 | 1 | Electric Utility | GT | DFO | DFO | TEPC | 0 | 0 | 2022
natural gas peaker | TRUE | 6515 | N | . | Valencia | UNS Electric, Inc | 19728 | AZ | MTN | WECC |  | 22 | 1 | Electric Utility | GT | NG | NG | TEPC | 51316 | 3380 | 2022
petroleum | TRUE | 6516 | N | . | Rocky Ford | Black Hills Colorado Electric, LLC | 56146 | CO | MTN | WECC |  | 22 | 1 | Electric Utility | IC | DFO | DFO | PSCO | 319 | -322 | 2022
hydro | TRUE | 6517 | N | . | Keowee | Duke Energy Carolinas, LLC | 5416 | SC | SAT | SERC |  | 22 | 1 | Electric Utility | HY | WAT | HYC | DUK | 192895 | 56534 | 2022
petroleum | TRUE | 6518 | N | . | Kings Beach | Liberty Utilities (CalPeco Electric) LLC | 57222 | CA | PACC | WECC |  | 22 | 1 | Electric Utility | IC | DFO | DFO | NEVP | 0 | 0 | 2022
hydro | TRUE | 6519 | N | . | Vergennes 9 | Green Mountain Power Corp | 7601 | VT | NEW | NPCC |  | 22 | 1 | Electric Utility | HY | WAT | HYC | ISNE | 33200 | 9730 | 2022
petroleum | TRUE | 6519 | N | . | Vergennes 9 | Green Mountain Power Corp | 7601 | VT | NEW | NPCC |  | 22 | 1 | Electric Utility | IC | DFO | DFO | ISNE | 0 | 0 | 2022
hydro | TRUE | 6520 | N | . | Waterbury 22 | Green Mountain Power Corp | 7601 | VT | NEW | NPCC |  | 22 | 1 | Electric Utility | HY | WAT | HYC | ISNE | 40442 | 11853 | 2022
hydro | TRUE | 6521 | N | . | Lahontan | Truckee-Carson Irrigation District | 40444 | NV | MTN | WECC |  | 22 | 2 | NAICS-22 Non-Cogen | HY | WAT | HYC | NEVP | 13983 | 4098 | 2022
other | TRUE | 6522 | N | . | Yards Creek Energy | Yards Creek Energy | 64574 | NJ | MAT | RFC |  | 22 | 2 | NAICS-22 Non-Cogen | PS | WAT | HPS | PJM | 0 | -135854 | 2022
hydro | TRUE | 6526 | N | . | Rainbow Falls Auscble | New York State Elec & Gas Corp | 13511 | NY | MAT | NPCC |  | 22 | 1 | Electric Utility | HY | WAT | HYC | NYIS | 36311 | 10642 | 2022
hydro | TRUE | 6527 | N | . | E J West | Erie Boulevard Hydropower LP | 5914 | NY | MAT | NPCC |  | 22 | 2 | NAICS-22 Non-Cogen | HY | WAT | HYC | NYIS | 194101 | 56888 | 2022
hydro | TRUE | 6529 | N | . | Searsburg | Great River Hydro, LLC | 61122 | VT | NEW | NPCC |  | 22 | 2 | NAICS-22 Non-Cogen | HY | WAT | HYC | ISNE | 48728 | 14282 | 2022
hydro | TRUE | 6531 | N | . | Verdi | Truckee Meadows Water Authority | 56369 | NV | MTN | WECC |  | 22 | 2 | NAICS-22 Non-Cogen | HY | WAT | HYC | NEVP | 51538 | 15105 | 2022
hydro | TRUE | 6532 | N | . | Washoe | Truckee Meadows Water Authority | 56369 | NV | MTN | WECC |  | 22 | 2 | NAICS-22 Non-Cogen | HY | WAT | HYC | NEVP | 33538 | 9829 | 2022
hydro | TRUE | 6537 | N | . | Little Cottonwood | City of Murray - (UT) | 13137 | UT | MTN | WECC |  | 22 | 1 | Electric Utility | HY | WAT | HYC | PACE | 0 | 0 | 2022
hydro | TRUE | 6543 | N | . | Dam No. 4 Hydro Station | Eagle Creek Renewable Energy, LLC | 57280 | WV | SAT | RFC |  | 22 | 2 | NAICS-22 Non-Cogen | HY | WAT | HYC | PJM | 25861 | 7580 | 2022
hydro | TRUE | 6544 | N | . | Dam No. 5 Hydro Station | Eagle Creek Renewable Energy, LLC | 57280 | WV | SAT | RFC |  | 22 | 2 | NAICS-22 Non-Cogen | HY | WAT | HYC | PJM | 20954 | 6141 | 2022
hydro | TRUE | 6546 | N | . | Millville Hydro Station | Eagle Creek Renewable Energy, LLC | 57280 | WV | SAT | RFC |  | 22 | 2 | NAICS-22 Non-Cogen | HY | WAT | HYC | PJM | 24808 | 7271 | 2022
hydro | TRUE | 6552 | N | . | Foster | USACE Northwestern Division | 19400 | OR | PACC | WECC |  | 22 | 1 | Electric Utility | HY | WAT | HYC | BPAT | 184969 | 54211 | 2022
petroleum | TRUE | 6554 | N | . | Waverly Municipal Electric North Plant | Waverly Municipal Elec Utility | 20214 | IA | WNC | MRO |  | 22 | 1 | Electric Utility | IC | DFO | DFO | MISO | 2211 | 137.267 | 2022
natural gas peaker | TRUE | 6554 | N | . | Waverly Municipal Electric North Plant | Waverly Municipal Elec Utility | 20214 | IA | WNC | MRO |  | 22 | 1 | Electric Utility | IC | NG | NG | MISO | 930 | 57.733 | 2022
petroleum | TRUE | 6555 | N | . | McGrath | McGrath Light & Power Co | 12119 | AK | PACN |  |  | 22 | 1 | Electric Utility | IC | DFO | DFO |  | 21046 | 1997 | 2022
petroleum | TRUE | 6558 | N | . | D G Hunter | City of Alexandria - (LA) | 298 | LA | WSC | SERC |  | 22 | 1 | Electric Utility | IC | DFO | DFO | MISO | 0 | 0 | 2022
natural gas peaker | TRUE | 6558 | N | . | D G Hunter | City of Alexandria - (LA) | 298 | LA | WSC | SERC |  | 22 | 1 | Electric Utility | IC | NG | NG | MISO | 1033124 | 120322.44 | 2022
petroleum | TRUE | 6559 | N | . | George M Sullivan Generation Plant 2 | Chugach Electric Assn Inc | 3522 | AK | PACN |  |  | 22 | 1 | Electric Utility | CA | DFO | DFO |  | 0 | 0 | 2022
natural gas combined cycle | TRUE | 6559 | N | . | George M Sullivan Generation Plant 2 | Chugach Electric Assn Inc | 3522 | AK | PACN |  |  | 22 | 1 | Electric Utility | CA | NG | NG |  | 0 | 203623 | 2022
petroleum | TRUE | 6559 | N | . | George M Sullivan Generation Plant 2 | Chugach Electric Assn Inc | 3522 | AK | PACN |  |  | 22 | 1 | Electric Utility | CT | DFO | DFO |  | 0 | 0 | 2022
natural gas combined cycle | TRUE | 6559 | N | . | George M Sullivan Generation Plant 2 | Chugach Electric Assn Inc | 3522 | AK | PACN |  |  | 22 | 1 | Electric Utility | CT | NG | NG |  | 6898277 | 667886 | 2022
natural gas peaker | TRUE | 6559 | N | . | George M Sullivan Generation Plant 2 | Chugach Electric Assn Inc | 3522 | AK | PACN |  |  | 22 | 1 | Electric Utility | GT | NG | NG |  | 631415 | 37089 | 2022
hydro | TRUE | 6560 | N | . | London | Appalachian Power Co | 733 | WV | SAT | RFC |  | 22 | 1 | Electric Utility | HY | WAT | HYC | PJM | 177219 | 51940 | 2022
hydro | TRUE | 6561 | N | . | Marmet | Appalachian Power Co | 733 | WV | SAT | RFC |  | 22 | 1 | Electric Utility | HY | WAT | HYC | PJM | 224820 | 65891 | 2022
hydro | TRUE | 6562 | N | . | Winfield | Appalachian Power Co | 733 | WV | SAT | RFC |  | 22 | 1 | Electric Utility | HY | WAT | HYC | PJM | 429133 | 125772 | 2022
petroleum | TRUE | 6565 | N | . | Berlin | Town of Berlin - (MD) | 1615 | MD | SAT | RFC |  | 22 | 1 | Electric Utility | IC | DFO | DFO | PJM | 1207 | -35.798 | 2022
natural gas peaker | TRUE | 6565 | N | . | Berlin | Town of Berlin - (MD) | 1615 | MD | SAT | RFC |  | 22 | 1 | Electric Utility | IC | NG | NG | PJM | 1525 | -45.202 | 2022
petroleum | TRUE | 6566 | N | . | Bethel | Alaska Village Elec Coop, Inc | 221 | AK | PACN |  |  | 22 | 1 | Electric Utility | IC | DFO | DFO |  | 399757 | 43015 | 2022
petroleum | TRUE | 6567 | N | . | Block Island | Block Island Utility District | 1857 | RI | NEW | NPCC |  | 22 | 1 | Electric Utility | IC | DFO | DFO | NA | 3617 | 346 | 2022
petroleum | TRUE | 6579 | N | . | Johnson | City of Johnson - (KS) | 9776 | KS | WNC | MRO |  | 22 | 1 | Electric Utility | IC | DFO | DFO | SWPP | 367 | 29 | 2022
natural gas peaker | TRUE | 6579 | N | . | Johnson | City of Johnson - (KS) | 9776 | KS | WNC | MRO |  | 22 | 1 | Electric Utility | IC | NG | NG | SWPP | 0 | 0 | 2022
hydro | TRUE | 6580 | N | . | Beaver Falls | Ketchikan Public Utilities | 10210 | AK | PACN |  |  | 22 | 1 | Electric Utility | HY | WAT | HYC |  | 143537 | 42068 | 2022
hydro | TRUE | 6581 | N | . | Silvis | Ketchikan Public Utilities | 10210 | AK | PACN |  |  | 22 | 1 | Electric Utility | HY | WAT | HYC |  | 42145 | 12352 | 2022
petroleum | TRUE | 6584 | N | . | Stock Island | Utility Board of Key West City | 50079 | FL | SAT | SERC |  | 22 | 1 | Electric Utility | GT | DFO | DFO | FPL | 95771 | 6777 | 2022
petroleum | TRUE | 6584 | N | . | Stock Island | Utility Board of Key West City | 50079 | FL | SAT | SERC |  | 22 | 1 | Electric Utility | IC | DFO | DFO | FPL | 3711 | 373 | 2022
petroleum | TRUE | 6586 | N | . | Wilkins Station | Town of Marblehead - (MA) | 11624 | MA | NEW | NPCC |  | 22 | 1 | Electric Utility | IC | DFO | DFO | ISNE | 1219 | 108 | 2022
hydro | TRUE | 6595 | N | . | Toledo Bend | Entergy Texas Inc. | 55937 | TX | WSC | SERC |  | 22 | 1 | Electric Utility | HY | WAT | HYC | MISO | 295108 | 86491 | 2022
hydro | TRUE | 6612 | N | . | Union Valley | Sacramento Municipal Util Dist | 16534 | CA | PACC | WECC |  | 22 | 1 | Electric Utility | HY | WAT | HYC | BANC | 237796 | 69694 | 2022
hydro | TRUE | 6618 | N | . | Highgate Falls | Village of Swanton - (VT) | 18371 | VT | NEW | NPCC |  | 22 | 1 | Electric Utility | HY | WAT | HYC | ISNE | 163740 | 47990 | 2022
petroleum | TRUE | 6619 | N | . | Burlington (CO) | Tri-State G & T Assn, Inc | 30151 | CO | MTN | WECC |  | 22 | 1 | Electric Utility | GT | DFO | DFO | WACM | 47363 | 3799 | 2022
hydro | TRUE | 6623 | N | . | Fort Peck | USACE-Omaha | 19635 | MT | MTN | WECC |  | 22 | 1 | Electric Utility | HY | WAT | HYC | WAUW | 2579927 | 756133 | 2022
hydro | TRUE | 6624 | N | . | Gavins Point | USACE-Omaha | 19635 | NE | WNC | MRO |  | 22 | 1 | Electric Utility | HY | WAT | HYC | SWPP | 2338091 | 685255 | 2022
petroleum | TRUE | 6635 | N | . | A L Pierce | Connecticut Mun Elec Engy Coop | 4180 | CT | NEW | NPCC |  | 22 | 1 | Electric Utility | GT | DFO | DFO | ISNE | 0 | 0 | 2022
biomass | TRUE | 6635 | N | . | A L Pierce | Connecticut Mun Elec Engy Coop | 4180 | CT | NEW | NPCC |  | 22 | 1 | Electric Utility | GT | LFG | MLG | ISNE | 0 | 0 | 2022
natural gas peaker | TRUE | 6635 | N | . | A L Pierce | Connecticut Mun Elec Engy Coop | 4180 | CT | NEW | NPCC |  | 22 | 1 | Electric Utility | GT | NG | NG | ISNE | 7348 | 581 | 2022
hydro | TRUE | 6636 | N | . | Lake Lynn Hydro Station | Eagle Creek Renewable Energy, LLC | 57280 | PA | MAT | RFC |  | 22 | 2 | NAICS-22 Non-Cogen | HY | WAT | HYC | PJM | 362831 | 106340 | 2022
petroleum | TRUE | 6637 | N | . | Yakutat | Alaska Village Elec Coop, Inc | 221 | AK | PACN |  |  | 22 | 1 | Electric Utility | IC | DFO | DFO |  | 59040 | 6330 | 2022
hard coal | TRUE | 6639 | N | . | R D Green | Big Rivers Electric Corp | 1692 | KY | ESC | SERC |  | 22 | 1 | Electric Utility | ST | BIT | COL | MISO | 4621468 | 378571.88 | 2022
petroleum | TRUE | 6639 | N | . | R D Green | Big Rivers Electric Corp | 1692 | KY | ESC | SERC |  | 22 | 1 | Electric Utility | ST | DFO | DFO | MISO | 62140 | 4723.349 | 2022
natural gas steam turbine | TRUE | 6639 | N | . | R D Green | Big Rivers Electric Corp | 1692 | KY | ESC | SERC |  | 22 | 1 | Electric Utility | ST | NG | NG | MISO | 4849195 | 361892 | 2022
petroleum | TRUE | 6639 | N | . | R D Green | Big Rivers Electric Corp | 1692 | KY | ESC | SERC |  | 22 | 1 | Electric Utility | ST | PC | PC | MISO | 203884 | 17821.769 | 2022
petroleum | TRUE | 6641 | N | . | Independence Steam Electric Station | Entergy Arkansas LLC | 814 | AR | WSC | SERC |  | 22 | 1 | Electric Utility | ST | DFO | DFO | MISO | 180244 | 16297.724 | 2022
hard coal | TRUE | 6641 | N | . | Independence Steam Electric Station | Entergy Arkansas LLC | 814 | AR | WSC | SERC |  | 22 | 1 | Electric Utility | ST | SUB | COL | MISO | 48684039 | 4480885.3 | 2022
hydro | TRUE | 6644 | N | . | Lake Mathews | Metropolitan Water District of S CA | 12397 | CA | PACC | WECC |  | 22 | 1 | Electric Utility | HY | WAT | HYC | CISO | 35641 | 10446 | 2022
hydro | TRUE | 6645 | N | . | Foothill Feeder | Metropolitan Water District of S CA | 12397 | CA | PACC | WECC |  | 22 | 1 | Electric Utility | HY | WAT | HYC | CISO | 0 | 0 | 2022
hydro | TRUE | 6646 | N | . | San Dimas | Metropolitan Water District of S CA | 12397 | CA | PACC | WECC |  | 22 | 1 | Electric Utility | HY | WAT | HYC | CISO | 13768 | 4035 | 2022
hydro | TRUE | 6647 | N | . | Yorba Linda | Metropolitan Water District of S CA | 12397 | CA | PACC | WECC |  | 22 | 1 | Electric Utility | HY | WAT | HYC | CISO | 21322 | 6249 | 2022
petroleum | TRUE | 6650 | N | . | Mexico | Union Electric Co - (MO) | 19436 | MO | WNC | SERC |  | 22 | 1 | Electric Utility | GT | DFO | DFO | MISO | 33282 | 1966 | 2022
petroleum | TRUE | 6651 | N | . | Moberly | Union Electric Co - (MO) | 19436 | MO | WNC | SERC |  | 22 | 1 | Electric Utility | GT | DFO | DFO | MISO | 2698 | -122 | 2022
petroleum | TRUE | 6652 | N | . | Moreau | Union Electric Co - (MO) | 19436 | MO | WNC | SERC |  | 22 | 1 | Electric Utility | GT | DFO | DFO | MISO | 26366 | 2133 | 2022
petroleum | TRUE | 6664 | N | . | Louisa | MidAmerican Energy Co | 12341 | IA | WNC | MRO |  | 22 | 1 | Electric Utility | ST | DFO | DFO | MISO | 24 | -3.394 | 2022
natural gas steam turbine | TRUE | 6664 | N | . | Louisa | MidAmerican Energy Co | 12341 | IA | WNC | MRO |  | 22 | 1 | Electric Utility | ST | NG | NG | MISO | 252026 | 17912.12 | 2022
hard coal | TRUE | 6664 | N | . | Louisa | MidAmerican Energy Co | 12341 | IA | WNC | MRO |  | 22 | 1 | Electric Utility | ST | RC | COL | MISO | 783054 | 73766.479 | 2022
hard coal | TRUE | 6664 | N | . | Louisa | MidAmerican Energy Co | 12341 | IA | WNC | MRO |  | 22 | 1 | Electric Utility | ST | SUB | COL | MISO | 32429636 | 3059632.8 | 2022
hydro | TRUE | 6702 | N | . | Pelican | Pelican Utility | 29297 | AK | PACN |  |  | 22 | 1 | Electric Utility | HY | WAT | HYC |  | 4159 | 1219 | 2022
petroleum | TRUE | 6702 | N | . | Pelican | Pelican Utility | 29297 | AK | PACN |  |  | 22 | 1 | Electric Utility | IC | DFO | DFO |  | 3546 | 261 | 2022
other | TRUE | 6704 | N | . | Pebbly Beach Generating Station Hybrid | Southern California Edison Co | 17609 | CA | PACC | WECC |  | 22 | 1 | Electric Utility | BA | MWH | OTH | CISO | 0 | 0 | 2022
other | TRUE | 6704 | N | . | Pebbly Beach Generating Station Hybrid | Southern California Edison Co | 17609 | CA | PACC | WECC |  | 22 | 1 | Electric Utility | GT | PG | WOO | CISO | 26179 | 1428 | 2022
petroleum | TRUE | 6704 | N | . | Pebbly Beach Generating Station Hybrid | Southern California Edison Co | 17609 | CA | PACC | WECC |  | 22 | 1 | Electric Utility | IC | DFO | DFO | CISO | 284085 | 28532 | 2022
hard coal | TRUE | 6705 | Y | . | Warrick | AGC Division of APGI Inc | 261 | IN | ENC | RFC |  | 22 | 3 | NAICS-22 Cogen | ST | BIT | COL | MISO | 48502705 | 4483539.9 | 2022
natural gas steam turbine | TRUE | 6705 | Y | . | Warrick | AGC Division of APGI Inc | 261 | IN | ENC | RFC |  | 22 | 3 | NAICS-22 Cogen | ST | NG | NG | MISO | 410705 | 37894.145 | 2022
petroleum | TRUE | 6741 | N | . | Rock Lake CT | Great River Energy | 7570 | MN | WNC | MRO |  | 22 | 1 | Electric Utility | GT | DFO | DFO | MISO | 11293 | 749 | 2022
natural gas peaker | TRUE | 6761 | N | . | Rawhide | Platte River Power Authority | 15143 | CO | MTN | WECC |  | 22 | 1 | Electric Utility | GT | NG | NG | PSCO | 1998206 | 163262 | 2022
petroleum | TRUE | 6761 | N | . | Rawhide | Platte River Power Authority | 15143 | CO | MTN | WECC |  | 22 | 1 | Electric Utility | ST | DFO | DFO | PSCO | 13231 | 1310.368 | 2022
hard coal | TRUE | 6761 | N | . | Rawhide | Platte River Power Authority | 15143 | CO | MTN | WECC |  | 22 | 1 | Electric Utility | ST | SUB | COL | PSCO | 19872559 | 1977151.6 | 2022
petroleum | TRUE | 6768 | N | . | Sikeston Power Station | City of Sikeston - (MO) | 17177 | MO | WNC | SERC |  | 22 | 1 | Electric Utility | ST | DFO | DFO | SPA | 15256 | 1468.723 | 2022
hard coal | TRUE | 6768 | N | . | Sikeston Power Station | City of Sikeston - (MO) | 17177 | MO | WNC | SERC |  | 22 | 1 | Electric Utility | ST | SUB | COL | SPA | 15960206 | 1525296.3 | 2022
petroleum | TRUE | 6772 | N | . | Hugo | Western Farmers Elec Coop, Inc | 20447 | OK | WSC | MRO |  | 22 | 1 | Electric Utility | ST | DFO | DFO | SWPP | 51404 | 4298.944 | 2022
hard coal | TRUE | 6772 | N | . | Hugo | Western Farmers Elec Coop, Inc | 20447 | OK | WSC | MRO |  | 22 | 1 | Electric Utility | ST | SUB | COL | SWPP | 9197988 | 801928.06 | 2022
petroleum | TRUE | 6776 | N | . | West Station (NJ) | City of Vineland - (NJ) | 19856 | NJ | MAT | RFC |  | 22 | 1 | Electric Utility | GT | DFO | DFO | PJM | 0 | 0 | 2022
hydro | TRUE | 6789 | N | . | St Stephen | US Army Corps of Engineers | 50118 | SC | SAT | SERC |  | 22 | 1 | Electric Utility | HY | WAT | HYC | SC | 557785 | 163477 | 2022
petroleum | TRUE | 6791 | N | . | Augusta Electric Plant No 2 | City of Augusta - (KS) | 998 | KS | WNC | MRO |  | 22 | 1 | Electric Utility | IC | DFO | DFO | SWPP | 3923 | 219.005 | 2022
natural gas peaker | TRUE | 6791 | N | . | Augusta Electric Plant No 2 | City of Augusta - (KS) | 998 | KS | WNC | MRO |  | 22 | 1 | Electric Utility | IC | NG | NG | SWPP | 30340 | 1692.995 | 2022
petroleum | TRUE | 6801 | N | . | Jarvis Street | City & Borough of Sitka - (AK) | 17271 | AK | PACN |  |  | 22 | 1 | Electric Utility | IC | DFO | DFO |  | 1806 | -812 | 2022
hard coal | TRUE | 6823 | N | . | D B Wilson | Big Rivers Electric Corp | 1692 | KY | ESC | SERC |  | 22 | 1 | Electric Utility | ST | BIT | COL | MISO | 26032023 | 2376584.6 | 2022
petroleum | TRUE | 6823 | N | . | D B Wilson | Big Rivers Electric Corp | 1692 | KY | ESC | SERC |  | 22 | 1 | Electric Utility | ST | DFO | DFO | MISO | 150272 | 11968.383 | 2022
petroleum | TRUE | 6823 | N | . | D B Wilson | Big Rivers Electric Corp | 1692 | KY | ESC | SERC |  | 22 | 1 | Electric Utility | ST | PC | PC | MISO | 0 | 0 | 2022
petroleum | TRUE | 6824 | N | . | St Bonifacius | Great River Energy | 7570 | MN | WNC | MRO |  | 22 | 1 | Electric Utility | GT | DFO | DFO | MISO | 27980 | 1398 | 2022
hydro | TRUE | 7012 | N | . | Lower No 1 | City of Idaho Falls - (ID) | 9187 | ID | MTN | WECC |  | 22 | 1 | Electric Utility | HY | WAT | HYC | PACE | 57988 | 16995 | 2022
petroleum | TRUE | 7013 | N | . | East 12th Street | City of Winfield - (KS) | 20813 | KS | WNC | MRO |  | 22 | 1 | Electric Utility | IC | DFO | DFO | SWPP | 23 | 2 | 2022
natural gas steam turbine | TRUE | 7013 | N | . | East 12th Street | City of Winfield - (KS) | 20813 | KS | WNC | MRO |  | 22 | 1 | Electric Utility | ST | NG | NG | SWPP | 20783 | 1560 | 2022
hydro | TRUE | 7015 | N | . | Unit 4 | City of Mt Pleasant - (UT) | 13037 | UT | MTN | WECC |  | 22 | 1 | Electric Utility | HY | WAT | HYC | PACE | 11223 | 3289 | 2022
petroleum | TRUE | 7018 | N | . | Chanute 3 | City of Chanute | 3355 | KS | WNC | MRO |  | 22 | 1 | Electric Utility | IC | DFO | DFO | SWPP | 3864 | 406.486 | 2022
natural gas peaker | TRUE | 7018 | N | . | Chanute 3 | City of Chanute | 3355 | KS | WNC | MRO |  | 22 | 1 | Electric Utility | IC | NG | NG | SWPP | 36000 | 3788.514 | 2022
petroleum | TRUE | 7028 | Y | . | Whitehead | City of Springville - (UT) | 17845 | UT | MTN | WECC |  | 22 | 1 | Electric Utility | IC | DFO | DFO | PACE | 2185 | 204.293 | 2022
natural gas peaker | TRUE | 7028 | Y | . | Whitehead | City of Springville - (UT) | 17845 | UT | MTN | WECC |  | 22 | 1 | Electric Utility | IC | NG | NG | PACE | 151549 | 14168.707 | 2022
lignite | TRUE | 7030 | N | . | Major Oak Power | Major Oak Power, LLC | 56598 | TX | WSC | TRE |  | 22 | 2 | NAICS-22 Non-Cogen | ST | LIG | COL | ERCO | 28998246 | 2437030.8 | 2022
natural gas steam turbine | TRUE | 7030 | N | . | Major Oak Power | Major Oak Power, LLC | 56598 | TX | WSC | TRE |  | 22 | 2 | NAICS-22 Non-Cogen | ST | NG | NG | ERCO | 70067 | 5901.204 | 2022
petroleum | TRUE | 7030 | N | . | Major Oak Power | Major Oak Power, LLC | 56598 | TX | WSC | TRE |  | 22 | 2 | NAICS-22 Non-Cogen | ST | PC | PC | ERCO | 0 | 0 | 2022
hard coal | TRUE | 7030 | N | . | Major Oak Power | Major Oak Power, LLC | 56598 | TX | WSC | TRE |  | 22 | 2 | NAICS-22 Non-Cogen | ST | SUB | COL | ERCO | 0 | 0 | 2022
petroleum | TRUE | 7032 | N | . | Gravel Neck | Virginia Electric & Power Co | 19876 | VA | SAT | SERC |  | 22 | 1 | Electric Utility | GT | DFO | DFO | PJM | 174363 | 13399.511 | 2022
natural gas peaker | TRUE | 7032 | N | . | Gravel Neck | Virginia Electric & Power Co | 19876 | VA | SAT | SERC |  | 22 | 1 | Electric Utility | GT | NG | NG | PJM | 250057 | 19216.488 | 2022
hydro | TRUE | 7034 | N | . | Hydro II | City of Logan - (UT) | 11135 | UT | MTN | WECC |  | 22 | 1 | Electric Utility | HY | WAT | HYC | PACE | 41726 | 12229 | 2022
petroleum | TRUE | 7039 | N | . | Lake (WY) | NorthWestern Energy (MT wind/thermal) | 56815 | WY | MTN | WECC |  | 22 | 1 | Electric Utility | IC | DFO | DFO | NWMT | 2587 | 206 | 2022
hydro | TRUE | 7040 | N | . | Ellis Hydro | Arkansas Electric Coop Corp | 807 | AR | WSC | SERC |  | 22 | 1 | Electric Utility | HY | WAT | HYC | SWPP | 356100 | 104367 | 2022
hydro | TRUE | 7042 | N | . | Humpback Creek | Cordova Electric Coop, Inc | 40215 | AK | PACN |  |  | 22 | 1 | Electric Utility | HY | WAT | HYC |  | 7940 | 2327 | 2022
hydro | TRUE | 7051 | N | . | Wrightsville Hydro Plant | Washington Electric Coop - (VT) | 20151 | VT | NEW | NPCC |  | 22 | 1 | Electric Utility | HY | WAT | HYC | ISNE | 2191 | 642 | 2022
hydro | TRUE | 7056 | N | . | Bolton Falls | Green Mountain Power Corp | 7601 | VT | NEW | NPCC |  | 22 | 1 | Electric Utility | HY | WAT | HYC | ISNE | 21176 | 6206 | 2022
petroleum | TRUE | 7058 | N | . | Solon Diesel | Dahlberg Light & Power Co | 4715 | WI | ENC | MRO |  | 22 | 1 | Electric Utility | IC | DFO | DFO | MISO | 0 | 0 | 2022
petroleum | TRUE | 7060 | N | . | Sibley No Two | City of Sibley - (IA) | 17141 | IA | WNC | MRO |  | 22 | 1 | Electric Utility | IC | DFO | DFO | MISO | 300 | 23.477 | 2022
natural gas peaker | TRUE | 7060 | N | . | Sibley No Two | City of Sibley - (IA) | 17141 | IA | WNC | MRO |  | 22 | 1 | Electric Utility | IC | NG | NG | MISO | 150 | 11.803 | 2022
other | TRUE | 7063 | N | . | McIntosh (AL) | PowerSouth Energy Cooperative | 189 | AL | ESC | SERC |  | 22 | 1 | Electric Utility | CE | NG | NG | SOCO | 133325 | -6302.001 | 2022
petroleum | TRUE | 7063 | N | . | McIntosh (AL) | PowerSouth Energy Cooperative | 189 | AL | ESC | SERC |  | 22 | 1 | Electric Utility | GT | DFO | DFO | SOCO | 3568 | 306.639 | 2022
natural gas peaker | TRUE | 7063 | N | . | McIntosh (AL) | PowerSouth Energy Cooperative | 189 | AL | ESC | SERC |  | 22 | 1 | Electric Utility | GT | NG | NG | SOCO | 9285523 | 798903.36 | 2022
hydro | TRUE | 7066 | N | . | Stampede | U S Bureau of Reclamation | 2518 | CA | PACC | WECC |  | 22 | 1 | Electric Utility | HY | WAT | HYC | NEVP | 28288 | 8291 | 2022
hydro | TRUE | 7072 | N | . | Mojave Siphon | California Dept. of Water Resources | 3255 | CA | PACC | WECC |  | 22 | 1 | Electric Utility | HY | WAT | HYC | CISO | 21868 | 6409 | 2022
hydro | TRUE | 7079 | N | . | Upper Salmon B | Idaho Power Co | 9191 | ID | MTN | WECC |  | 22 | 1 | Electric Utility | HY | WAT | HYC | IPCO | 277831 | 81428 | 2022
petroleum | TRUE | 7080 | N | . | St George Red Rock | City of St George | 17874 | UT | MTN | WECC |  | 22 | 1 | Electric Utility | IC | DFO | DFO | PACE | 3375 | 457 | 2022
natural gas peaker | TRUE | 7080 | N | . | St George Red Rock | City of St George | 17874 | UT | MTN | WECC |  | 22 | 1 | Electric Utility | IC | NG | NG | PACE | 0 | 0 | 2022
natural gas combined cycle | TRUE | 7082 | N | . | Harry Allen | Nevada Power Co | 13407 | NV | MTN | WECC |  | 22 | 1 | Electric Utility | CA | NG | NG | NEVP | 229891 | 1004792 | 2022
natural gas combined cycle | TRUE | 7082 | N | . | Harry Allen | Nevada Power Co | 13407 | NV | MTN | WECC |  | 22 | 1 | Electric Utility | CT | NG | NG | NEVP | 20177253 | 1755497 | 2022
natural gas peaker | TRUE | 7082 | N | . | Harry Allen | Nevada Power Co | 13407 | NV | MTN | WECC |  | 22 | 1 | Electric Utility | GT | NG | NG | NEVP | 1610552 | 137996 | 2022
natural gas steam turbine | TRUE | 7097 | N | . | J K Spruce | City of San Antonio - (TX) | 16604 | TX | WSC | TRE |  | 22 | 1 | Electric Utility | ST | NG | NG | ERCO | 211910 | 21280.105 | 2022
hard coal | TRUE | 7097 | N | . | J K Spruce | City of San Antonio - (TX) | 16604 | TX | WSC | TRE |  | 22 | 1 | Electric Utility | ST | SUB | COL | ERCO | 67408016 | 6763630.9 | 2022
petroleum | TRUE | 7111 | N | . | Heber City | Heber Light & Power Company | 8366 | UT | MTN | WECC |  | 22 | 1 | Electric Utility | IC | DFO | DFO | PACE | 0 | 0 | 2022
natural gas peaker | TRUE | 7111 | N | . | Heber City | Heber Light & Power Company | 8366 | UT | MTN | WECC |  | 22 | 1 | Electric Utility | IC | NG | NG | PACE | 260344 | 23023.14 | 2022
petroleum | TRUE | 7112 | N | . | Centennial | Metlakatla Power & Light | 12385 | AK | PACN |  |  | 22 | 1 | Electric Utility | IC | DFO | DFO |  | 4948 | 275 | 2022
hydro | TRUE | 7113 | N | . | PEC Headworks | PUD No 2 of Grant County | 14624 | WA | PACC | WECC |  | 22 | 1 | Electric Utility | HY | WAT | HYC | GCPD | 56132 | 16451 | 2022
hydro | TRUE | 7115 | N | . | Hoist | Upper Peninsula Power Company | 19578 | MI | ENC | MRO |  | 22 | 1 | Electric Utility | HY | WAT | HYC | MISO | 47083 | 13799 | 2022
hydro | TRUE | 7116 | N | . | McClure Dam | Upper Peninsula Power Company | 19578 | MI | ENC | MRO |  | 22 | 1 | Electric Utility | HY | WAT | HYC | MISO | 135581 | 39736 | 2022
hydro | TRUE | 7118 | N | . | Cataract (MI) | Cataract Hydro, LLC | 65429 | MI | ENC | MRO |  | 22 | 2 | NAICS-22 Non-Cogen | HY | WAT | HYC | MISO | 21076 | 6177 | 2022
petroleum | TRUE | 7119 | N | . | Gladstone | Upper Peninsula Power Company | 19578 | MI | ENC | MRO |  | 22 | 1 | Electric Utility | GT | DFO | DFO | MISO | 496 | -207 | 2022
other | TRUE | 7125 | N | . | Bad Creek | Duke Energy Carolinas, LLC | 5416 | SC | SAT | SERC |  | 22 | 1 | Electric Utility | PS | WAT | HPS | DUK | 0 | -458608 | 2022
hydro | TRUE | 7127 | N | . | Wynoochee | City of Tacoma - (WA) | 18429 | WA | PACC | WECC |  | 22 | 1 | Electric Utility | HY | WAT | HYC | TPWR | 80610 | 23625 | 2022
hydro | TRUE | 7128 | N | . | William F Matson Generating Station | Allegheny Electric Coop Inc | 332 | PA | MAT | RFC |  | 22 | 1 | Electric Utility | HY | WAT | HYC | PJM | 317715 | 93117 | 2022
hydro | TRUE | 7129 | N | . | Thermalito Diverson Dam | California Dept. of Water Resources | 3255 | CA | PACC | WECC |  | 22 | 1 | Electric Utility | HY | WAT | HYC | CISO | 67484 | 19778 | 2022
petroleum | TRUE | 7130 | N | . | Puna | Hawaii Electric Light Co Inc | 8287 | HI | PACN |  |  | 22 | 1 | Electric Utility | GT | DFO | DFO |  | 796683 | 61898 | 2022
petroleum | TRUE | 7130 | N | . | Puna | Hawaii Electric Light Co Inc | 8287 | HI | PACN |  |  | 22 | 1 | Electric Utility | ST | DFO | DFO |  | 0 | 0 | 2022
petroleum | TRUE | 7130 | N | . | Puna | Hawaii Electric Light Co Inc | 8287 | HI | PACN |  |  | 22 | 1 | Electric Utility | ST | RFO | RFO |  | 0 | 0 | 2022
natural gas peaker | TRUE | 7131 | Y | . | Brandon Station | City of Lubbock - (TX) | 11292 | TX | WSC | TRE |  | 22 | 1 | Electric Utility | GT | NG | NG | SWPP | 145922 | 14442 | 2022
hydro | TRUE | 7132 | N | . | Pine View Dam | City of Bountiful | 2010 | UT | MTN | WECC |  | 22 | 1 | Electric Utility | HY | WAT | HYC | PACE | 6487 | 1901 | 2022
hydro | TRUE | 7135 | N | . | Whillock | Arkansas Electric Coop Corp | 807 | AR | WSC | SERC |  | 22 | 1 | Electric Utility | HY | WAT | HYC | MISO | 353784 | 103688 | 2022
petroleum | TRUE | 7138 | N | . | Forked River | Forked River Power, LLC | 61358 | NJ | MAT | RFC |  | 22 | 2 | NAICS-22 Non-Cogen | GT | DFO | DFO | PJM | 140 | 9.712 | 2022
natural gas peaker | TRUE | 7138 | N | . | Forked River | Forked River Power, LLC | 61358 | NJ | MAT | RFC |  | 22 | 2 | NAICS-22 Non-Cogen | GT | NG | NG | PJM | 105134 | 7336.287 | 2022
petroleum | TRUE | 7145 | N | . | Pleasant Hill | MidAmerican Energy Co | 12341 | IA | WNC | MRO |  | 22 | 1 | Electric Utility | GT | DFO | DFO | MISO | 10469 | 540.594 | 2022
natural gas peaker | TRUE | 7145 | N | . | Pleasant Hill | MidAmerican Energy Co | 12341 | IA | WNC | MRO |  | 22 | 1 | Electric Utility | GT | NG | NG | MISO | 140232 | 7240.406 | 2022
petroleum | TRUE | 7146 | N | . | Wading River | National Grid Generation LLC | 56505 | NY | MAT | NPCC |  | 22 | 1 | Electric Utility | GT | DFO | DFO | NYIS | 279340 | 20313.001 | 2022
hydro | TRUE | 7147 | N | . | Mill Creek 3 | Southern California Edison Co | 17609 | CA | PACC | WECC |  | 22 | 1 | Electric Utility | HY | WAT | HYC | CISO | 21014 | 6159 | 2022
hydro | TRUE | 7151 | N | . | Stony Gorge | City of Santa Clara - (CA) | 16655 | CA | PACC | WECC |  | 22 | 1 | Electric Utility | HY | WAT | HYC | CISO | 15402 | 4514 | 2022
petroleum | TRUE | 7153 | N | . | Hay Road | Calpine Mid-Atlantic Generation LLC | 56609 | DE | SAT | RFC |  | 22 | 2 | NAICS-22 Non-Cogen | CA | DFO | DFO | PJM | 0 | 16175.938 | 2022
natural gas combined cycle | TRUE | 7153 | N | . | Hay Road | Calpine Mid-Atlantic Generation LLC | 56609 | DE | SAT | RFC |  | 22 | 2 | NAICS-22 Non-Cogen | CA | NG | NG | PJM | 0 | 657998.06 | 2022
petroleum | TRUE | 7153 | N | . | Hay Road | Calpine Mid-Atlantic Generation LLC | 56609 | DE | SAT | RFC |  | 22 | 2 | NAICS-22 Non-Cogen | CT | DFO | DFO | PJM | 468645 | 35335.834 | 2022
natural gas combined cycle | TRUE | 7153 | N | . | Hay Road | Calpine Mid-Atlantic Generation LLC | 56609 | DE | SAT | RFC |  | 22 | 2 | NAICS-22 Non-Cogen | CT | NG | NG | PJM | 16916584 | 1289004.2 | 2022
petroleum | TRUE | 7155 | N | . | Lime Creek | Interstate Power and Light Co | 9417 | IA | WNC | MRO |  | 22 | 1 | Electric Utility | GT | DFO | DFO | MISO | 34385 | 1844.999 | 2022
petroleum | TRUE | 7158 | N | . | Woodsdale | Duke Energy Kentucky Inc | 55729 | OH | ENC | RFC |  | 22 | 1 | Electric Utility | GT | DFO | DFO | PJM | 348792 | 23306.215 | 2022
natural gas peaker | TRUE | 7158 | N | . | Woodsdale | Duke Energy Kentucky Inc | 55729 | OH | ENC | RFC |  | 22 | 1 | Electric Utility | GT | NG | NG | PJM | 1578962 | 77957.785 | 2022
other | TRUE | 7158 | N | . | Woodsdale | Duke Energy Kentucky Inc | 55729 | OH | ENC | RFC |  | 22 | 1 | Electric Utility | GT | PG | WOO | PJM | 0 | 0 | 2022
petroleum | TRUE | 7159 | N | . | Concord | Wisconsin Electric Power Co | 20847 | WI | ENC | RFC |  | 22 | 1 | Electric Utility | GT | DFO | DFO | MISO | 11283 | 860.164 | 2022
natural gas peaker | TRUE | 7159 | N | . | Concord | Wisconsin Electric Power Co | 20847 | WI | ENC | RFC |  | 22 | 1 | Electric Utility | GT | NG | NG | MISO | 2651594 | 202248.84 | 2022
other | TRUE | 7164 | N | . | Waddell | Central Arizona Water Conservation Dist | 2850 | AZ | MTN | WECC |  | 22 | 1 | Electric Utility | PS | WAT | HPS | WALC | 0 | -10939 | 2022
hydro | TRUE | 7166 | N | . | Murray | City of North Little Rock - (AR) | 13718 | AR | WSC | SERC |  | 22 | 1 | Electric Utility | HY | WAT | HYC | MISO | 247909 | 72658 | 2022
hydro | TRUE | 7168 | N | . | Chester Lake | Metlakatla Power & Light | 12385 | AK | PACN |  |  | 22 | 1 | Electric Utility | HY | WAT | HYC |  | 14060 | 4121 | 2022
petroleum | TRUE | 7169 | N | . | Northway | Alaska Power and Telephone Co | 219 | AK | PACN |  |  | 22 | 1 | Electric Utility | IC | DFO | DFO |  | 12214 | 1106 | 2022
petroleum | TRUE | 7173 | N | . | Barrow | Barrow Utils & Elec Coop, Inc | 1276 | AK | PACN |  |  | 22 | 1 | Electric Utility | GT | DFO | DFO |  | 11 | 0.695 | 2022
natural gas peaker | TRUE | 7173 | N | . | Barrow | Barrow Utils & Elec Coop, Inc | 1276 | AK | PACN |  |  | 22 | 1 | Electric Utility | GT | NG | NG |  | 782257 | 49420.305 | 2022
natural gas peaker | TRUE | 7173 | N | . | Barrow | Barrow Utils & Elec Coop, Inc | 1276 | AK | PACN |  |  | 22 | 1 | Electric Utility | IC | NG | NG |  | 0 | 0 | 2022
petroleum | TRUE | 7174 | Y | . | Gwitchyaa Zhee | Gwitchyaa Zhee Utility Co | 7833 | AK | PACN |  |  | 22 | 1 | Electric Utility | IC | DFO | DFO |  | 34834 | 3129 | 2022
hydro | TRUE | 7179 | N | . | Headgate Rock | Colorado River Indian Irr Proj | 3990 | AZ | MTN | WECC |  | 22 | 1 | Electric Utility | HY | WAT | HYC | WALC | 192458 | 56406 | 2022
petroleum | TRUE | 7182 | N | . | Aniak | Aniak Light & Power Co Inc | 4959 | AK | PACN |  |  | 22 | 1 | Electric Utility | IC | DFO | DFO |  | 26876 | 2384 | 2022
hydro | TRUE | 7183 | N | . | Newhalen | I-N-N Electric Coop, Inc | 9188 | AK | PACN |  |  | 22 | 1 | Electric Utility | HY | WAT | HYC |  | 12137 | 3557 | 2022
petroleum | TRUE | 7183 | N | . | Newhalen | I-N-N Electric Coop, Inc | 9188 | AK | PACN |  |  | 22 | 1 | Electric Utility | IC | DFO | DFO |  | 372 | 28 | 2022
hydro | TRUE | 7189 | N | . | Whiskeytown | City of Redding - (CA) | 15783 | CA | PACC | WECC |  | 22 | 1 | Electric Utility | HY | WAT | HYC | BANC | 88425 | 25916 | 2022
hydro | TRUE | 7190 | N | . | Milner Hydro | Idaho Power Co | 9191 | ID | MTN | WECC |  | 22 | 1 | Electric Utility | HY | WAT | HYC | IPCO | 45113 | 13222 | 2022
hydro | TRUE | 7191 | N | . | Tallassee Hydro Project | Tallassee Shoals LLC | 56477 | GA | SAT | SERC |  | 22 | 2 | NAICS-22 Non-Cogen | HY | WAT | HYC | SOCO | 22017 | 6453 | 2022
hydro | TRUE | 7200 | N | . | Robert D Willis | USACE-Fort Worth District | 19449 | TX | WSC | TRE |  | 22 | 1 | Electric Utility | HY | WAT | HYC | MISO | 77434 | 22694 | 2022
petroleum | TRUE | 7203 | N | . | South Fond Du Lac | Wisconsin Power & Light Co | 20856 | WI | ENC | MRO |  | 22 | 1 | Electric Utility | GT | DFO | DFO | MISO | 28407 | 1673.087 | 2022
natural gas peaker | TRUE | 7203 | N | . | South Fond Du Lac | Wisconsin Power & Light Co | 20856 | WI | ENC | MRO |  | 22 | 1 | Electric Utility | GT | NG | NG | MISO | 785198 | 46246.913 | 2022
hard coal | TRUE | 7210 | N | . | Cope | Dominion Energy South Carolina, Inc | 17539 | SC | SAT | SERC |  | 22 | 1 | Electric Utility | ST | BIT | COL | SCEG | 5779018 | 571718.51 | 2022
petroleum | TRUE | 7210 | N | . | Cope | Dominion Energy South Carolina, Inc | 17539 | SC | SAT | SERC |  | 22 | 1 | Electric Utility | ST | DFO | DFO | SCEG | 14442 | 1380.545 | 2022
natural gas steam turbine | TRUE | 7210 | N | . | Cope | Dominion Energy South Carolina, Inc | 17539 | SC | SAT | SERC |  | 22 | 1 | Electric Utility | ST | NG | NG | SCEG | 11850181 | 1149475.9 | 2022
hard coal | TRUE | 7210 | N | . | Cope | Dominion Energy South Carolina, Inc | 17539 | SC | SAT | SERC |  | 22 | 1 | Electric Utility | ST | RC | COL | SCEG | 0 | 0 | 2022
petroleum | TRUE | 7212 | N | . | Darbytown | Virginia Electric & Power Co | 19876 | VA | SAT | SERC |  | 22 | 1 | Electric Utility | GT | DFO | DFO | PJM | 316641 | 25023.107 | 2022
natural gas peaker | TRUE | 7212 | N | . | Darbytown | Virginia Electric & Power Co | 19876 | VA | SAT | SERC |  | 22 | 1 | Electric Utility | GT | NG | NG | PJM | 379313 | 29975.895 | 2022
hard coal | TRUE | 7213 | N | . | Clover | Virginia Electric & Power Co | 19876 | VA | SAT | SERC |  | 22 | 1 | Electric Utility | ST | BIT | COL | PJM | 6990100 | 626842.21 | 2022
petroleum | TRUE | 7213 | N | . | Clover | Virginia Electric & Power Co | 19876 | VA | SAT | SERC |  | 22 | 1 | Electric Utility | ST | DFO | DFO | PJM | 48895 | 4389.795 | 2022
hydro | TRUE | 7229 | N | . | Black Butte | City of Santa Clara - (CA) | 16655 | CA | PACC | WECC |  | 22 | 1 | Electric Utility | HY | WAT | HYC | CISO | 17151 | 5027 | 2022
petroleum | TRUE | 7231 | N | . | Gianera | City of Santa Clara - (CA) | 16655 | CA | PACC | WECC |  | 22 | 1 | Electric Utility | GT | DFO | DFO | CISO | 0 | 0 | 2022
natural gas peaker | TRUE | 7231 | N | . | Gianera | City of Santa Clara - (CA) | 16655 | CA | PACC | WECC |  | 22 | 1 | Electric Utility | GT | NG | NG | CISO | 106846 | 7217 | 2022
petroleum | TRUE | 7232 | Y | . | Santa Clara Cogen | City of Santa Clara - (CA) | 16655 | CA | PACC | WECC |  | 22 | 1 | Electric Utility | GT | DFO | DFO | CISO | 0 | 0 | 2022
natural gas peaker | TRUE | 7232 | Y | . | Santa Clara Cogen | City of Santa Clara - (CA) | 16655 | CA | PACC | WECC |  | 22 | 1 | Electric Utility | GT | NG | NG | CISO | 326927 | 27634 | 2022
hydro | TRUE | 7233 | N | . | Tesla | City of Colorado Springs - (CO) | 3989 | CO | MTN | WECC |  | 22 | 1 | Electric Utility | HY | WAT | HYC | WACM | 226038 | 66248 | 2022
petroleum | TRUE | 7237 | N | . | Angus Anson | Northern States Power Co - Minnesota | 13781 | SD | WNC | MRO |  | 22 | 1 | Electric Utility | GT | DFO | DFO | MISO | 15404 | 1277.701 | 2022
natural gas peaker | TRUE | 7237 | N | . | Angus Anson | Northern States Power Co - Minnesota | 13781 | SD | WNC | MRO |  | 22 | 1 | Electric Utility | GT | NG | NG | MISO | 1370689 | 113612.3 | 2022
petroleum | TRUE | 7238 | N | . | Cane Island | Kissimmee Utility Authority | 10376 | FL | SAT | SERC |  | 22 | 1 | Electric Utility | CA | DFO | DFO | FMPP | 0 | 0 | 2022
natural gas combined cycle | TRUE | 7238 | N | . | Cane Island | Kissimmee Utility Authority | 10376 | FL | SAT | SERC |  | 22 | 1 | Electric Utility | CA | NG | NG | FMPP | 1493188 | 1449768 | 2022
petroleum | TRUE | 7238 | N | . | Cane Island | Kissimmee Utility Authority | 10376 | FL | SAT | SERC |  | 22 | 1 | Electric Utility | CT | DFO | DFO | FMPP | 0 | 0 | 2022
natural gas combined cycle | TRUE | 7238 | N | . | Cane Island | Kissimmee Utility Authority | 10376 | FL | SAT | SERC |  | 22 | 1 | Electric Utility | CT | NG | NG | FMPP | 24940363 | 2186861 | 2022
petroleum | TRUE | 7238 | N | . | Cane Island | Kissimmee Utility Authority | 10376 | FL | SAT | SERC |  | 22 | 1 | Electric Utility | GT | DFO | DFO | FMPP | 219 | 17.754 | 2022
natural gas peaker | TRUE | 7238 | N | . | Cane Island | Kissimmee Utility Authority | 10376 | FL | SAT | SERC |  | 22 | 1 | Electric Utility | GT | NG | NG | FMPP | 198986 | 15902.246 | 2022
hard coal | TRUE | 7242 | N | . | Polk | Tampa Electric Co | 18454 | FL | SAT | SERC |  | 22 | 1 | Electric Utility | CA | BIT | COL | TEC | 0 | 0 | 2022
petroleum | TRUE | 7242 | N | . | Polk | Tampa Electric Co | 18454 | FL | SAT | SERC |  | 22 | 1 | Electric Utility | CA | DFO | DFO | TEC | 0 | 5416.834 | 2022
natural gas combined cycle | TRUE | 7242 | N | . | Polk | Tampa Electric Co | 18454 | FL | SAT | SERC |  | 22 | 1 | Electric Utility | CA | NG | NG | TEC | 1624509 | 2703114.2 | 2022
hard coal | TRUE | 7242 | N | . | Polk | Tampa Electric Co | 18454 | FL | SAT | SERC |  | 22 | 1 | Electric Utility | CA | SGC | COL | TEC | 0 | 0 | 2022
hard coal | TRUE | 7242 | N | . | Polk | Tampa Electric Co | 18454 | FL | SAT | SERC |  | 22 | 1 | Electric Utility | CT | BIT | COL | TEC | 0 | 0 | 2022
petroleum | TRUE | 7242 | N | . | Polk | Tampa Electric Co | 18454 | FL | SAT | SERC |  | 22 | 1 | Electric Utility | CT | DFO | DFO | TEC | 109197 | 9345.38 | 2022
natural gas combined cycle | TRUE | 7242 | N | . | Polk | Tampa Electric Co | 18454 | FL | SAT | SERC |  | 22 | 1 | Electric Utility | CT | NG | NG | TEC | 50523871 | 4583128.6 | 2022
petroleum | TRUE | 7242 | N | . | Polk | Tampa Electric Co | 18454 | FL | SAT | SERC |  | 22 | 1 | Electric Utility | CT | PC | PC | TEC | 0 | 0 | 2022
hard coal | TRUE | 7242 | N | . | Polk | Tampa Electric Co | 18454 | FL | SAT | SERC |  | 22 | 1 | Electric Utility | CT | SGC | COL | TEC | 0 | 0 | 2022
hydro | TRUE | 7246 | N | . | Dam 2 | Arkansas Electric Coop Corp | 807 | AR | WSC | SERC |  | 22 | 1 | Electric Utility | HY | WAT | HYC | MISO | 1251126 | 366684 | 2022
petroleum | TRUE | 7247 | N | . | Watertown Power Plant | Missouri Basin Muni Power Agny | 12710 | SD | WNC | MRO |  | 22 | 1 | Electric Utility | GT | DFO | DFO | SWPP | 62752 | 4404 | 2022
petroleum | TRUE | 7250 | N | . | Auke Bay | Alaska Electric Light & Power Co. | 213 | AK | PACN |  |  | 22 | 1 | Electric Utility | GT | DFO | DFO |  | 4108 | -160 | 2022
petroleum | TRUE | 7250 | N | . | Auke Bay | Alaska Electric Light & Power Co. | 213 | AK | PACN |  |  | 22 | 1 | Electric Utility | IC | DFO | DFO |  | 92 | -2 | 2022
hydro | TRUE | 7259 | N | . | Skookumchuck | TransAlta Centralia Gen LLC | 19099 | WA | PACC | WECC |  | 22 | 2 | NAICS-22 Non-Cogen | HY | WAT | HYC | BPAT | 14299 | 4190 | 2022
petroleum | TRUE | 7264 | N | . | Miki Basin | Maui Electric Co Ltd | 11843 | HI | PACN |  |  | 22 | 1 | Electric Utility | IC | DFO | DFO |  | 365832 | 36176 | 2022
natural gas combined cycle | TRUE | 7266 | N | . | Woodland | Modesto Irrigation District | 12745 | CA | PACC | WECC |  | 22 | 1 | Electric Utility | CA | NG | NG | BANC | 0 | 9826 | 2022
petroleum | TRUE | 7266 | N | . | Woodland | Modesto Irrigation District | 12745 | CA | PACC | WECC |  | 22 | 1 | Electric Utility | CT | DFO | DFO | BANC | 0 | 0 | 2022
natural gas combined cycle | TRUE | 7266 | N | . | Woodland | Modesto Irrigation District | 12745 | CA | PACC | WECC |  | 22 | 1 | Electric Utility | CT | NG | NG | BANC | 1711832 | 182939 | 2022
petroleum | TRUE | 7266 | N | . | Woodland | Modesto Irrigation District | 12745 | CA | PACC | WECC |  | 22 | 1 | Electric Utility | GT | DFO | DFO | BANC | 0 | 0 | 2022
natural gas peaker | TRUE | 7266 | N | . | Woodland | Modesto Irrigation District | 12745 | CA | PACC | WECC |  | 22 | 1 | Electric Utility | GT | NG | NG | BANC | 924499 | 89074 | 2022
natural gas peaker | TRUE | 7266 | N | . | Woodland | Modesto Irrigation District | 12745 | CA | PACC | WECC |  | 22 | 1 | Electric Utility | IC | NG | NG | BANC | 361685 | 37809 | 2022
petroleum | TRUE | 7268 | N | . | 491 E 48th Street | City of Holland | 8723 | MI | ENC | RFC |  | 22 | 1 | Electric Utility | GT | DFO | DFO | MISO | 696 | 51.76 | 2022
natural gas peaker | TRUE | 7268 | N | . | 491 E 48th Street | City of Holland | 8723 | MI | ENC | RFC |  | 22 | 1 | Electric Utility | GT | NG | NG | MISO | 1180527 | 87869.24 | 2022
petroleum | TRUE | 7270 | N | . | Paris (WI) | Wisconsin Electric Power Co | 20847 | WI | ENC | RFC |  | 22 | 1 | Electric Utility | GT | DFO | DFO | MISO | 88 | 7.753 | 2022
natural gas peaker | TRUE | 7270 | N | . | Paris (WI) | Wisconsin Electric Power Co | 20847 | WI | ENC | RFC |  | 22 | 1 | Electric Utility | GT | NG | NG | MISO | 3227815 | 253364.25 | 2022
petroleum | TRUE | 7277 | N | . | Lincoln Combustion | Duke Energy Carolinas, LLC | 5416 | NC | SAT | SERC |  | 22 | 1 | Electric Utility | GT | DFO | DFO | DUK | 285808 | 23273.212 | 2022
natural gas peaker | TRUE | 7277 | N | . | Lincoln Combustion | Duke Energy Carolinas, LLC | 5416 | NC | SAT | SERC |  | 22 | 1 | Electric Utility | GT | NG | NG | DUK | 1688907 | 25471.788 | 2022
petroleum | TRUE | 7281 | N | . | Gardner Energy Center | City of Gardner - (KS) | 6949 | KS | WNC | MRO |  | 22 | 1 | Electric Utility | GT | DFO | DFO | SWPP | 0 | 0 | 2022
natural gas peaker | TRUE | 7281 | N | . | Gardner Energy Center | City of Gardner - (KS) | 6949 | KS | WNC | MRO |  | 22 | 1 | Electric Utility | GT | NG | NG | SWPP | 1387 | 40 | 2022
natural gas peaker | TRUE | 7283 | N | . | Paragould Turbine | Paragould Light & Water Comm | 14446 | AR | WSC | MRO |  | 22 | 1 | Electric Utility | GT | NG | NG | SPA | 2078 | 148 | 2022
petroleum | TRUE | 7283 | N | . | Paragould Turbine | Paragould Light & Water Comm | 14446 | AR | WSC | MRO |  | 22 | 1 | Electric Utility | IC | DFO | DFO | SPA | 0 | 0 | 2022
petroleum | TRUE | 7288 | N | . | Sherman Avenue | Calpine New Jersey Generation LLC | 56606 | NJ | MAT | RFC |  | 22 | 2 | NAICS-22 Non-Cogen | GT | DFO | DFO | PJM | 0 | 0 | 2022
petroleum | TRUE | 7288 | N | . | Sherman Avenue | Calpine New Jersey Generation LLC | 56606 | NJ | MAT | RFC |  | 22 | 2 | NAICS-22 Non-Cogen | GT | KER | WOO | PJM | 38674 | 2849.198 | 2022
natural gas peaker | TRUE | 7288 | N | . | Sherman Avenue | Calpine New Jersey Generation LLC | 56606 | NJ | MAT | RFC |  | 22 | 2 | NAICS-22 Non-Cogen | GT | NG | NG | PJM | 250317 | 18444.801 | 2022
petroleum | TRUE | 7294 | N | . | Central Energy Plant | Reedy Creek Improvement Dist | 15776 | FL | SAT | SERC |  | 22 | 1 | Electric Utility | CA | DFO | DFO | FPC | 0 | 0 | 2022
natural gas combined cycle | TRUE | 7294 | N | . | Central Energy Plant | Reedy Creek Improvement Dist | 15776 | FL | SAT | SERC |  | 22 | 1 | Electric Utility | CA | NG | NG | FPC | 0 | 31 | 2022
petroleum | TRUE | 7294 | N | . | Central Energy Plant | Reedy Creek Improvement Dist | 15776 | FL | SAT | SERC |  | 22 | 1 | Electric Utility | CT | DFO | DFO | FPC | 0 | 0 | 2022
natural gas combined cycle | TRUE | 7294 | N | . | Central Energy Plant | Reedy Creek Improvement Dist | 15776 | FL | SAT | SERC |  | 22 | 1 | Electric Utility | CT | NG | NG | FPC | 2593 | 185 | 2022
natural gas combined cycle | TRUE | 7296 | N | . | State Line Combined Cycle | Empire District Electric Co | 5860 | MO | WNC | MRO |  | 22 | 1 | Electric Utility | CA | NG | NG | SWPP | 0 | 850451 | 2022
petroleum | TRUE | 7296 | N | . | State Line Combined Cycle | Empire District Electric Co | 5860 | MO | WNC | MRO |  | 22 | 1 | Electric Utility | CT | DFO | DFO | SWPP | 0 | 0 | 2022
natural gas combined cycle | TRUE | 7296 | N | . | State Line Combined Cycle | Empire District Electric Co | 5860 | MO | WNC | MRO |  | 22 | 1 | Electric Utility | CT | NG | NG | SWPP | 16651262 | 1395757 | 2022
petroleum | TRUE | 7296 | N | . | State Line Combined Cycle | Empire District Electric Co | 5860 | MO | WNC | MRO |  | 22 | 1 | Electric Utility | GT | JF | WOO | SWPP | 53239 | 4424.068 | 2022
natural gas peaker | TRUE | 7296 | N | . | State Line Combined Cycle | Empire District Electric Co | 5860 | MO | WNC | MRO |  | 22 | 1 | Electric Utility | GT | NG | NG | SWPP | 1484461 | 120050.93 | 2022
petroleum | TRUE | 7302 | N | . | Hines Energy Complex | Duke Energy Florida, LLC | 6455 | FL | SAT | SERC |  | 22 | 1 | Electric Utility | CA | DFO | DFO | FPC | 0 | 0 | 2022
natural gas combined cycle | TRUE | 7302 | N | . | Hines Energy Complex | Duke Energy Florida, LLC | 6455 | FL | SAT | SERC |  | 22 | 1 | Electric Utility | CA | NG | NG | FPC | 0 | 4405627 | 2022
petroleum | TRUE | 7302 | N | . | Hines Energy Complex | Duke Energy Florida, LLC | 6455 | FL | SAT | SERC |  | 22 | 1 | Electric Utility | CT | DFO | DFO | FPC | 0 | 0 | 2022
natural gas combined cycle | TRUE | 7302 | N | . | Hines Energy Complex | Duke Energy Florida, LLC | 6455 | FL | SAT | SERC |  | 22 | 1 | Electric Utility | CT | NG | NG | FPC | 89809599 | 7834955 | 2022
natural gas combined cycle | TRUE | 7307 | N | . | Redding Power | City of Redding - (CA) | 15783 | CA | PACC | WECC |  | 22 | 1 | Electric Utility | CA | NG | NG | BANC | 0 | 119776 | 2022
natural gas combined cycle | TRUE | 7307 | N | . | Redding Power | City of Redding - (CA) | 15783 | CA | PACC | WECC |  | 22 | 1 | Electric Utility | CT | NG | NG | BANC | 3491900 | 300086 | 2022
natural gas peaker | TRUE | 7307 | N | . | Redding Power | City of Redding - (CA) | 15783 | CA | PACC | WECC |  | 22 | 1 | Electric Utility | GT | NG | NG | BANC | 113661 | 7056 | 2022
petroleum | TRUE | 7314 | N | . | Richard M Flynn | New York Power Authority | 15296 | NY | MAT | NPCC |  | 22 | 1 | Electric Utility | CA | DFO | DFO | NYIS | 0 | 0 | 2022
natural gas combined cycle | TRUE | 7314 | N | . | Richard M Flynn | New York Power Authority | 15296 | NY | MAT | NPCC |  | 22 | 1 | Electric Utility | CA | NG | NG | NYIS | 0 | 0 | 2022
petroleum | TRUE | 7314 | N | . | Richard M Flynn | New York Power Authority | 15296 | NY | MAT | NPCC |  | 22 | 1 | Electric Utility | CT | DFO | DFO | NYIS | 721441 | 84362.926 | 2022
natural gas combined cycle | TRUE | 7314 | N | . | Richard M Flynn | New York Power Authority | 15296 | NY | MAT | NPCC |  | 22 | 1 | Electric Utility | CT | NG | NG | NYIS | 4738628 | 583938.07 | 2022
natural gas peaker | TRUE | 7315 | N | . | Almond Power Plant | Turlock Irrigation District | 19281 | CA | PACC | WECC |  | 22 | 1 | Electric Utility | GT | NG | NG | TIDC | 3120330 | 290065 | 2022
hydro | TRUE | 7317 | N | . | Buffalo Bill | U S Bureau of Reclamation | 2518 | WY | MTN | WECC |  | 22 | 1 | Electric Utility | HY | WAT | HYC | WAUW | 206238 | 60445 | 2022
petroleum | TRUE | 7318 | N | . | Van Sant Station | NAES Corporation - (DE) | 54899 | DE | SAT | RFC |  | 22 | 2 | NAICS-22 Non-Cogen | GT | DFO | DFO | PJM | 292 | 20.526 | 2022
natural gas peaker | TRUE | 7318 | N | . | Van Sant Station | NAES Corporation - (DE) | 54899 | DE | SAT | RFC |  | 22 | 2 | NAICS-22 Non-Cogen | GT | NG | NG | PJM | 21563 | 1483.473 | 2022
petroleum | TRUE | 7318 | N | . | Van Sant Station | NAES Corporation - (DE) | 54899 | DE | SAT | RFC |  | 22 | 2 | NAICS-22 Non-Cogen | GT | RFO | RFO | PJM | 0 | 0 | 2022
natural gas peaker | TRUE | 7325 | N | . | San Jacinto Steam Electric Station | NRG Texas Power LLC | 54888 | TX | WSC | TRE |  | 22 | 2 | NAICS-22 Non-Cogen | GT | NG | NG | ERCO | 9949128 | 710450 | 2022
petroleum | TRUE | 7335 | N | . | Richmond | Indiana Municipal Power Agency | 9234 | IN | ENC | RFC |  | 22 | 1 | Electric Utility | GT | DFO | DFO | PJM | 18604 | 1373.281 | 2022
natural gas peaker | TRUE | 7335 | N | . | Richmond | Indiana Municipal Power Agency | 9234 | IN | ENC | RFC |  | 22 | 1 | Electric Utility | GT | NG | NG | PJM | 159861 | 11798.717 | 2022
petroleum | TRUE | 7336 | N | . | Anderson | Indiana Municipal Power Agency | 9234 | IN | ENC | RFC |  | 22 | 1 | Electric Utility | GT | DFO | DFO | PJM | 24147 | 1884.592 | 2022
natural gas peaker | TRUE | 7336 | N | . | Anderson | Indiana Municipal Power Agency | 9234 | IN | ENC | RFC |  | 22 | 1 | Electric Utility | GT | NG | NG | PJM | 488366 | 38118.409 | 2022
hydro | TRUE | 7338 | N | . | Grizzly | City of Santa Clara - (CA) | 16655 | CA | PACC | WECC |  | 22 | 1 | Electric Utility | HY | WAT | HYC | CISO | 0 | 0 | 2022
petroleum | TRUE | 7339 | N | . | Wellington 2 | City of Wellington - (KS) | 20315 | KS | WNC | MRO |  | 22 | 1 | Electric Utility | GT | DFO | DFO | SWPP | 18 | 1.263 | 2022
natural gas peaker | TRUE | 7339 | N | . | Wellington 2 | City of Wellington - (KS) | 20315 | KS | WNC | MRO |  | 22 | 1 | Electric Utility | GT | NG | NG | SWPP | 82572 | 5889.737 | 2022
petroleum | TRUE | 7343 | Y | . | George Neal South | MidAmerican Energy Co | 12341 | IA | WNC | MRO |  | 22 | 1 | Electric Utility | ST | DFO | DFO | MISO | 179667 | 9548.731 | 2022
hard coal | TRUE | 7343 | Y | . | George Neal South | MidAmerican Energy Co | 12341 | IA | WNC | MRO |  | 22 | 1 | Electric Utility | ST | RC | COL | MISO | 216399 | 20399.139 | 2022
hard coal | TRUE | 7343 | Y | . | George Neal South | MidAmerican Energy Co | 12341 | IA | WNC | MRO |  | 22 | 1 | Electric Utility | ST | SUB | COL | MISO | 10151864 | 975688.13 | 2022
petroleum | TRUE | 7345 | N | . | University of Florida | Duke Energy Florida, LLC | 6455 | FL | SAT | SERC |  | 22 | 1 | Electric Utility | GT | DFO | DFO | FPC | 0 | 0 | 2022
natural gas peaker | TRUE | 7345 | N | . | University of Florida | Duke Energy Florida, LLC | 6455 | FL | SAT | SERC |  | 22 | 1 | Electric Utility | GT | NG | NG | FPC | 3147943 | 375985 | 2022
petroleum | TRUE | 7348 | N | . | Robins | Georgia Power Co | 7140 | GA | SAT | SERC |  | 22 | 1 | Electric Utility | GT | DFO | DFO | SOCO | 10471 | 2708.497 | 2022
natural gas peaker | TRUE | 7348 | N | . | Robins | Georgia Power Co | 7140 | GA | SAT | SERC |  | 22 | 1 | Electric Utility | GT | NG | NG | SOCO | 27815 | 7195.503 | 2022
natural gas combined cycle | TRUE | 7350 | Y | . | Coyote Springs | Portland General Electric Co | 15248 | OR | PACC | WECC |  | 22 | 1 | Electric Utility | CA | NG | NG | PGE | 0 | 439230 | 2022
natural gas combined cycle | TRUE | 7350 | Y | . | Coyote Springs | Portland General Electric Co | 15248 | OR | PACC | WECC |  | 22 | 1 | Electric Utility | CT | NG | NG | PGE | 9377922 | 933742 | 2022
hydro | TRUE | 7367 | N | . | Bradley Lake | Homer Electric Assn Inc | 19558 | AK | PACN |  |  | 22 | 1 | Electric Utility | HY | WAT | HYC |  | 1285168 | 376661 | 2022
geothermal | TRUE | 7368 | N | . | Geothermal 1 | Northern California Power Agny | 40613 | CA | PACC | WECC |  | 22 | 1 | Electric Utility | ST | GEO | GEO | CISO | 1664906 | 487956 | 2022
geothermal | TRUE | 7369 | N | . | Geothermal 2 | Northern California Power Agny | 40613 | CA | PACC | WECC |  | 22 | 1 | Electric Utility | ST | GEO | GEO | CISO | 941470 | 275929 | 2022
hydro | TRUE | 7372 | N | . | McPhee | U S Bureau of Reclamation | 2518 | CO | MTN | WECC |  | 22 | 1 | Electric Utility | HY | WAT | HYC | WACM | 2927 | 858 | 2022
hydro | TRUE | 7373 | N | . | Towaoc | U S Bureau of Reclamation | 2518 | CO | MTN | WECC |  | 22 | 1 | Electric Utility | HY | WAT | HYC | WACM | 25760 | 7550 | 2022
petroleum | TRUE | 7380 | N | . | Midulla Generating Station | Seminole Electric Cooperative Inc | 21554 | FL | SAT | SERC |  | 22 | 1 | Electric Utility | CA | DFO | DFO | SEC | 0 | 0 | 2022
natural gas combined cycle | TRUE | 7380 | N | . | Midulla Generating Station | Seminole Electric Cooperative Inc | 21554 | FL | SAT | SERC |  | 22 | 1 | Electric Utility | CA | NG | NG | SEC | 0 | 1282547 | 2022
petroleum | TRUE | 7380 | N | . | Midulla Generating Station | Seminole Electric Cooperative Inc | 21554 | FL | SAT | SERC |  | 22 | 1 | Electric Utility | CT | DFO | DFO | SEC | 0 | 0 | 2022
natural gas combined cycle | TRUE | 7380 | N | . | Midulla Generating Station | Seminole Electric Cooperative Inc | 21554 | FL | SAT | SERC |  | 22 | 1 | Electric Utility | CT | NG | NG | SEC | 25076117 | 2250942 | 2022
petroleum | TRUE | 7380 | N | . | Midulla Generating Station | Seminole Electric Cooperative Inc | 21554 | FL | SAT | SERC |  | 22 | 1 | Electric Utility | GT | DFO | DFO | SEC | 1864 | 157.73 | 2022
natural gas peaker | TRUE | 7380 | N | . | Midulla Generating Station | Seminole Electric Cooperative Inc | 21554 | FL | SAT | SERC |  | 22 | 1 | Electric Utility | GT | NG | NG | SEC | 2626160 | 224098.27 | 2022
onshore wind | TRUE | 7381 | N | . | Searsburg Wind Turbine | Green Mountain Power Corp | 7601 | VT | NEW | NPCC |  | 22 | 1 | Electric Utility | WT | WND | WND | ISNE | 32222 | 9444 | 2022
petroleum | TRUE | 7392 | N | . | Poplar Bluff Generating Station | City of Poplar Bluff - (MO) | 15229 | MO | WNC | SERC |  | 22 | 1 | Electric Utility | IC | DFO | DFO | SWPP | 2821 | 59.28 | 2022
natural gas peaker | TRUE | 7392 | N | . | Poplar Bluff Generating Station | City of Poplar Bluff - (MO) | 15229 | MO | WNC | SERC |  | 22 | 1 | Electric Utility | IC | NG | NG | SWPP | 49668 | 1043.72 | 2022
petroleum | TRUE | 7396 | N | . | Front Street | City of Chicopee - (MA) | 3477 | MA | NEW | NPCC |  | 22 | 1 | Electric Utility | IC | DFO | DFO | ISNE | 14950 | 1445 | 2022
petroleum | TRUE | 7397 | N | . | Falling Spring | Borough of Chambersburg | 3329 | PA | MAT | RFC |  | 22 | 1 | Electric Utility | IC | DFO | DFO | PJM | 5869 | 521.211 | 2022
natural gas peaker | TRUE | 7397 | N | . | Falling Spring | Borough of Chambersburg | 3329 | PA | MAT | RFC |  | 22 | 1 | Electric Utility | IC | NG | NG | PJM | 23169 | 2140.789 | 2022
petroleum | TRUE | 7398 | N | . | Water Street Station | City of Bay City - (MI) | 1366 | MI | ENC | RFC |  | 22 | 1 | Electric Utility | IC | DFO | DFO | MISO | 1084 | 97.038 | 2022
natural gas peaker | TRUE | 7398 | N | . | Water Street Station | City of Bay City - (MI) | 1366 | MI | ENC | RFC |  | 22 | 1 | Electric Utility | IC | NG | NG | MISO | 13021 | 1164.962 | 2022
petroleum | TRUE | 7399 | N | . | Henry Station | City of Bay City - (MI) | 1366 | MI | ENC | RFC |  | 22 | 1 | Electric Utility | IC | DFO | DFO | MISO | 864 | 91.365 | 2022
natural gas peaker | TRUE | 7399 | N | . | Henry Station | City of Bay City - (MI) | 1366 | MI | ENC | RFC |  | 22 | 1 | Electric Utility | IC | NG | NG | MISO | 11080 | 1171.635 | 2022
petroleum | TRUE | 7400 | N | . | Salisbury City of | City of Salisbury - (MO) | 16560 | MO | WNC | SERC |  | 22 | 1 | Electric Utility | IC | DFO | DFO | SWPP | 0 | 0 | 2022
petroleum | TRUE | 7405 | N | . | Shelbina Power #1 | City of Shelbina - (MO) | 17035 | MO | WNC | SERC |  | 22 | 1 | Electric Utility | IC | DFO | DFO | AECI | 168 | 16 | 2022
petroleum | TRUE | 7406 | N | . | Shelbina Power #2 | City of Shelbina - (MO) | 17035 | MO | WNC | SERC |  | 22 | 1 | Electric Utility | IC | DFO | DFO | AECI | 696 | 66 | 2022
petroleum | TRUE | 7408 | N | . | Payson | Payson City Corporation | 14600 | UT | MTN | WECC |  | 22 | 1 | Electric Utility | IC | DFO | DFO | PACE | 31 | 0.109 | 2022
natural gas peaker | TRUE | 7408 | N | . | Payson | Payson City Corporation | 14600 | UT | MTN | WECC |  | 22 | 1 | Electric Utility | IC | NG | NG | PACE | 1088 | 3.891 | 2022
biomass | TRUE | 7413 | N | . | Short Mountain | Emerald People's Utility Dist | 40437 | OR | PACC | WECC |  | 22 | 1 | Electric Utility | IC | LFG | MLG | PACW | 238978 | 16657 | 2022
petroleum | TRUE | 7414 | N | . | Thorne Bay Plant | Alaska Power and Telephone Co | 219 | AK | PACN |  |  | 22 | 1 | Electric Utility | IC | DFO | DFO |  | 1143 | 26 | 2022
petroleum | TRUE | 7415 | N | . | Lakefield Utilities | City of Lakefield - (MN) | 10622 | MN | WNC | MRO |  | 22 | 1 | Electric Utility | IC | DFO | DFO | MISO | 210 | 19.6 | 2022
petroleum | TRUE | 7425 | N | . | Interstate | City of Springfield - (IL) | 17828 | IL | ENC | SERC |  | 22 | 1 | Electric Utility | GT | DFO | DFO | MISO | 0 | 0 | 2022
natural gas peaker | TRUE | 7425 | N | . | Interstate | City of Springfield - (IL) | 17828 | IL | ENC | SERC |  | 22 | 1 | Electric Utility | GT | NG | NG | MISO | 13499 | 1365 | 2022
hydro | TRUE | 7427 | N | . | Cowlitz Falls | PUD No 1 of Lewis County | 10944 | WA | PACC | WECC |  | 22 | 1 | Electric Utility | HY | WAT | HYC | BPAT | 804306 | 235729 | 2022
petroleum | TRUE | 7429 | N | . | Edenton Generators | Town of Edenton - (NC) | 6710 | NC | SAT | SERC |  | 22 | 1 | Electric Utility | IC | DFO | DFO | PJM | 0 | 0 | 2022
hydro | TRUE | 7431 | N | . | Dalles Dam North Fishway Project | Northern Wasco County PUD | 13788 | OR | PACC | WECC |  | 22 | 1 | Electric Utility | HY | WAT | HYC | BPAT | 136344 | 39960 | 2022
petroleum | TRUE | 7432 | N | . | Oxford (KS) | City of Oxford - (KS) | 14276 | KS | WNC | MRO |  | 22 | 1 | Electric Utility | IC | DFO | DFO | SWPP | 102 | 6 | 2022
petroleum | TRUE | 7437 | N | . | Galena Electric Utility | Galena Electric Utility | 6915 | AK | PACN |  |  | 22 | 1 | Electric Utility | IC | DFO | DFO |  | 65923 | 5252 | 2022
petroleum | TRUE | 7438 | N | . | Church Street Plant | City of Manassas - (VA) | 11560 | VA | SAT | SERC |  | 22 | 1 | Electric Utility | IC | DFO | DFO | PJM | 4077 | 348 | 2022
petroleum | TRUE | 7439 | N | . | Godwin Drive Plant | City of Manassas - (VA) | 11560 | VA | SAT | SERC |  | 22 | 1 | Electric Utility | IC | DFO | DFO | PJM | 5668 | 591 | 2022
petroleum | TRUE | 7440 | N | . | VMEA 1 Credit Gen | City of Manassas - (VA) | 11560 | VA | SAT | SERC |  | 22 | 1 | Electric Utility | IC | DFO | DFO | PJM | 15996 | 969 | 2022
petroleum | TRUE | 7441 | N | . | VMEA Peaking Gen | City of Manassas - (VA) | 11560 | VA | SAT | SERC |  | 22 | 1 | Electric Utility | IC | DFO | DFO | PJM | 1269 | 122 | 2022
petroleum | TRUE | 7447 | N | . | Pratt 2 | City of Pratt- (KS) | 15321 | KS | WNC | MRO |  | 22 | 1 | Electric Utility | IC | DFO | DFO | SWPP | 853 | 83.332 | 2022
natural gas peaker | TRUE | 7447 | N | . | Pratt 2 | City of Pratt- (KS) | 15321 | KS | WNC | MRO |  | 22 | 1 | Electric Utility | IC | NG | NG | SWPP | 2534 | 247.668 | 2022
petroleum | TRUE | 7449 | N | . | Combustion Turbine Project No 2 | Northern California Power Agny | 40613 | CA | PACC | WECC |  | 22 | 1 | Electric Utility | GT | DFO | DFO | CISO | 0 | 0 | 2022
natural gas peaker | TRUE | 7449 | N | . | Combustion Turbine Project No 2 | Northern California Power Agny | 40613 | CA | PACC | WECC |  | 22 | 1 | Electric Utility | GT | NG | NG | CISO | 77292 | 8008.001 | 2022
petroleum | TRUE | 7450 | N | . | Alameda | Northern California Power Agny | 40613 | CA | PACC | WECC |  | 22 | 1 | Electric Utility | GT | DFO | DFO | CISO | 0 | 0 | 2022
natural gas peaker | TRUE | 7450 | N | . | Alameda | Northern California Power Agny | 40613 | CA | PACC | WECC |  | 22 | 1 | Electric Utility | GT | NG | NG | CISO | 247443 | 15565 | 2022
petroleum | TRUE | 7451 | N | . | Lodi | Northern California Power Agny | 40613 | CA | PACC | WECC |  | 22 | 1 | Electric Utility | GT | DFO | DFO | CISO | 0 | 0 | 2022
natural gas peaker | TRUE | 7451 | N | . | Lodi | Northern California Power Agny | 40613 | CA | PACC | WECC |  | 22 | 1 | Electric Utility | GT | NG | NG | CISO | 76314 | 4682 | 2022
petroleum | TRUE | 7452 | N | . | Roseville Power Plant #2 | City of Roseville - (CA) | 16295 | CA | PACC | WECC |  | 22 | 1 | Electric Utility | GT | DFO | DFO | BANC | 69 | 3.926 | 2022
natural gas peaker | TRUE | 7452 | N | . | Roseville Power Plant #2 | City of Roseville - (CA) | 16295 | CA | PACC | WECC |  | 22 | 1 | Electric Utility | GT | NG | NG | BANC | 102673 | 5822.074 | 2022
natural gas peaker | TRUE | 7456 | N | . | Rathdrum | Avista Corp | 20169 | ID | MTN | WECC |  | 22 | 1 | Electric Utility | GT | NG | NG | AVA | 2429926 | 199238 | 2022
hydro | TRUE | 7458 | N | . | Basalt | City of Aspen- (CO) | 918 | CO | MTN | WECC |  | 22 | 1 | Electric Utility | HY | WAT | HYC | PSCO | 42299 | 12397 | 2022
petroleum | TRUE | 7462 | N | . | Angoon | Inside Passage Elec Coop, Inc | 18963 | AK | PACN |  |  | 22 | 1 | Electric Utility | IC | DFO | DFO |  | 16943 | 1404.888 | 2022
petroleum | TRUE | 7462 | N | . | Angoon | Inside Passage Elec Coop, Inc | 18963 | AK | PACN |  |  | 22 | 1 | Electric Utility | IC | JF | WOO |  | 4535 | 376.112 | 2022
petroleum | TRUE | 7463 | N | . | Hoonah | Inside Passage Elec Coop, Inc | 18963 | AK | PACN |  |  | 22 | 1 | Electric Utility | IC | DFO | DFO |  | 38261 | 3872.426 | 2022
petroleum | TRUE | 7463 | N | . | Hoonah | Inside Passage Elec Coop, Inc | 18963 | AK | PACN |  |  | 22 | 1 | Electric Utility | IC | JF | WOO |  | 1172 | 118.574 | 2022
petroleum | TRUE | 7464 | N | . | Kake | Inside Passage Elec Coop, Inc | 18963 | AK | PACN |  |  | 22 | 1 | Electric Utility | IC | DFO | DFO |  | 14598 | 1152.871 | 2022
petroleum | TRUE | 7464 | N | . | Kake | Inside Passage Elec Coop, Inc | 18963 | AK | PACN |  |  | 22 | 1 | Electric Utility | IC | JF | WOO |  | 4751 | 375.129 | 2022
petroleum | TRUE | 7469 | N | . | Madison Utilities | City of Madison - (NE) | 11481 | NE | WNC | MRO |  | 22 | 1 | Electric Utility | IC | DFO | DFO | SWPP | 29 | 2.042 | 2022
natural gas peaker | TRUE | 7469 | N | . | Madison Utilities | City of Madison - (NE) | 11481 | NE | WNC | MRO |  | 22 | 1 | Electric Utility | IC | NG | NG | SWPP | 42 | 2.958 | 2022
petroleum | TRUE | 7470 | N | . | Marceline | City of Marceline - (MO) | 11626 | MO | WNC | SERC |  | 22 | 1 | Electric Utility | IC | DFO | DFO | MISO | 311 | 8 | 2022
natural gas peaker | TRUE | 7470 | N | . | Marceline | City of Marceline - (MO) | 11626 | MO | WNC | SERC |  | 22 | 1 | Electric Utility | IC | NG | NG | MISO | 0 | 0 | 2022
hydro | TRUE | 7474 | N | . | Upper Sterling | City of Rock Falls - (IL) | 16198 | IL | ENC | RFC |  | 22 | 1 | Electric Utility | HY | WAT | HYC | MISO | 41031 | 12025 | 2022
petroleum | TRUE | 7479 | N | . | North Road Peak | City of Orangeburg - (SC) | 14164 | SC | SAT | SERC |  | 22 | 1 | Electric Utility | IC | DFO | DFO | SCEG | 11975 | 1270 | 2022
natural gas peaker | TRUE | 7480 | N | . | Rowesville Rd Plant | City of Orangeburg - (SC) | 14164 | SC | SAT | SERC |  | 22 | 1 | Electric Utility | GT | NG | NG | SCEG | 16690 | 1068 | 2022
petroleum | TRUE | 7481 | N | . | City Light & Water | City of Blue Hill - (NE) | 20848 | NE | WNC | MRO |  | 22 | 1 | Electric Utility | IC | DFO | DFO | SWPP | 57 | 2 | 2022
petroleum | TRUE | 7482 | N | . | NSB Atqasuk Utility | North Slope Borough Power & Light | 26616 | AK | PACN |  |  | 22 | 1 | Electric Utility | IC | DFO | DFO |  | 37830 | 1892 | 2022
petroleum | TRUE | 7483 | N | . | NSB Kaktovik Utility | North Slope Borough Power & Light | 26616 | AK | PACN |  |  | 22 | 1 | Electric Utility | IC | DFO | DFO |  | 53629 | 5045 | 2022
petroleum | TRUE | 7484 | N | . | NSB Nuiqsut Utility | North Slope Borough Power & Light | 26616 | AK | PACN |  |  | 22 | 1 | Electric Utility | IC | DFO | DFO |  | 10436 | 848.322 | 2022
natural gas peaker | TRUE | 7484 | N | . | NSB Nuiqsut Utility | North Slope Borough Power & Light | 26616 | AK | PACN |  |  | 22 | 1 | Electric Utility | IC | NG | NG |  | 79135 | 6432.678 | 2022
petroleum | TRUE | 7485 | N | . | NSB Point Hope Utility | North Slope Borough Power & Light | 26616 | AK | PACN |  |  | 22 | 1 | Electric Utility | IC | DFO | DFO |  | 71452 | 6369 | 2022
natural gas peaker | TRUE | 7485 | N | . | NSB Point Hope Utility | North Slope Borough Power & Light | 26616 | AK | PACN |  |  | 22 | 1 | Electric Utility | IC | NG | NG |  | 0 | 0 | 2022
petroleum | TRUE | 7486 | N | . | NSB Point Lay Utility | North Slope Borough Power & Light | 26616 | AK | PACN |  |  | 22 | 1 | Electric Utility | IC | DFO | DFO |  | 39853 | 3527 | 2022
petroleum | TRUE | 7487 | N | . | NSB Anaktuvuk Pass | North Slope Borough Power & Light | 26616 | AK | PACN |  |  | 22 | 1 | Electric Utility | IC | DFO | DFO |  | 44285 | 3859 | 2022
petroleum | TRUE | 7488 | N | . | NSB Wainwright Utility | North Slope Borough Power & Light | 26616 | AK | PACN |  |  | 22 | 1 | Electric Utility | IC | DFO | DFO |  | 75605 | 6954 | 2022
hydro | TRUE | 7489 | N | . | Lake Mendocino | City of Ukiah - (CA) | 19397 | CA | PACC | WECC |  | 22 | 1 | Electric Utility | HY | WAT | HYC | CISO | 8053 | 2360 | 2022
hydro | TRUE | 7493 | N | . | King Cove | City of King Cove | 9897 | AK | PACN |  |  | 22 | 1 | Electric Utility | HY | WAT | HYC |  | 12916 | 3785 | 2022
petroleum | TRUE | 7493 | N | . | King Cove | City of King Cove | 9897 | AK | PACN |  |  | 22 | 1 | Electric Utility | IC | DFO | DFO |  | 9100 | 681 | 2022
petroleum | TRUE | 7497 | N | . | Croswell | City of Croswell - (MI) | 4562 | MI | ENC | RFC |  | 22 | 1 | Electric Utility | IC | DFO | DFO | MISO | 0 | 0 | 2022
natural gas peaker | TRUE | 7497 | N | . | Croswell | City of Croswell - (MI) | 4562 | MI | ENC | RFC |  | 22 | 1 | Electric Utility | IC | NG | NG | MISO | 0 | 0 | 2022
onshore wind | TRUE | 7501 | N | . | Princeton Wind Farm | Town of Princeton - (MA) | 15371 | MA | NEW | NPCC |  | 22 | 1 | Electric Utility | WT | WND | WND | ISNE | 8352 | 2448 | 2022
petroleum | TRUE | 7502 | N | . | Dutch Harbor | City of Unalaska - (AK) | 19454 | AK | PACN |  |  | 22 | 1 | Electric Utility | IC | DFO | DFO |  | 384080 | 42487 | 2022
petroleum | TRUE | 7503 | N | . | Unalaska Power Module | City of Unalaska - (AK) | 19454 | AK | PACN |  |  | 22 | 1 | Electric Utility | IC | DFO | DFO |  | 6595 | 650 | 2022
natural gas peaker | TRUE | 7504 | N | . | Neil Simpson II | Black Hills Power, Inc. | 19545 | WY | MTN | WECC |  | 22 | 1 | Electric Utility | GT | NG | NG | WACM | 540532 | 52632 | 2022
petroleum | TRUE | 7504 | N | . | Neil Simpson II | Black Hills Power, Inc. | 19545 | WY | MTN | WECC |  | 22 | 1 | Electric Utility | ST | DFO | DFO | WACM | 0 | 0 | 2022
natural gas steam turbine | TRUE | 7504 | N | . | Neil Simpson II | Black Hills Power, Inc. | 19545 | WY | MTN | WECC |  | 22 | 1 | Electric Utility | ST | NG | NG | WACM | 21923 | 1748.635 | 2022
hard coal | TRUE | 7504 | N | . | Neil Simpson II | Black Hills Power, Inc. | 19545 | WY | MTN | WECC |  | 22 | 1 | Electric Utility | ST | SUB | COL | WACM | 7548211 | 609562.37 | 2022
hydro | TRUE | 7507 | N | . | Deadwood Creek | Hydro Sierra Energy, LLC | 61958 | CA | PACC | WECC |  | 22 | 2 | NAICS-22 Non-Cogen | HY | WAT | HYC | CISO | 0 | 0 | 2022
hydro | TRUE | 7508 | N | . | Stone Creek | Eugene Water & Electric Board | 6013 | OR | PACC | WECC |  | 22 | 1 | Electric Utility | HY | WAT | HYC | PGE | 172538 | 50568 | 2022
hydro | TRUE | 7511 | N | . | McNary Dam Fish Attraction Project | Northern Wasco County PUD | 13788 | WA | PACC | WECC |  | 22 | 1 | Electric Utility | HY | WAT | HYC | BPAT | 210635 | 61734 | 2022
natural gas combined cycle | TRUE | 7512 | N | . | Arthur Von Rosenberg | City of San Antonio - (TX) | 16604 | TX | WSC | TRE |  | 22 | 1 | Electric Utility | CA | NG | NG | ERCO | 810301 | 987201 | 2022
natural gas combined cycle | TRUE | 7512 | N | . | Arthur Von Rosenberg | City of San Antonio - (TX) | 16604 | TX | WSC | TRE |  | 22 | 1 | Electric Utility | CT | NG | NG | ERCO | 17815819 | 1671824 | 2022
petroleum | TRUE | 7515 | N | . | McPherson 3 | City of McPherson - (KS) | 12208 | KS | WNC | MRO |  | 22 | 1 | Electric Utility | GT | DFO | DFO | SWPP | 53925 | 3264.687 | 2022
natural gas peaker | TRUE | 7515 | N | . | McPherson 3 | City of McPherson - (KS) | 12208 | KS | WNC | MRO |  | 22 | 1 | Electric Utility | GT | NG | NG | SWPP | 351125 | 21257.313 | 2022
onshore wind | TRUE | 7526 | N | . | Solano Wind | Sacramento Municipal Util Dist | 16534 | CA | PACC | WECC |  | 22 | 1 | Electric Utility | WT | WND | WND | CISO | 1943124 | 569497 | 2022
natural gas combined cycle | TRUE | 7527 | Y | . | Carson Ice-Gen Project | Sacramento Municipal Util Dist | 16534 | CA | PACC | WECC |  | 22 | 1 | Electric Utility | CA | NG | NG | BANC | 0 | 164592.68 | 2022
biomass | TRUE | 7527 | Y | . | Carson Ice-Gen Project | Sacramento Municipal Util Dist | 16534 | CA | PACC | WECC |  | 22 | 1 | Electric Utility | CA | OBG | ORW | BANC | 0 | 4677.321 | 2022
natural gas combined cycle | TRUE | 7527 | Y | . | Carson Ice-Gen Project | Sacramento Municipal Util Dist | 16534 | CA | PACC | WECC |  | 22 | 1 | Electric Utility | CT | NG | NG | BANC | 1611685 | 36926.344 | 2022
biomass | TRUE | 7527 | Y | . | Carson Ice-Gen Project | Sacramento Municipal Util Dist | 16534 | CA | PACC | WECC |  | 22 | 1 | Electric Utility | CT | OBG | ORW | BANC | 49959 | 1539.656 | 2022
natural gas peaker | TRUE | 7527 | Y | . | Carson Ice-Gen Project | Sacramento Municipal Util Dist | 16534 | CA | PACC | WECC |  | 22 | 1 | Electric Utility | GT | NG | NG | BANC | 65209 | 8064 | 2022
petroleum | TRUE | 7538 | N | . | Wayne County | Duke Energy Progress - (NC) | 3046 | NC | SAT | SERC |  | 22 | 1 | Electric Utility | GT | DFO | DFO | CPLE | 692951 | 61256.28 | 2022
natural gas peaker | TRUE | 7538 | N | . | Wayne County | Duke Energy Progress - (NC) | 3046 | NC | SAT | SERC |  | 22 | 1 | Electric Utility | GT | NG | NG | CPLE | 5509520 | 487035.72 | 2022
hydro | TRUE | 7541 | N | . | Spirit Mountain | U S Bureau of Reclamation | 2518 | WY | MTN | WECC |  | 22 | 1 | Electric Utility | HY | WAT | HYC | WAUW | 53834 | 15778 | 2022
hydro | TRUE | 7545 | N | . | Kaw Hydro | Oklahoma Municipal Power Authority | 14077 | OK | WSC | MRO |  | 22 | 1 | Electric Utility | HY | WAT | HYC | SWPP | 106245 | 31139 | 2022
petroleum | TRUE | 7546 | N | . | Ponca City | Oklahoma Municipal Power Authority | 14077 | OK | WSC | MRO |  | 22 | 1 | Electric Utility | CA | DFO | DFO | SWPP | 0 | 0 | 2022
natural gas combined cycle | TRUE | 7546 | N | . | Ponca City | Oklahoma Municipal Power Authority | 14077 | OK | WSC | MRO |  | 22 | 1 | Electric Utility | CA | NG | NG | SWPP | 0 | 0 | 2022
petroleum | TRUE | 7546 | N | . | Ponca City | Oklahoma Municipal Power Authority | 14077 | OK | WSC | MRO |  | 22 | 1 | Electric Utility | CT | DFO | DFO | SWPP | 0 | 0 | 2022
natural gas combined cycle | TRUE | 7546 | N | . | Ponca City | Oklahoma Municipal Power Authority | 14077 | OK | WSC | MRO |  | 22 | 1 | Electric Utility | CT | NG | NG | SWPP | 319827 | 34443 | 2022
natural gas peaker | TRUE | 7546 | N | . | Ponca City | Oklahoma Municipal Power Authority | 14077 | OK | WSC | MRO |  | 22 | 1 | Electric Utility | GT | NG | NG | SWPP | 121398 | 11513 | 2022
hydro | TRUE | 7548 | N | . | Causey | Weber Basin Water Conserv Dist | 20255 | UT | MTN | WECC |  | 22 | 1 | Electric Utility | HY | WAT | HYC | PACE | 10257 | 3006 | 2022
natural gas combined cycle | TRUE | 7551 | Y | . | SCA Cogen 2 | Sacramento Municipal Util Dist | 16534 | CA | PACC | WECC |  | 22 | 1 | Electric Utility | CA | NG | NG | BANC | 13818 | 116263 | 2022
natural gas combined cycle | TRUE | 7551 | Y | . | SCA Cogen 2 | Sacramento Municipal Util Dist | 16534 | CA | PACC | WECC |  | 22 | 1 | Electric Utility | CT | NG | NG | BANC | 4962272 | 571001 | 2022
natural gas peaker | TRUE | 7551 | Y | . | SCA Cogen 2 | Sacramento Municipal Util Dist | 16534 | CA | PACC | WECC |  | 22 | 1 | Electric Utility | GT | NG | NG | BANC | 138437 | 19137 | 2022
natural gas combined cycle | TRUE | 7552 | Y | . | SPA Cogen 3 | Sacramento Municipal Util Dist | 16534 | CA | PACC | WECC |  | 22 | 1 | Electric Utility | CA | NG | NG | BANC | 21115 | 337967 | 2022
natural gas combined cycle | TRUE | 7552 | Y | . | SPA Cogen 3 | Sacramento Municipal Util Dist | 16534 | CA | PACC | WECC |  | 22 | 1 | Electric Utility | CT | NG | NG | BANC | 7371331 | 592938 | 2022
petroleum | TRUE | 7555 | N | . | Nebraska City # 2 | City of Nebraska City | 13334 | NE | WNC | MRO |  | 22 | 1 | Electric Utility | IC | DFO | DFO | SWPP | 72 | -87.618 | 2022
natural gas peaker | TRUE | 7555 | N | . | Nebraska City # 2 | City of Nebraska City | 13334 | NE | WNC | MRO |  | 22 | 1 | Electric Utility | IC | NG | NG | SWPP | 534 | -654.382 | 2022
petroleum | FALSE | 7556 | N | . | State Farm | State Farm Insurance | 56076 | IL | ENC | RFC |  | 518 | 4 | Commercial NAICS Non-Cogen | IC | DFO | DFO | MISO | 388 | 16 | 2022
hydro | TRUE | 7583 | N | . | Talcville | Erie Boulevard Hydropower LP | 5914 | NY | MAT | NPCC |  | 22 | 2 | NAICS-22 Non-Cogen | HY | WAT | HYC | NYIS | 10584 | 3102 | 2022
petroleum | TRUE | 7584 | N | . | Panora | City of Panora - (IA) | 14433 | IA | WNC | MRO |  | 22 | 1 | Electric Utility | IC | DFO | DFO | MISO | 234 | 23 | 2022
hydro | TRUE | 7588 | N | . | H M Jackson | PUD 1 of Snohomish County | 17470 | WA | PACC | WECC |  | 22 | 1 | Electric Utility | HY | WAT | HYC | BPAT | 1395260 | 408927 | 2022
hydro | TRUE | 7593 | N | . | El Vado Dam | Los Alamos County | 11204 | NM | MTN | WECC |  | 22 | 1 | Electric Utility | HY | WAT | HYC | WACM | 10549 | 3092 | 2022
hydro | TRUE | 7594 | N | . | Belleville Dam | American Mun Power-Ohio, Inc | 40577 | WV | SAT | RFC |  | 22 | 1 | Electric Utility | HY | WAT | HYC | PJM | 906368 | 265641 | 2022
petroleum | TRUE | 7603 | N | . | Prospect Municipal | American Mun Power-Ohio, Inc | 40577 | OH | ENC | RFC |  | 22 | 1 | Electric Utility | IC | DFO | DFO | PJM | 409 | 34 | 2022
natural gas combined cycle | TRUE | 7604 | N | . | St Francis Energy Facility | Associated Electric Coop, Inc | 924 | MO | WNC | SERC |  | 22 | 1 | Electric Utility | CS | NG | NG | AECI | 9609323 | 1273443 | 2022
natural gas combined cycle | TRUE | 7605 | N | . | River Road Gen Plant | PUD No 1 of Clark County - (WA) | 3660 | WA | PACC | WECC |  | 22 | 1 | Electric Utility | CS | NG | NG | BPAT | 12496217 | 1695598 | 2022
hydro | TRUE | 7646 | N | . | Monticello Dam | Solano Irrigation District | 22776 | CA | PACC | WECC |  | 22 | 1 | Electric Utility | HY | WAT | HYC | CISO | 120057 | 35187 | 2022
hydro | TRUE | 7657 | N | . | Auglaize Hydro | City of Bryan - (OH) | 2439 | OH | ENC | RFC |  | 22 | 1 | Electric Utility | HY | WAT | HYC | PJM | 28862 | 8459 | 2022
natural gas combined cycle | TRUE | 7697 | Y | . | Washington County Cogeneration Facility | Alabama Power Co | 195 | AL | ESC | SERC |  | 22 | 1 | Electric Utility | CA | NG | NG | SOCO | 322306 | 200164 | 2022
natural gas combined cycle | TRUE | 7697 | Y | . | Washington County Cogeneration Facility | Alabama Power Co | 195 | AL | ESC | SERC |  | 22 | 1 | Electric Utility | CT | NG | NG | SOCO | 3406561 | 646557 | 2022
natural gas combined cycle | TRUE | 7698 | Y | . | General Electric Plastic | Alabama Power Co | 195 | AL | ESC | SERC |  | 22 | 1 | Electric Utility | CA | NG | NG | SOCO | 0 | 24547 | 2022
natural gas combined cycle | TRUE | 7698 | Y | . | General Electric Plastic | Alabama Power Co | 195 | AL | ESC | SERC |  | 22 | 1 | Electric Utility | CT | NG | NG | SOCO | 2051080 | 471018 | 2022
natural gas combined cycle | TRUE | 7699 | N | . | Tiger Bay | Duke Energy Florida, LLC | 6455 | FL | SAT | SERC |  | 22 | 1 | Electric Utility | CA | NG | NG | FPC | 0 | 441955 | 2022
natural gas combined cycle | TRUE | 7699 | N | . | Tiger Bay | Duke Energy Florida, LLC | 6455 | FL | SAT | SERC |  | 22 | 1 | Electric Utility | CT | NG | NG | FPC | 9727838 | 824073 | 2022
petroleum | TRUE | 7709 | N | . | Dahlberg | Southern Power Co | 17650 | GA | SAT | SERC |  | 22 | 2 | NAICS-22 Non-Cogen | GT | DFO | DFO | SOCO | 32361 | 2862.098 | 2022
natural gas peaker | TRUE | 7709 | N | . | Dahlberg | Southern Power Co | 17650 | GA | SAT | SERC |  | 22 | 2 | NAICS-22 Non-Cogen | GT | NG | NG | SOCO | 3543441 | 313401.9 | 2022
natural gas combined cycle | TRUE | 7710 | N | . | H Allen Franklin Combined Cycle | Southern Power Co | 17650 | AL | ESC | SERC |  | 22 | 2 | NAICS-22 Non-Cogen | CA | NG | NG | SOCO | 6204354 | 4166139 | 2022
natural gas combined cycle | TRUE | 7710 | N | . | H Allen Franklin Combined Cycle | Southern Power Co | 17650 | AL | ESC | SERC |  | 22 | 2 | NAICS-22 Non-Cogen | CT | NG | NG | SOCO | 76863224 | 7474884 | 2022
natural gas peaker | TRUE | 7715 | N | . | Pea Ridge | Florida Power & Light Co | 6452 | FL | SAT | SERC |  | 22 | 1 | Electric Utility | GT | NG | NG | SOCO | 2044558 | 79601 | 2022
petroleum | TRUE | 7719 | N | . | Meridian | Tennessee Valley Authority | 18642 | MS | ESC | SERC |  | 22 | 1 | Electric Utility | IC | DFO | DFO | TVA | 1325 | 2 | 2022
natural gas combined cycle | TRUE | 7721 | Y | . | Theodore Cogen Facility | Alabama Power Co | 195 | AL | ESC | SERC |  | 22 | 1 | Electric Utility | CA | NG | NG | SOCO | 0 | 274124 | 2022
natural gas combined cycle | TRUE | 7721 | Y | . | Theodore Cogen Facility | Alabama Power Co | 195 | AL | ESC | SERC |  | 22 | 1 | Electric Utility | CT | NG | NG | SOCO | 6936345 | 1254686 | 2022
nuclear | TRUE | 7722 | N | 2 | Watts Bar Nuclear Plant | Tennessee Valley Authority | 18642 | TN | ESC | SERC |  | 22 | 1 | Electric Utility | ST | NUC | NUC | TVA | 0 | 6791373 | 2022
nuclear | TRUE | 7722 | N | 1 | Watts Bar Nuclear Plant | Tennessee Valley Authority | 18642 | TN | ESC | SERC |  | 22 | 1 | Electric Utility | ST | NUC | NUC | TVA | 0 | 10016728 | 2022
petroleum | TRUE | 7723 | N | . | Nymans Plant Microgrid | Kodiak Electric Assn Inc | 10433 | AK | PACN |  |  | 22 | 1 | Electric Utility | IC | DFO | DFO |  | 935 | 0 | 2022
biomass | TRUE | 7725 | N | . | Coffin Butte | Pacific Northwest Generating Coop | 14323 | OR | PACC | WECC |  | 22 | 1 | Electric Utility | IC | LFG | MLG | BPAT | 436740 | 39490 | 2022
hard coal | TRUE | 7737 | Y | . | Kapstone | WestRock North Charleston | 63284 | SC | SAT | SERC |  | 22 | 3 | NAICS-22 Cogen | ST | BIT | COL | SCEG | 1178035 | 202023.45 | 2022
biomass | TRUE | 7737 | Y | . | Kapstone | WestRock North Charleston | 63284 | SC | SAT | SERC |  | 22 | 3 | NAICS-22 Cogen | ST | BLQ | WWW | SCEG | 0 | 0 | 2022
petroleum | TRUE | 7737 | Y | . | Kapstone | WestRock North Charleston | 63284 | SC | SAT | SERC |  | 22 | 3 | NAICS-22 Cogen | ST | DFO | DFO | SCEG | 9009 | 1546.115 | 2022
biomass | TRUE | 7737 | Y | . | Kapstone | WestRock North Charleston | 63284 | SC | SAT | SERC |  | 22 | 3 | NAICS-22 Cogen | ST | WDS | WWW | SCEG | 1475232 | 252898.44 | 2022
natural gas peaker | TRUE | 7749 | N | . | Essex | Associated Electric Coop, Inc | 924 | MO | WNC | SERC |  | 22 | 1 | Electric Utility | GT | NG | NG | AECI | 741159 | 72071 | 2022
hydro | TRUE | 7751 | N | . | Goat Lake Hydro | Alaska Power and Telephone Co | 219 | AK | PACN |  |  | 22 | 1 | Electric Utility | HY | WAT | HYC |  | 53629 | 15718 | 2022
hydro | TRUE | 7752 | N | . | Black Bear Lake | Alaska Power and Telephone Co | 219 | AK | PACN |  |  | 22 | 1 | Electric Utility | HY | WAT | HYC |  | 79769 | 23379 | 2022
natural gas peaker | TRUE | 7754 | N | . | Nodaway | Associated Electric Coop, Inc | 924 | MO | WNC | SERC |  | 22 | 1 | Electric Utility | GT | NG | NG | AECI | 254526 | 20004 | 2022
natural gas combined cycle | TRUE | 7757 | N | . | Chouteau | Associated Electric Coop, Inc | 924 | OK | WSC | SERC |  | 22 | 1 | Electric Utility | CA | NG | NG | AECI | 240622 | 1845672 | 2022
natural gas combined cycle | TRUE | 7757 | N | . | Chouteau | Associated Electric Coop, Inc | 924 | OK | WSC | SERC |  | 22 | 1 | Electric Utility | CT | NG | NG | AECI | 38699240 | 3453683 | 2022
petroleum | TRUE | 7758 | N | . | South Plant | Waverly Municipal Elec Utility | 20214 | IA | WNC | MRO |  | 22 | 1 | Electric Utility | IC | DFO | DFO | MISO | 700 | 53 | 2022
natural gas peaker | TRUE | 7759 | N | . | Georgetown | Indianapolis Power & Light Co | 9273 | IN | ENC | RFC |  | 22 | 1 | Electric Utility | GT | NG | NG | MISO | 2409589 | 184553 | 2022
natural gas peaker | TRUE | 7760 | N | . | Tilton | Earthrise Energy, PBC | 65379 | IL | ENC | SERC |  | 22 | 2 | NAICS-22 Non-Cogen | GT | NG | NG | MISO | 417012 | 37754 | 2022
natural gas peaker | TRUE | 7763 | N | . | Henry County | Duke Energy Indiana, LLC | 15470 | IN | ENC | RFC |  | 22 | 1 | Electric Utility | GT | NG | NG | MISO | 2174829 | 190625 | 2022
petroleum | TRUE | 7764 | N | . | MPC Generating | SEPG Operating Services, LLC MPC | 59421 | GA | SAT | SERC |  | 22 | 2 | NAICS-22 Non-Cogen | GT | DFO | DFO | SOCO | 40582 | 3525.517 | 2022
natural gas peaker | TRUE | 7764 | N | . | MPC Generating | SEPG Operating Services, LLC MPC | 59421 | GA | SAT | SERC |  | 22 | 2 | NAICS-22 Non-Cogen | GT | NG | NG | SOCO | 1674761 | 145449.48 | 2022
petroleum | TRUE | 7766 | N | . | Erie Energy Center | City of Erie - (KS) | 5957 | KS | WNC | MRO |  | 22 | 1 | Electric Utility | IC | DFO | DFO | SWPP | 37897 | 3456 | 2022
petroleum | TRUE | 7767 | N | . | Bloomington Power Plant | City of St George | 17874 | UT | MTN | WECC |  | 22 | 1 | Electric Utility | IC | DFO | DFO | PACE | 2248 | 200 | 2022
petroleum | TRUE | 7768 | N | . | Sowega Power | SOWEGA Power LLC | 17690 | GA | SAT | SERC |  | 22 | 1 | Electric Utility | GT | DFO | DFO | SOCO | 0 | 0 | 2022
natural gas peaker | TRUE | 7768 | N | . | Sowega Power | SOWEGA Power LLC | 17690 | GA | SAT | SERC |  | 22 | 1 | Electric Utility | GT | NG | NG | SOCO | 637585 | 64644 | 2022
natural gas peaker | TRUE | 7770 | N | . | 1515 S Caron Road | Rochelle Municipal Utilities | 16179 | IL | ENC | RFC |  | 22 | 1 | Electric Utility | GT | NG | NG | PJM | 0 | 0 | 2022
onshore wind | TRUE | 7771 | N | . | Springview | Bluestem LLC | 58190 | NE | WNC | MRO |  | 22 | 2 | NAICS-22 Non-Cogen | WT | WND | WND | SWPP | 24314 | 7126 | 2022
petroleum | TRUE | 7774 | N | . | Cleveland Peaking | American Mun Power-Ohio, Inc | 40577 | OH | ENC | RFC |  | 22 | 1 | Electric Utility | IC | DFO | DFO | PJM | 950 | 66 | 2022
petroleum | TRUE | 7775 | N | . | Versailles Peaking | American Mun Power-Ohio, Inc | 40577 | OH | ENC | RFC |  | 22 | 1 | Electric Utility | IC | DFO | DFO | PJM | 2259 | 202 | 2022
petroleum | TRUE | 7776 | N | . | Napoleon Peaking | American Mun Power-Ohio, Inc | 40577 | OH | ENC | RFC |  | 22 | 1 | Electric Utility | IC | DFO | DFO | PJM | 1902 | 160 | 2022
petroleum | TRUE | 7777 | N | . | Dover Peaking | American Mun Power-Ohio, Inc | 40577 | OH | ENC | RFC |  | 22 | 1 | Electric Utility | IC | DFO | DFO | PJM | 6012 | 471 | 2022
petroleum | TRUE | 7778 | N | . | Orrville Peaking | American Mun Power-Ohio, Inc | 40577 | OH | ENC | RFC |  | 22 | 1 | Electric Utility | IC | DFO | DFO | PJM | 2656 | 247 | 2022
petroleum | TRUE | 7779 | N | . | Bryan Peaking | American Mun Power-Ohio, Inc | 40577 | OH | ENC | RFC |  | 22 | 1 | Electric Utility | IC | DFO | DFO | PJM | 6424 | 558 | 2022
petroleum | TRUE | 7780 | N | . | Jackson Cntr Peaking | American Mun Power-Ohio, Inc | 40577 | OH | ENC | RFC |  | 22 | 1 | Electric Utility | IC | DFO | DFO | PJM | 771 | 70 | 2022
petroleum | TRUE | 7781 | N | . | Arcanum Peaking | American Mun Power-Ohio, Inc | 40577 | OH | ENC | RFC |  | 22 | 1 | Electric Utility | IC | DFO | DFO | PJM | 431 | 29 | 2022
natural gas peaker | TRUE | 7782 | N | . | Hamilton Peaking | American Mun Power-Ohio, Inc | 40577 | OH | ENC | RFC |  | 22 | 1 | Electric Utility | GT | NG | NG | PJM | 15963 | 1258 | 2022
petroleum | TRUE | 7783 | N | . | Bowling Green Peaking | American Mun Power-Ohio, Inc | 40577 | OH | ENC | RFC |  | 22 | 1 | Electric Utility | GT | DFO | DFO | PJM | 0 | 0 | 2022
natural gas peaker | TRUE | 7783 | N | . | Bowling Green Peaking | American Mun Power-Ohio, Inc | 40577 | OH | ENC | RFC |  | 22 | 1 | Electric Utility | GT | NG | NG | PJM | 11307 | 960.999 | 2022
natural gas combined cycle | TRUE | 7784 | N | . | Allegany Cogen | Allegany Generating Station, LLC | 58651 | NY | MAT | NPCC |  | 22 | 2 | NAICS-22 Non-Cogen | CA | NG | NG | NYIS | 30606 | 12348 | 2022
natural gas combined cycle | TRUE | 7784 | N | . | Allegany Cogen | Allegany Generating Station, LLC | 58651 | NY | MAT | NPCC |  | 22 | 2 | NAICS-22 Non-Cogen | CT | NG | NG | NYIS | 315488 | 31616 | 2022
hydro | TRUE | 7789 | N | . | Abiquiu Dam | Los Alamos County | 11204 | NM | MTN | WECC |  | 22 | 1 | Electric Utility | HY | WAT | HYC | WACM | 75372 | 22090 | 2022
hard coal | TRUE | 7790 | N | . | Bonanza | Deseret Generation & Tran Coop | 40230 | UT | MTN | WECC |  | 22 | 1 | Electric Utility | ST | BIT | COL | PACE | 34881569 | 3446692.3 | 2022
petroleum | TRUE | 7790 | N | . | Bonanza | Deseret Generation & Tran Coop | 40230 | UT | MTN | WECC |  | 22 | 1 | Electric Utility | ST | DFO | DFO | PACE | 40139 | 3950.677 | 2022
petroleum | TRUE | 7791 | N | . | Montpelier | American Mun Power-Ohio, Inc | 40577 | OH | ENC | RFC |  | 22 | 1 | Electric Utility | IC | DFO | DFO | PJM | 2619 | 216 | 2022
petroleum | TRUE | 7795 | N | . | Custer Energy Center | Manitowoc Public Utilities | 11571 | WI | ENC | MRO |  | 22 | 1 | Electric Utility | GT | DFO | DFO | MISO | 0 | 0 | 2022
natural gas peaker | TRUE | 7795 | N | . | Custer Energy Center | Manitowoc Public Utilities | 11571 | WI | ENC | MRO |  | 22 | 1 | Electric Utility | GT | NG | NG | MISO | 16715 | 989 | 2022
petroleum | TRUE | 7797 | N | . | Dominion/Lo Mar | City of Manassas - (VA) | 11560 | VA | SAT | SERC |  | 22 | 1 | Electric Utility | GT | DFO | DFO | PJM | 5313 | 504 | 2022
petroleum | TRUE | 7797 | N | . | Dominion/Lo Mar | City of Manassas - (VA) | 11560 | VA | SAT | SERC |  | 22 | 1 | Electric Utility | IC | DFO | DFO | PJM | 3498 | 498 | 2022
petroleum | TRUE | 7798 | N | . | Gateway Gen | City of Manassas - (VA) | 11560 | VA | SAT | SERC |  | 22 | 1 | Electric Utility | IC | DFO | DFO | PJM | 3516 | 350 | 2022
petroleum | TRUE | 7799 | N | . | West Marinette 34 | Madison Gas & Electric Co | 11479 | WI | ENC | MRO |  | 22 | 1 | Electric Utility | GT | DFO | DFO | MISO | 0 | 0 | 2022
natural gas peaker | TRUE | 7799 | N | . | West Marinette 34 | Madison Gas & Electric Co | 11479 | WI | ENC | MRO |  | 22 | 1 | Electric Utility | GT | NG | NG | MISO | 1537367 | 121536 | 2022
petroleum | TRUE | 7805 | N | . | Sherwood H Smith Jr Energy Complex | Duke Energy Progress - (NC) | 3046 | NC | SAT | SERC |  | 22 | 1 | Electric Utility | CA | DFO | DFO | CPLE | 0 | 334.559 | 2022
natural gas combined cycle | TRUE | 7805 | N | . | Sherwood H Smith Jr Energy Complex | Duke Energy Progress - (NC) | 3046 | NC | SAT | SERC |  | 22 | 1 | Electric Utility | CA | NG | NG | CPLE | 3596259 | 3095404.4 | 2022
petroleum | TRUE | 7805 | N | . | Sherwood H Smith Jr Energy Complex | Duke Energy Progress - (NC) | 3046 | NC | SAT | SERC |  | 22 | 1 | Electric Utility | CT | DFO | DFO | CPLE | 6221 | 558.701 | 2022
natural gas combined cycle | TRUE | 7805 | N | . | Sherwood H Smith Jr Energy Complex | Duke Energy Progress - (NC) | 3046 | NC | SAT | SERC |  | 22 | 1 | Electric Utility | CT | NG | NG | CPLE | 54213443 | 4871315.3 | 2022
petroleum | TRUE | 7805 | N | . | Sherwood H Smith Jr Energy Complex | Duke Energy Progress - (NC) | 3046 | NC | SAT | SERC |  | 22 | 1 | Electric Utility | GT | DFO | DFO | CPLE | 205971 | 19529.926 | 2022
natural gas peaker | TRUE | 7805 | N | . | Sherwood H Smith Jr Energy Complex | Duke Energy Progress - (NC) | 3046 | NC | SAT | SERC |  | 22 | 1 | Electric Utility | GT | NG | NG | CPLE | 20740397 | 1933268.1 | 2022
petroleum | TRUE | 7806 | N | . | Pine Street | Village of Sebewaing - (MI) | 16873 | MI | ENC | RFC |  | 22 | 1 | Electric Utility | IC | DFO | DFO | MISO | 0 | 0 | 2022
natural gas peaker | TRUE | 7806 | N | . | Pine Street | Village of Sebewaing - (MI) | 16873 | MI | ENC | RFC |  | 22 | 1 | Electric Utility | IC | NG | NG | MISO | 276538 | 30422 | 2022
hydro | TRUE | 7807 | N | . | Hamilton Hydro | City of Hamilton - (OH) | 7977 | OH | ENC | RFC |  | 22 | 1 | Electric Utility | HY | WAT | HYC | PJM | 20941 | 6137 | 2022
hydro | TRUE | 7810 | N | . | Argyle | City of Argyle - (WI) | 792 | WI | ENC | MRO |  | 22 | 1 | Electric Utility | HY | WAT | HYC | MISO | 0 | 0 | 2022
petroleum | TRUE | 7810 | N | . | Argyle | City of Argyle - (WI) | 792 | WI | ENC | MRO |  | 22 | 1 | Electric Utility | IC | DFO | DFO | MISO | 87 | 8 | 2022
natural gas peaker | TRUE | 7813 | N | . | Sewell Creek Energy | Oglethorpe Power Corporation | 13994 | GA | SAT | SERC |  | 22 | 1 | Electric Utility | GT | NG | NG | SOCO | 3936330 | 454924 | 2022
petroleum | TRUE | 7814 | N | . | Webb Forging | Central Electric Power | 59159 | SC | SAT | SERC |  | 22 | 1 | Electric Utility | IC | DFO | DFO | DUK | 372 | 36 | 2022
petroleum | TRUE | 7818 | N | . | Alsey | Prairie Power, Inc | 40307 | IL | ENC | SERC |  | 22 | 1 | Electric Utility | GT | DFO | DFO | MISO | 171 | 148.815 | 2022
natural gas peaker | TRUE | 7818 | N | . | Alsey | Prairie Power, Inc | 40307 | IL | ENC | SERC |  | 22 | 1 | Electric Utility | GT | NG | NG | MISO | 86892 | 76879.185 | 2022
hydro | TRUE | 7820 | N | . | Big Quinnesec 92 | Wisconsin Electric Power Co | 20847 | MI | ENC | RFC |  | 22 | 1 | Electric Utility | HY | WAT | HYC | MISO | 358250 | 104997 | 2022
hydro | TRUE | 7821 | N | . | Big Quinnesec 61 | Wisconsin Electric Power Co | 20847 | MI | ENC | RFC |  | 22 | 1 | Electric Utility | HY | WAT | HYC | MISO | 19392 | 5683 | 2022
hydro | TRUE | 7822 | N | . | Kaukauna City Hydro | City of Kaukauna | 10056 | WI | ENC | MRO |  | 22 | 1 | Electric Utility | HY | WAT | HYC | MISO | 108599 | 31828 | 2022
petroleum | TRUE | 7824 | N | . | Rockwood | Imperial Irrigation District | 9216 | CA | PACC | WECC |  | 22 | 1 | Electric Utility | GT | DFO | DFO | IID | 14642 | 1062.229 | 2022
natural gas peaker | TRUE | 7824 | N | . | Rockwood | Imperial Irrigation District | 9216 | CA | PACC | WECC |  | 22 | 1 | Electric Utility | GT | NG | NG | IID | 25193 | 1827.771 | 2022
natural gas peaker | TRUE | 7825 | N | . | Fulton (AR) | Arkansas Electric Coop Corp | 807 | AR | WSC | SERC |  | 22 | 1 | Electric Utility | GT | NG | NG | SWPP | 717645 | 69778.001 | 2022
petroleum | TRUE | 7826 | N | . | Rowan | Southern Power Co | 17650 | NC | SAT | SERC |  | 22 | 2 | NAICS-22 Non-Cogen | CA | DFO | DFO | DUK | 0 | 2.35 | 2022
natural gas combined cycle | TRUE | 7826 | N | . | Rowan | Southern Power Co | 17650 | NC | SAT | SERC |  | 22 | 2 | NAICS-22 Non-Cogen | CA | NG | NG | DUK | 0 | 1309344.7 | 2022
petroleum | TRUE | 7826 | N | . | Rowan | Southern Power Co | 17650 | NC | SAT | SERC |  | 22 | 2 | NAICS-22 Non-Cogen | CT | DFO | DFO | DUK | 47 | 4.332 | 2022
natural gas combined cycle | TRUE | 7826 | N | . | Rowan | Southern Power Co | 17650 | NC | SAT | SERC |  | 22 | 2 | NAICS-22 Non-Cogen | CT | NG | NG | DUK | 25678992 | 2462490.7 | 2022
petroleum | TRUE | 7826 | N | . | Rowan | Southern Power Co | 17650 | NC | SAT | SERC |  | 22 | 2 | NAICS-22 Non-Cogen | GT | DFO | DFO | DUK | 104084 | 9851.432 | 2022
natural gas peaker | TRUE | 7826 | N | . | Rowan | Southern Power Co | 17650 | NC | SAT | SERC |  | 22 | 2 | NAICS-22 Non-Cogen | GT | NG | NG | DUK | 7391145 | 692960.57 | 2022
petroleum | TRUE | 7827 | N | . | Shelby North | American Mun Power-Ohio, Inc | 40577 | OH | ENC | RFC |  | 22 | 1 | Electric Utility | IC | DFO | DFO | PJM | 1059 | 94 | 2022
petroleum | TRUE | 7828 | N | . | Shelby South | City of Shelby - (OH) | 17043 | OH | ENC | RFC |  | 22 | 1 | Electric Utility | IC | DFO | DFO | PJM | 893 | 79 | 2022
natural gas peaker | TRUE | 7829 | N | . | Smarr Energy Center | Oglethorpe Power Corporation | 13994 | GA | SAT | SERC |  | 22 | 1 | Electric Utility | GT | NG | NG | SOCO | 3236934 | 281888 | 2022
petroleum | TRUE | 7831 | N | . | Beaver Island | Great Lakes Energy Coop | 38084 | MI | ENC | RFC |  | 22 | 1 | Electric Utility | IC | DFO | DFO | MISO | 2493 | 67 | 2022
biomass | TRUE | 7832 | N | . | Roosevelt Biogas 1 | PUD No 1 of Klickitat County | 10393 | WA | PACC | WECC |  | 22 | 1 | Electric Utility | CA | LFG | MLG | BPAT | 0 | 0 | 2022
biomass | TRUE | 7832 | N | . | Roosevelt Biogas 1 | PUD No 1 of Klickitat County | 10393 | WA | PACC | WECC |  | 22 | 1 | Electric Utility | CT | LFG | MLG | BPAT | 0 | 0 | 2022
biomass | TRUE | 7832 | N | . | Roosevelt Biogas 1 | PUD No 1 of Klickitat County | 10393 | WA | PACC | WECC |  | 22 | 1 | Electric Utility | IC | LFG | MLG | BPAT | 0 | 0 | 2022
petroleum | TRUE | 7834 | N | . | John S Rainey | South Carolina Public Service Authority | 17543 | SC | SAT | SERC |  | 22 | 1 | Electric Utility | CA | DFO | DFO | SC | 0 | 0 | 2022
natural gas combined cycle | TRUE | 7834 | N | . | John S Rainey | South Carolina Public Service Authority | 17543 | SC | SAT | SERC |  | 22 | 1 | Electric Utility | CA | NG | NG | SC | 0 | 1419857 | 2022
petroleum | TRUE | 7834 | N | . | John S Rainey | South Carolina Public Service Authority | 17543 | SC | SAT | SERC |  | 22 | 1 | Electric Utility | CT | DFO | DFO | SC | 0 | 0 | 2022
natural gas combined cycle | TRUE | 7834 | N | . | John S Rainey | South Carolina Public Service Authority | 17543 | SC | SAT | SERC |  | 22 | 1 | Electric Utility | CT | NG | NG | SC | 27510675 | 2434847 | 2022
petroleum | TRUE | 7834 | N | . | John S Rainey | South Carolina Public Service Authority | 17543 | SC | SAT | SERC |  | 22 | 1 | Electric Utility | GT | DFO | DFO | SC | 0 | 0 | 2022
natural gas peaker | TRUE | 7834 | N | . | John S Rainey | South Carolina Public Service Authority | 17543 | SC | SAT | SERC |  | 22 | 1 | Electric Utility | GT | NG | NG | SC | 20816901 | 1833571 | 2022
natural gas peaker | TRUE | 7835 | N | . | Essential Power Rock Springs LLC | Essential Power Rock Springs LLC | 56386 | MD | SAT | RFC |  | 22 | 2 | NAICS-22 Non-Cogen | GT | NG | NG | PJM | 2398976 | 225798 | 2022
petroleum | TRUE | 7836 | N | . | Marsh Run Generation Facility | Old Dominion Electric Coop | 40229 | VA | SAT | SERC |  | 22 | 1 | Electric Utility | GT | DFO | DFO | PJM | 287875 | 24629.122 | 2022
natural gas peaker | TRUE | 7836 | N | . | Marsh Run Generation Facility | Old Dominion Electric Coop | 40229 | VA | SAT | SERC |  | 22 | 1 | Electric Utility | GT | NG | NG | PJM | 3613853 | 309180.88 | 2022
petroleum | TRUE | 7837 | N | . | Louisa Generation Facility | Old Dominion Electric Coop | 40229 | VA | SAT | SERC |  | 22 | 1 | Electric Utility | GT | DFO | DFO | PJM | 225125 | 18104.67 | 2022
natural gas peaker | TRUE | 7837 | N | . | Louisa Generation Facility | Old Dominion Electric Coop | 40229 | VA | SAT | SERC |  | 22 | 1 | Electric Utility | GT | NG | NG | PJM | 2682496 | 215730.33 | 2022
petroleum | TRUE | 7838 | N | . | Remington | Virginia Electric & Power Co | 19876 | VA | SAT | SERC |  | 22 | 1 | Electric Utility | GT | DFO | DFO | PJM | 513908 | 50562.657 | 2022
natural gas peaker | TRUE | 7838 | N | . | Remington | Virginia Electric & Power Co | 19876 | VA | SAT | SERC |  | 22 | 1 | Electric Utility | GT | NG | NG | PJM | 6654177 | 654702.34 | 2022
petroleum | TRUE | 7839 | N | . | Ladysmith | Virginia Electric & Power Co | 19876 | VA | SAT | SERC |  | 22 | 1 | Electric Utility | GT | DFO | DFO | PJM | 864432 | 81283.204 | 2022
natural gas peaker | TRUE | 7839 | N | . | Ladysmith | Virginia Electric & Power Co | 19876 | VA | SAT | SERC |  | 22 | 1 | Electric Utility | GT | NG | NG | PJM | 8016953 | 794027.8 | 2022
petroleum | TRUE | 7841 | Y | . | Valdez Cogen | Copper Valley Elec Assn, Inc | 4329 | AK | PACN |  |  | 22 | 1 | Electric Utility | GT | JF | WOO |  | 0 | 0 | 2022
petroleum | TRUE | 7841 | Y | . | Valdez Cogen | Copper Valley Elec Assn, Inc | 4329 | AK | PACN |  |  | 22 | 1 | Electric Utility | GT | WO | WOO |  | 180420 | 18756 | 2022
natural gas peaker | TRUE | 7842 | N | . | Freedom Power Project | Southwestern Electric Coop Inc - (IL) | 17697 | IL | ENC | SERC |  | 22 | 1 | Electric Utility | GT | NG | NG | MISO | 18797 | 1841.001 | 2022
petroleum | TRUE | 7843 | N | . | Pleasant Valley (MN) | Great River Energy | 7570 | MN | WNC | MRO |  | 22 | 1 | Electric Utility | GT | DFO | DFO | MISO | 86252 | 7490.948 | 2022
natural gas peaker | TRUE | 7843 | N | . | Pleasant Valley (MN) | Great River Energy | 7570 | MN | WNC | MRO |  | 22 | 1 | Electric Utility | GT | NG | NG | MISO | 1285006 | 111609.05 | 2022
petroleum | TRUE | 7844 | N | . | Minnesota River | Minnesota Municipal Power Agny | 12667 | MN | WNC | MRO |  | 22 | 1 | Electric Utility | GT | DFO | DFO | MISO | 0 | 0 | 2022
natural gas peaker | TRUE | 7844 | N | . | Minnesota River | Minnesota Municipal Power Agny | 12667 | MN | WNC | MRO |  | 22 | 1 | Electric Utility | GT | NG | NG | MISO | 8569 | 733 | 2022
natural gas combined cycle | TRUE | 7845 | N | . | Lagoon Creek | Tennessee Valley Authority | 18642 | TN | ESC | SERC |  | 22 | 1 | Electric Utility | CA | NG | NG | TVA | 9562773 | 1406166 | 2022
natural gas combined cycle | TRUE | 7845 | N | . | Lagoon Creek | Tennessee Valley Authority | 18642 | TN | ESC | SERC |  | 22 | 1 | Electric Utility | CT | NG | NG | TVA | 14925524 | 2197984 | 2022
petroleum | TRUE | 7845 | N | . | Lagoon Creek | Tennessee Valley Authority | 18642 | TN | ESC | SERC |  | 22 | 1 | Electric Utility | GT | DFO | DFO | TVA | 109397 | 8387.865 | 2022
natural gas peaker | TRUE | 7845 | N | . | Lagoon Creek | Tennessee Valley Authority | 18642 | TN | ESC | SERC |  | 22 | 1 | Electric Utility | GT | NG | NG | TVA | 5817815 | 486167.14 | 2022
petroleum | TRUE | 7846 | N | . | Brandy Branch | JEA | 9617 | FL | SAT | SERC |  | 22 | 1 | Electric Utility | CA | DFO | DFO | JEA | 0 | 0 | 2022
natural gas combined cycle | TRUE | 7846 | N | . | Brandy Branch | JEA | 9617 | FL | SAT | SERC |  | 22 | 1 | Electric Utility | CA | NG | NG | JEA | 601747 | 1624389 | 2022
petroleum | TRUE | 7846 | N | . | Brandy Branch | JEA | 9617 | FL | SAT | SERC |  | 22 | 1 | Electric Utility | CT | DFO | DFO | JEA | 0 | 0 | 2022
natural gas combined cycle | TRUE | 7846 | N | . | Brandy Branch | JEA | 9617 | FL | SAT | SERC |  | 22 | 1 | Electric Utility | CT | NG | NG | JEA | 32406623 | 3143168 | 2022
petroleum | TRUE | 7846 | N | . | Brandy Branch | JEA | 9617 | FL | SAT | SERC |  | 22 | 1 | Electric Utility | GT | DFO | DFO | JEA | 1067 | 60.58 | 2022
natural gas peaker | TRUE | 7846 | N | . | Brandy Branch | JEA | 9617 | FL | SAT | SERC |  | 22 | 1 | Electric Utility | GT | NG | NG | JEA | 1130185 | 104193.42 | 2022
petroleum | TRUE | 7847 | N | . | Coon Rapids II | City of Coon Rapids | 4305 | IA | WNC | MRO |  | 22 | 1 | Electric Utility | IC | DFO | DFO | SWPP | 1787 | 238 | 2022
petroleum | TRUE | 7848 | N | . | Holden | Associated Electric Coop, Inc | 924 | MO | WNC | SERC |  | 22 | 1 | Electric Utility | GT | DFO | DFO | AECI | 46411 | 3103.293 | 2022
natural gas peaker | TRUE | 7848 | N | . | Holden | Associated Electric Coop, Inc | 924 | MO | WNC | SERC |  | 22 | 1 | Electric Utility | GT | NG | NG | AECI | 2861972 | 191367.71 | 2022
petroleum | TRUE | 7849 | N | . | Knoxville Industrial | MidAmerican Energy Co | 12341 | IA | WNC | MRO |  | 22 | 1 | Electric Utility | IC | DFO | DFO | MISO | 726 | 73 | 2022
petroleum | TRUE | 7850 | N | . | Shenandoah | MidAmerican Energy Co | 12341 | IA | WNC | MRO |  | 22 | 1 | Electric Utility | IC | DFO | DFO | MISO | 926 | 91 | 2022
natural gas peaker | TRUE | 7850 | N | . | Shenandoah | MidAmerican Energy Co | 12341 | IA | WNC | MRO |  | 22 | 1 | Electric Utility | IC | NG | NG | MISO | 0 | 0 | 2022
petroleum | TRUE | 7851 | N | . | Waterloo Lundquist | MidAmerican Energy Co | 12341 | IA | WNC | MRO |  | 22 | 1 | Electric Utility | IC | DFO | DFO | MISO | 954 | 96 | 2022
petroleum | TRUE | 7853 | N | . | West Receiving | City of Denison - (IA) | 5056 | IA | WNC | MRO |  | 22 | 1 | Electric Utility | IC | DFO | DFO | SWPP | 84 | 8 | 2022
petroleum | TRUE | 7854 | N | . | Avenue A Generator Sets | City of Rock Falls - (IL) | 16198 | IL | ENC | RFC |  | 22 | 1 | Electric Utility | IC | DFO | DFO | MISO | 1646 | 173 | 2022
onshore wind | TRUE | 7855 | N | . | Moorhead Wind Turbine | City of Moorhead - (MN) | 12894 | MN | WNC | MRO |  | 22 | 1 | Electric Utility | WT | WND | WND | SWPP | 1321 | 387 | 2022
petroleum | TRUE | 7856 | N | . | North Generation Plant | City of Greenfield - (IA) | 7626 | IA | WNC | MRO |  | 22 | 1 | Electric Utility | IC | DFO | DFO | MISO | 762 | 73 | 2022
petroleum | TRUE | 7857 | N | . | Gilliam South | City of Stuart - (IA) | 18231 | IA | WNC | MRO |  | 22 | 1 | Electric Utility | IC | DFO | DFO | MISO | 570 | 30 | 2022
natural gas peaker | TRUE | 7858 | N | . | MEPI GT Facility | Midwest Electric Power Inc | 12159 | IL | ENC | SERC |  | 22 | 2 | NAICS-22 Non-Cogen | GT | NG | NG | GLHB | 0 | 0 | 2022
petroleum | TRUE | 7860 | N | . | Shelbina Power #3 | City of Shelbina - (MO) | 17035 | MO | WNC | SERC |  | 22 | 1 | Electric Utility | IC | DFO | DFO | AECI | 114 | 8 | 2022
hydro | TRUE | 7862 | N | . | Power Creek | Cordova Electric Coop, Inc | 40215 | AK | PACN |  |  | 22 | 1 | Electric Utility | HY | WAT | HYC |  | 54499 | 15973 | 2022
petroleum | TRUE | 7863 | N | . | Elk Mound | Dairyland Power Coop | 4716 | WI | ENC | MRO |  | 22 | 1 | Electric Utility | GT | DFO | DFO | MISO | 554 | 43.897 | 2022
natural gas peaker | TRUE | 7863 | N | . | Elk Mound | Dairyland Power Coop | 4716 | WI | ENC | MRO |  | 22 | 1 | Electric Utility | GT | NG | NG | MISO | 471356 | 37041.104 | 2022
petroleum | TRUE | 7865 | N | . | Earlville | City of Earlville - (IA) | 5563 | IA | WNC | MRO |  | 22 | 1 | Electric Utility | IC | DFO | DFO | MISO | 114 | 17 | 2022
hydro | TRUE | 7867 | N | . | Snoqualmie 2 | Puget Sound Energy Inc | 15500 | WA | PACC | WECC |  | 22 | 1 | Electric Utility | HY | WAT | HYC | PSEI | 423846 | 124222 | 2022
petroleum | TRUE | 7869 | N | . | Glenwood Landing | National Grid Generation LLC | 56505 | NY | MAT | NPCC |  | 22 | 1 | Electric Utility | GT | DFO | DFO | NYIS | 0 | 0 | 2022
petroleum | TRUE | 7869 | N | . | Glenwood Landing | National Grid Generation LLC | 56505 | NY | MAT | NPCC |  | 22 | 1 | Electric Utility | GT | KER | WOO | NYIS | 42208 | 4109.673 | 2022
natural gas peaker | TRUE | 7869 | N | . | Glenwood Landing | National Grid Generation LLC | 56505 | NY | MAT | NPCC |  | 22 | 1 | Electric Utility | GT | NG | NG | NYIS | 2049979 | 199596.33 | 2022
petroleum | TRUE | 7870 | N | . | Encogen | Puget Sound Energy Inc | 15500 | WA | PACC | WECC |  | 22 | 1 | Electric Utility | CA | DFO | DFO | PSEI | 0 | 0.207 | 2022
natural gas combined cycle | TRUE | 7870 | N | . | Encogen | Puget Sound Energy Inc | 15500 | WA | PACC | WECC |  | 22 | 1 | Electric Utility | CA | NG | NG | PSEI | 0 | 139279.79 | 2022
petroleum | TRUE | 7870 | N | . | Encogen | Puget Sound Energy Inc | 15500 | WA | PACC | WECC |  | 22 | 1 | Electric Utility | CT | DFO | DFO | PSEI | 6 | 0.425 | 2022
natural gas combined cycle | TRUE | 7870 | N | . | Encogen | Puget Sound Energy Inc | 15500 | WA | PACC | WECC |  | 22 | 1 | Electric Utility | CT | NG | NG | PSEI | 3959465 | 287486.58 | 2022
petroleum | TRUE | 7872 | N | . | Robert P Mone Plant | Buckeye Power, Inc | 25422 | OH | ENC | RFC |  | 22 | 1 | Electric Utility | GT | DFO | DFO | PJM | 15293 | 1401.603 | 2022
natural gas peaker | TRUE | 7872 | N | . | Robert P Mone Plant | Buckeye Power, Inc | 25422 | OH | ENC | RFC |  | 22 | 1 | Electric Utility | GT | NG | NG | PJM | 5985148 | 548358.4 | 2022
natural gas combined cycle | TRUE | 7873 | N | . | H L Culbreath Bayside Power Station | Tampa Electric Co | 18454 | FL | SAT | SERC |  | 22 | 1 | Electric Utility | CA | NG | NG | TEC | 0 | 2697695 | 2022
natural gas combined cycle | TRUE | 7873 | N | . | H L Culbreath Bayside Power Station | Tampa Electric Co | 18454 | FL | SAT | SERC |  | 22 | 1 | Electric Utility | CT | NG | NG | TEC | 56784692 | 4968846 | 2022
natural gas peaker | TRUE | 7873 | N | . | H L Culbreath Bayside Power Station | Tampa Electric Co | 18454 | FL | SAT | SERC |  | 22 | 1 | Electric Utility | GT | NG | NG | TEC | 364780 | 32283 | 2022
petroleum | TRUE | 7874 | N | . | Edgerton | American Mun Power-Ohio, Inc | 40577 | OH | ENC | RFC |  | 22 | 1 | Electric Utility | IC | DFO | DFO | PJM | 2547 | 176 | 2022
petroleum | TRUE | 7878 | N | . | Wellington | American Mun Power-Ohio, Inc | 40577 | OH | ENC | RFC |  | 22 | 1 | Electric Utility | IC | DFO | DFO | PJM | 305 | 24 | 2022
petroleum | TRUE | 7883 | N | . | Powell Valley | Powell Valley Electric Coop | 15293 | TN | ESC | SERC |  | 22 | 1 | Electric Utility | IC | DFO | DFO | TVA | 4295 | 420 | 2022
petroleum | FALSE | 7884 | N | . | Dakota Magic | Dakota Magic Casino | 4775 | ND | WNC | MRO |  | 713 | 4 | Commercial NAICS Non-Cogen | IC | DFO | DFO | MISO | 0 | 0 | 2022
onshore wind | TRUE | 7886 | N | . | Wind Turbine | Madison Gas & Electric Co | 11479 | WI | ENC | MRO |  | 22 | 1 | Electric Utility | WT | WND | WND | MISO | 60822 | 17826 | 2022
petroleum | TRUE | 7887 | N | . | Terry Bundy Generating Station | Lincoln Electric System | 11018 | NE | WNC | MRO |  | 22 | 1 | Electric Utility | CA | DFO | DFO | SWPP | 0 | 0 | 2022
natural gas combined cycle | TRUE | 7887 | N | . | Terry Bundy Generating Station | Lincoln Electric System | 11018 | NE | WNC | MRO |  | 22 | 1 | Electric Utility | CA | NG | NG | SWPP | 35 | 19202 | 2022
petroleum | TRUE | 7887 | N | . | Terry Bundy Generating Station | Lincoln Electric System | 11018 | NE | WNC | MRO |  | 22 | 1 | Electric Utility | CT | DFO | DFO | SWPP | 0 | 0 | 2022
natural gas combined cycle | TRUE | 7887 | N | . | Terry Bundy Generating Station | Lincoln Electric System | 11018 | NE | WNC | MRO |  | 22 | 1 | Electric Utility | CT | NG | NG | SWPP | 785199 | 76809 | 2022
petroleum | TRUE | 7887 | N | . | Terry Bundy Generating Station | Lincoln Electric System | 11018 | NE | WNC | MRO |  | 22 | 1 | Electric Utility | GT | DFO | DFO | SWPP | 14901 | 1302.298 | 2022
natural gas peaker | TRUE | 7887 | N | . | Terry Bundy Generating Station | Lincoln Electric System | 11018 | NE | WNC | MRO |  | 22 | 1 | Electric Utility | GT | NG | NG | SWPP | 1151372 | 105044.7 | 2022
petroleum | TRUE | 7887 | N | . | Terry Bundy Generating Station | Lincoln Electric System | 11018 | NE | WNC | MRO |  | 22 | 1 | Electric Utility | IC | DFO | DFO | SWPP | 300 | 25.064 | 2022
biomass | TRUE | 7887 | N | . | Terry Bundy Generating Station | Lincoln Electric System | 11018 | NE | WNC | MRO |  | 22 | 1 | Electric Utility | IC | LFG | MLG | SWPP | 250962 | 21553.936 | 2022
natural gas combined cycle | TRUE | 7897 | N | . | E B Harris Electric Generating Plant | Southern Power Co | 17650 | AL | ESC | SERC |  | 22 | 2 | NAICS-22 Non-Cogen | CA | NG | NG | SOCO | 4916666 | 2641884 | 2022
natural gas combined cycle | TRUE | 7897 | N | . | E B Harris Electric Generating Plant | Southern Power Co | 17650 | AL | ESC | SERC |  | 22 | 2 | NAICS-22 Non-Cogen | CT | NG | NG | SOCO | 42814813 | 4120231 | 2022
natural gas combined cycle | TRUE | 7900 | N | . | Sand Hill | Austin Energy | 1015 | TX | WSC | TRE |  | 22 | 1 | Electric Utility | CA | NG | NG | ERCO | 183061 | 454945 | 2022
natural gas combined cycle | TRUE | 7900 | N | . | Sand Hill | Austin Energy | 1015 | TX | WSC | TRE |  | 22 | 1 | Electric Utility | CT | NG | NG | ERCO | 9763092 | 776501 | 2022
natural gas peaker | TRUE | 7900 | N | . | Sand Hill | Austin Energy | 1015 | TX | WSC | TRE |  | 22 | 1 | Electric Utility | GT | NG | NG | ERCO | 3824650 | 386156 | 2022
lignite | TRUE | 7902 | N | . | Pirkey | Southwestern Electric Power Co | 17698 | TX | WSC | MRO |  | 22 | 1 | Electric Utility | ST | LIG | COL | SWPP | 32272858 | 2949474.6 | 2022
natural gas steam turbine | TRUE | 7902 | N | . | Pirkey | Southwestern Electric Power Co | 17698 | TX | WSC | MRO |  | 22 | 1 | Electric Utility | ST | NG | NG | SWPP | 92861 | 8302.402 | 2022
natural gas peaker | TRUE | 7903 | N | . | McCartney | City Utilities of Springfield - (MO) | 17833 | MO | WNC | MRO |  | 22 | 1 | Electric Utility | GT | NG | NG | SWPP | 1094151 | 95526.998 | 2022
hydro | TRUE | 7907 | N | . | Pine Flat | Kings River Conservation Dist | 10325 | CA | PACC | WECC |  | 22 | 1 | Electric Utility | HY | WAT | HYC | CISO | 372399 | 109144 | 2022
natural gas peaker | TRUE | 7909 | N | . | Vernon Boulevard | New York Power Authority | 15296 | NY | MAT | NPCC |  | 22 | 1 | Electric Utility | GT | NG | NG | NYIS | 1347376 | 123002 | 2022
natural gas peaker | TRUE | 7910 | N | . | Joseph J Seymour Power Project | New York Power Authority | 15296 | NY | MAT | NPCC |  | 22 | 1 | Electric Utility | GT | NG | NG | NYIS | 1291074 | 113933 | 2022
natural gas peaker | TRUE | 7912 | N | . | Brentwood | New York Power Authority | 15296 | NY | MAT | NPCC |  | 22 | 1 | Electric Utility | GT | NG | NG | NYIS | 745811 | 67723.002 | 2022
natural gas peaker | TRUE | 7913 | N | . | Hell Gate | New York Power Authority | 15296 | NY | MAT | NPCC |  | 22 | 1 | Electric Utility | GT | NG | NG | NYIS | 1200792 | 110115 | 2022
natural gas peaker | TRUE | 7914 | N | . | Harlem River Yard | New York Power Authority | 15296 | NY | MAT | NPCC |  | 22 | 1 | Electric Utility | GT | NG | NG | NYIS | 1258599 | 115482 | 2022
natural gas peaker | TRUE | 7915 | N | . | North 1st | New York Power Authority | 15296 | NY | MAT | NPCC |  | 22 | 1 | Electric Utility | GT | NG | NG | NYIS | 770292 | 70738 | 2022
petroleum | TRUE | 7916 | N | . | Talbot County Energy | Oglethorpe Power Corporation | 13994 | GA | SAT | SERC |  | 22 | 1 | Electric Utility | GT | DFO | DFO | SOCO | 9716 | 812.446 | 2022
natural gas peaker | TRUE | 7916 | N | . | Talbot County Energy | Oglethorpe Power Corporation | 13994 | GA | SAT | SERC |  | 22 | 1 | Electric Utility | GT | NG | NG | SOCO | 7229446 | 604584.55 | 2022
natural gas combined cycle | TRUE | 7917 | N | . | Chattahoochee Energy Facility | Oglethorpe Power Corporation | 13994 | GA | SAT | SERC |  | 22 | 1 | Electric Utility | CA | NG | NG | SOCO | 111222 | 924767 | 2022
natural gas combined cycle | TRUE | 7917 | N | . | Chattahoochee Energy Facility | Oglethorpe Power Corporation | 13994 | GA | SAT | SERC |  | 22 | 1 | Electric Utility | CT | NG | NG | SOCO | 17633925 | 1646885 | 2022
petroleum | TRUE | 7918 | N | . | Galion | American Mun Power-Ohio, Inc | 40577 | OH | ENC | RFC |  | 22 | 1 | Electric Utility | IC | DFO | DFO | PJM | 1812 | 163 | 2022
petroleum | TRUE | 7919 | N | . | Seville | American Mun Power-Ohio, Inc | 40577 | OH | ENC | RFC |  | 22 | 1 | Electric Utility | IC | DFO | DFO | PJM | 2493 | 206 | 2022
petroleum | TRUE | 7920 | N | . | Traer South | City of Traer - (IA) | 19062 | IA | WNC | MRO |  | 22 | 1 | Electric Utility | IC | DFO | DFO | MISO | 12 | -137 | 2022
petroleum | TRUE | 7921 | N | . | Maquoketa 2 | City of Maquoketa - (IA) | 11611 | IA | WNC | MRO |  | 22 | 1 | Electric Utility | IC | DFO | DFO | MISO | 0 | -179 | 2022
petroleum | TRUE | 7922 | N | . | Brooklyn City North Plant | City of Brooklyn - (IA) | 2287 | IA | WNC | MRO |  | 22 | 1 | Electric Utility | IC | DFO | DFO | MISO | 3213 | 296 | 2022
petroleum | TRUE | 7924 | N | . | Albertville | Albertville Municipal Utilities Board | 241 | AL | ESC | SERC |  | 22 | 1 | Electric Utility | IC | DFO | DFO | TVA | 0 | 0 | 2022
petroleum | TRUE | 7925 | N | . | Lakefield Junction | Great River Energy | 7570 | MN | WNC | MRO |  | 22 | 1 | Electric Utility | GT | DFO | DFO | MISO | 9376 | 732.788 | 2022
natural gas peaker | TRUE | 7925 | N | . | Lakefield Junction | Great River Energy | 7570 | MN | WNC | MRO |  | 22 | 1 | Electric Utility | GT | NG | NG | MISO | 858655 | 67105.212 | 2022
petroleum | TRUE | 7925 | N | . | Lakefield Junction | Great River Energy | 7570 | MN | WNC | MRO |  | 22 | 1 | Electric Utility | IC | DFO | DFO | MISO | 0 | 0 | 2022
petroleum | TRUE | 7926 | N | . | South Strawberry | City of Strawberry Point | 18204 | IA | WNC | MRO |  | 22 | 1 | Electric Utility | IC | DFO | DFO | MISO | 240 | 25 | 2022
onshore wind | TRUE | 7927 | N | . | Buffalo Mountain | Tennessee Valley Authority | 18642 | TN | ESC | SERC |  | 22 | 1 | Electric Utility | WT | WND | WND | TVA | 0 | 0 | 2022
natural gas peaker | TRUE | 7928 | N | . | Osawatomie | Evergy Metro | 10000 | KS | WNC | MRO |  | 22 | 1 | Electric Utility | GT | NG | NG | SWPP | 626314 | 46835 | 2022
natural gas peaker | TRUE | 7929 | N | . | West Gardner | Evergy Metro | 10000 | KS | WNC | MRO |  | 22 | 1 | Electric Utility | GT | NG | NG | SWPP | 2454516 | 181580 | 2022
petroleum | TRUE | 7930 | Y | . | Russell Energy Center | City of Russell - (KS) | 16440 | KS | WNC | MRO |  | 22 | 1 | Electric Utility | GT | DFO | DFO | SWPP | 0 | 0 | 2022
natural gas peaker | TRUE | 7930 | Y | . | Russell Energy Center | City of Russell - (KS) | 16440 | KS | WNC | MRO |  | 22 | 1 | Electric Utility | GT | NG | NG | SWPP | 30490 | 2330 | 2022
natural gas combined cycle | TRUE | 7931 | N | . | Coyote Springs II | Avista Corp | 20169 | OR | PACC | WECC |  | 22 | 1 | Electric Utility | CA | NG | NG | BPAT | 334731 | 665953 | 2022
natural gas combined cycle | TRUE | 7931 | N | . | Coyote Springs II | Avista Corp | 20169 | OR | PACC | WECC |  | 22 | 1 | Electric Utility | CT | NG | NG | BPAT | 12499043 | 1178290 | 2022
natural gas peaker | TRUE | 7932 | N | . | Gaylord - Wolverine | Wolverine Power Supply Coop | 20910 | MI | ENC | RFC |  | 22 | 1 | Electric Utility | GT | NG | NG | MISO | 704183 | 48933 | 2022
petroleum | TRUE | 7934 | N | . | Industrial Park | City of Rock Falls - (IL) | 16198 | IL | ENC | RFC |  | 22 | 1 | Electric Utility | IC | DFO | DFO | MISO | 5371 | 522 | 2022
petroleum | TRUE | 7935 | N | . | Trenton South | Trenton Municipal Utilities - (MO) | 19150 | MO | WNC | SERC |  | 22 | 1 | Electric Utility | IC | DFO | DFO | SWPP | 1309 | 136 | 2022
onshore wind | TRUE | 7936 | N | . | Nine Canyon | Energy Northwest | 20160 | WA | PACC | WECC |  | 22 | 1 | Electric Utility | WT | WND | WND | BPAT | 682774 | 200110 | 2022
petroleum | TRUE | 7940 | N | . | Ponton Diesel Generating Facility | Old Dominion Electric Coop | 40229 | VA | SAT | SERC |  | 22 | 1 | Electric Utility | IC | DFO | DFO | PJM | 5107 | 528 | 2022
petroleum | TRUE | 7941 | N | . | Nottoway Diesel Generating Facility | Old Dominion Electric Coop | 40229 | VA | SAT | SERC |  | 22 | 1 | Electric Utility | IC | DFO | DFO | PJM | 5048 | 524 | 2022
hydro | TRUE | 7942 | N | . | Diamond Valley Lake | Metropolitan Water District of S CA | 12397 | CA | PACC | WECC |  | 22 | 1 | Electric Utility | HY | WAT | HYC | CISO | 9967 | 2921 | 2022
natural gas combined cycle | TRUE | 7946 | N | . | Wansley Unit 9 | Municipal Electric Authority | 13100 | GA | SAT | SERC |  | 22 | 1 | Electric Utility | CA | NG | NG | SOCO | 578387 | 877847 | 2022
natural gas combined cycle | TRUE | 7946 | N | . | Wansley Unit 9 | Municipal Electric Authority | 13100 | GA | SAT | SERC |  | 22 | 1 | Electric Utility | CT | NG | NG | SOCO | 16492714 | 1456040 | 2022
petroleum | TRUE | 7947 | N | . | Solway CT | Otter Tail Power Co | 14232 | MN | WNC | MRO |  | 22 | 1 | Electric Utility | GT | DFO | DFO | MISO | 2880 | 274.229 | 2022
natural gas peaker | TRUE | 7947 | N | . | Solway CT | Otter Tail Power Co | 14232 | MN | WNC | MRO |  | 22 | 1 | Electric Utility | GT | NG | NG | MISO | 887761 | 84707.77 | 2022
petroleum | TRUE | 7947 | N | . | Solway CT | Otter Tail Power Co | 14232 | MN | WNC | MRO |  | 22 | 1 | Electric Utility | IC | DFO | DFO | MISO | 18 | 0 | 2022
natural gas peaker | TRUE | 7948 | N | . | Lawrence County Station | Hoosier Energy R E C, Inc | 9267 | IN | ENC | RFC |  | 22 | 1 | Electric Utility | GT | NG | NG | MISO | 662764 | 60349.999 | 2022
natural gas peaker | TRUE | 7953 | N | . | Evander Andrews Power Complex | Idaho Power Co | 9191 | ID | MTN | WECC |  | 22 | 1 | Electric Utility | GT | NG | NG | IPCO | 5857480 | 537902 | 2022
petroleum | TRUE | 7954 | N | . | Field Street | New Smyrna Beach Utilities Commission | 56152 | FL | SAT | SERC |  | 22 | 1 | Electric Utility | GT | DFO | DFO | FPL | 0 | -87 | 2022
biomass | TRUE | 7955 | N | . | Elk City Station | Omaha Public Power District | 14127 | NE | WNC | MRO |  | 22 | 1 | Electric Utility | IC | LFG | MLG | SWPP | 584173 | 48804 | 2022
petroleum | TRUE | 7957 | N | . | Sediver | Central Electric Power | 59159 | SC | SAT | SERC |  | 22 | 1 | Electric Utility | IC | DFO | DFO | DUK | 546 | 53 | 2022
biomass | TRUE | 7958 | N | . | Horry Land Fill Gas Site | South Carolina Public Service Authority | 17543 | SC | SAT | SERC |  | 22 | 1 | Electric Utility | IC | LFG | MLG | SC | 66003 | 5753 | 2022
petroleum | TRUE | 7960 | N | . | Kemper County | Tennessee Valley Authority | 18642 | MS | ESC | SERC |  | 22 | 1 | Electric Utility | GT | DFO | DFO | TVA | 0 | 0 | 2022
natural gas peaker | TRUE | 7960 | N | . | Kemper County | Tennessee Valley Authority | 18642 | MS | ESC | SERC |  | 22 | 1 | Electric Utility | GT | NG | NG | TVA | 1939167 | 46301.001 | 2022
petroleum | TRUE | 7962 | N | . | Warren F Sam Beasley Generation Station | Delaware Municipal Electric Corp | 5084 | DE | SAT | RFC |  | 22 | 1 | Electric Utility | GT | DFO | DFO | PJM | 119571 | 11254.05 | 2022
natural gas peaker | TRUE | 7962 | N | . | Warren F Sam Beasley Generation Station | Delaware Municipal Electric Corp | 5084 | DE | SAT | RFC |  | 22 | 1 | Electric Utility | GT | NG | NG | PJM | 571175 | 50813.95 | 2022
petroleum | TRUE | 7964 | N | . | Peno Creek | Union Electric Co - (MO) | 19436 | MO | WNC | SERC |  | 22 | 1 | Electric Utility | GT | DFO | DFO | MISO | 611 | 55.017 | 2022
natural gas peaker | TRUE | 7964 | N | . | Peno Creek | Union Electric Co - (MO) | 19436 | MO | WNC | SERC |  | 22 | 1 | Electric Utility | GT | NG | NG | MISO | 1484353 | 135167.98 | 2022
onshore wind | TRUE | 7965 | N | . | Salt Valley Wind Plant | Lincoln Electric System | 11018 | NE | WNC | MRO |  | 22 | 1 | Electric Utility | WT | WND | WND | SWPP | 9442 | 2767 | 2022
onshore wind | TRUE | 7966 | N | . | Iowa Distributed Wind Generation Project | City of Algona - (IA) | 309 | IA | WNC | MRO |  | 22 | 1 | Electric Utility | WT | WND | WND | SWPP | 17343 | 5083 | 2022
natural gas peaker | TRUE | 7967 | N | . | Lordsburg Generating | Public Service Co of NM | 15473 | NM | MTN | WECC |  | 22 | 1 | Electric Utility | GT | NG | NG | PNM | 781078 | 73343.001 | 2022
petroleum | TRUE | 7971 | N | . | Pella Peaking | City of Pella - (IA) | 14645 | IA | WNC | MRO |  | 22 | 1 | Electric Utility | IC | DFO | DFO | MISO | 9347 | 908 | 2022
natural gas peaker | TRUE | 7972 | N | . | Sumpter | Wolverine Power Supply Coop | 20910 | MI | ENC | RFC |  | 22 | 1 | Electric Utility | GT | NG | NG | MISO | 3177118 | 243245 | 2022
petroleum | TRUE | 7973 | N | . | Sharpe | Kansas Electric Power Coop Inc | 9961 | KS | WNC | MRO |  | 22 | 1 | Electric Utility | IC | DFO | DFO | SWPP | 22096 | 1507 | 2022
onshore wind | TRUE | 7974 | N | . | Chamberlain Wind Project | Basin Electric Power Coop | 1307 | SD | WNC | MRO |  | 22 | 1 | Electric Utility | WT | WND | WND | SWPP | 334 | 98 | 2022
petroleum | TRUE | 7975 | N | . | Pyramid | Tri-State G & T Assn, Inc | 30151 | NM | MTN | WECC |  | 22 | 1 | Electric Utility | GT | DFO | DFO | PNM | 41676 | 4026.95 | 2022
natural gas peaker | TRUE | 7975 | N | . | Pyramid | Tri-State G & T Assn, Inc | 30151 | NM | MTN | WECC |  | 22 | 1 | Electric Utility | GT | NG | NG | PNM | 717389 | 69322.048 | 2022
petroleum | TRUE | 7976 | N | . | Mulvane 2 | City of Mulvane - (KS) | 13095 | KS | WNC | MRO |  | 22 | 1 | Electric Utility | IC | DFO | DFO | SWPP | 1824 | 25 | 2022
petroleum | TRUE | 7977 | N | . | Granite Falls 2 | City of Granite Falls - (MN) | 7494 | MN | WNC | MRO |  | 22 | 1 | Electric Utility | IC | DFO | DFO | MISO | 168 | -107000 | 2022
petroleum | TRUE | 7981 | N | . | Mill Creek (SC) | Duke Energy Carolinas, LLC | 5416 | SC | SAT | SERC |  | 22 | 1 | Electric Utility | GT | DFO | DFO | DUK | 446739 | 34352.745 | 2022
natural gas peaker | TRUE | 7981 | N | . | Mill Creek (SC) | Duke Energy Carolinas, LLC | 5416 | SC | SAT | SERC |  | 22 | 1 | Electric Utility | GT | NG | NG | DUK | 1231472 | 94696.257 | 2022
petroleum | TRUE | 7982 | N | . | South Generation | Redwood Falls Public Util Comm | 15793 | MN | WNC | MRO |  | 22 | 1 | Electric Utility | IC | DFO | DFO | MISO | 1765 | 181 | 2022
natural gas peaker | TRUE | 7984 | N | . | Kalkaska CT #1 | Michigan Public Power Agency | 40582 | MI | ENC | RFC |  | 22 | 1 | Electric Utility | GT | NG | NG | MISO | 465469 | 43487 | 2022
natural gas combined cycle | TRUE | 7985 | N | . | Greater Des Moines | MidAmerican Energy Co | 12341 | IA | WNC | MRO |  | 22 | 1 | Electric Utility | CA | NG | NG | MISO | 0 | 533448 | 2022
natural gas combined cycle | TRUE | 7985 | N | . | Greater Des Moines | MidAmerican Energy Co | 12341 | IA | WNC | MRO |  | 22 | 1 | Electric Utility | CT | NG | NG | MISO | 11007421 | 941847 | 2022
natural gas peaker | TRUE | 7987 | N | . | Lake One | City of Burbank Water and Power | 2507 | CA | PACC | WECC |  | 22 | 1 | Electric Utility | GT | NG | NG | LDWP | 158118 | 14798.998 | 2022
biomass | TRUE | 7987 | N | . | Lake One | City of Burbank Water and Power | 2507 | CA | PACC | WECC |  | 22 | 1 | Electric Utility | GT | OBG | ORW | LDWP | 0 | 0 | 2022
natural gas peaker | TRUE | 7988 | N | . | Silver Creek | Cooperative Energy | 17568 | MS | ESC | SERC |  | 22 | 1 | Electric Utility | GT | NG | NG | MISO | 1017025 | 82478 | 2022
natural gas peaker | TRUE | 7989 | N | . | Sylvarena | Cooperative Energy | 17568 | MS | ESC | SERC |  | 22 | 1 | Electric Utility | GT | NG | NG | MISO | 2369274 | 234826 | 2022
petroleum | TRUE | 7990 | N | . | Altamont | City of Altamont - (IL) | 406 | IL | ENC | SERC |  | 22 | 1 | Electric Utility | IC | DFO | DFO | MISO | 760 | 71 | 2022
petroleum | TRUE | 7991 | Y | . | West Campus Cogeneration Facility | Madison Gas & Electric Co | 11479 | WI | ENC | MRO |  | 22 | 1 | Electric Utility | CA | DFO | DFO | MISO | 0 | 182.85 | 2022
natural gas combined cycle | TRUE | 7991 | Y | . | West Campus Cogeneration Facility | Madison Gas & Electric Co | 11479 | WI | ENC | MRO |  | 22 | 1 | Electric Utility | CA | NG | NG | MISO | 779402 | 132676.15 | 2022
petroleum | TRUE | 7991 | Y | . | West Campus Cogeneration Facility | Madison Gas & Electric Co | 11479 | WI | ENC | MRO |  | 22 | 1 | Electric Utility | CT | DFO | DFO | MISO | 10183 | 1075.998 | 2022
natural gas combined cycle | TRUE | 7991 | Y | . | West Campus Cogeneration Facility | Madison Gas & Electric Co | 11479 | WI | ENC | MRO |  | 22 | 1 | Electric Utility | CT | NG | NG | MISO | 2627882 | 256804 | 2022
petroleum | TRUE | 7995 | N | . | Airport Industrial | Black Hills Colorado Electric, LLC | 56146 | CO | MTN | WECC |  | 22 | 1 | Electric Utility | IC | DFO | DFO | PSCO | 559 | -339 | 2022
petroleum | TRUE | 7997 | N | . | Winston | City of Lakeland - (FL) | 10623 | FL | SAT | SERC |  | 22 | 1 | Electric Utility | IC | DFO | DFO | FMPP | 0 | 0 | 2022
natural gas combined cycle | TRUE | 7999 | N | . | Grays Harbor Energy Facility | Invenergy Services LLC | 49893 | WA | PACC | WECC |  | 22 | 2 | NAICS-22 Non-Cogen | CA | NG | NG | BPAT | 1031577 | 1201122 | 2022
natural gas combined cycle | TRUE | 7999 | N | . | Grays Harbor Energy Facility | Invenergy Services LLC | 49893 | WA | PACC | WECC |  | 22 | 2 | NAICS-22 Non-Cogen | CT | NG | NG | BPAT | 23196185 | 1962080 | 2022
natural gas combined cycle | TRUE | 8000 | N | . | Beatrice | Nebraska Public Power District | 13337 | NE | WNC | MRO |  | 22 | 1 | Electric Utility | CA | NG | NG | SWPP | 5891 | 153280 | 2022
natural gas combined cycle | TRUE | 8000 | N | . | Beatrice | Nebraska Public Power District | 13337 | NE | WNC | MRO |  | 22 | 1 | Electric Utility | CT | NG | NG | SWPP | 3434116 | 249526 | 2022
petroleum | TRUE | 8002 | N | . | Newington | Granite Shore Power | 62032 | NH | NEW | NPCC |  | 22 | 2 | NAICS-22 Non-Cogen | ST | DFO | DFO | ISNE | 14025 | 1155.039 | 2022
natural gas steam turbine | TRUE | 8002 | N | . | Newington | Granite Shore Power | 62032 | NH | NEW | NPCC |  | 22 | 2 | NAICS-22 Non-Cogen | ST | NG | NG | ISNE | 419120 | 32850.951 | 2022
petroleum | TRUE | 8002 | N | . | Newington | Granite Shore Power | 62032 | NH | NEW | NPCC |  | 22 | 2 | NAICS-22 Non-Cogen | ST | RFO | RFO | ISNE | 1211841 | 103557.01 | 2022
hydro | TRUE | 8004 | N | . | Fife Brook | Bear Swamp Power Company LLC | 54765 | MA | NEW | NPCC |  | 22 | 2 | NAICS-22 Non-Cogen | HY | WAT | HYC | ISNE | 84614 | 24799 | 2022
other | TRUE | 8005 | N | . | Bear Swamp | Bear Swamp Power Company LLC | 54765 | MA | NEW | NPCC |  | 22 | 2 | NAICS-22 Non-Cogen | PS | WAT | HPS | ISNE | 0 | -129268 | 2022
petroleum | TRUE | 8006 | N | . | Roseton Generating Facility | CCI Roseton LLC | 5511 | NY | MAT | NPCC |  | 22 | 2 | NAICS-22 Non-Cogen | ST | DFO | DFO | NYIS | 0 | 0 | 2022
natural gas steam turbine | TRUE | 8006 | N | . | Roseton Generating Facility | CCI Roseton LLC | 5511 | NY | MAT | NPCC |  | 22 | 2 | NAICS-22 Non-Cogen | ST | NG | NG | NYIS | 2221674 | 192385.01 | 2022
petroleum | TRUE | 8006 | N | . | Roseton Generating Facility | CCI Roseton LLC | 5511 | NY | MAT | NPCC |  | 22 | 2 | NAICS-22 Non-Cogen | ST | RFO | RFO | NYIS | 2935376 | 285342.99 | 2022
petroleum | TRUE | 8007 | N | . | Holtsville | National Grid Generation LLC | 56505 | NY | MAT | NPCC |  | 22 | 1 | Electric Utility | GT | DFO | DFO | NYIS | 0 | 0 | 2022
petroleum | TRUE | 8007 | N | . | Holtsville | National Grid Generation LLC | 56505 | NY | MAT | NPCC |  | 22 | 1 | Electric Utility | GT | KER | WOO | NYIS | 460769 | 29653 | 2022
natural gas peaker | TRUE | 8008 | N | . | Mickleton Station | Calpine New Jersey Generation LLC | 56606 | NJ | MAT | RFC |  | 22 | 2 | NAICS-22 Non-Cogen | GT | NG | NG | PJM | 44587 | 2560 | 2022
natural gas peaker | TRUE | 8010 | N | . | Murray Turbine | City of Murray - (UT) | 13137 | UT | MTN | WECC |  | 22 | 1 | Electric Utility | GT | NG | NG | PACE | 277269 | 20139 | 2022
petroleum | TRUE | 8012 | N | . | Croydon CT Generating Station | Constellation Power, Inc | 6035 | PA | MAT | RFC |  | 22 | 2 | NAICS-22 Non-Cogen | GT | DFO | DFO | PJM | 278617 | 21185 | 2022
petroleum | TRUE | 8013 | N | . | Winter | North Central Power Co Inc | 13697 | WI | ENC | MRO |  | 22 | 1 | Electric Utility | IC | DFO | DFO | MISO | 41 | -84 | 2022
natural gas peaker | TRUE | 8015 | N | . | Paragould Reciprocating | Paragould Light & Water Comm | 14446 | AR | WSC | MRO |  | 22 | 1 | Electric Utility | IC | NG | NG | SPA | 4992 | 499 | 2022
petroleum | TRUE | 8016 | N | . | Factory | City of Springfield - (IL) | 17828 | IL | ENC | SERC |  | 22 | 1 | Electric Utility | GT | DFO | DFO | MISO | 210 | 236 | 2022
petroleum | TRUE | 8020 | N | . | Baldwin City Plant No 2 | City of Baldwin City- (KS) | 1148 | KS | WNC | MRO |  | 22 | 1 | Electric Utility | IC | DFO | DFO | SWPP | 834 | 81.738 | 2022
natural gas peaker | TRUE | 8020 | N | . | Baldwin City Plant No 2 | City of Baldwin City- (KS) | 1148 | KS | WNC | MRO |  | 22 | 1 | Electric Utility | IC | NG | NG | SWPP | 3613 | 354.262 | 2022
natural gas peaker | TRUE | 8022 | N | . | Boulder Park | Avista Corp | 20169 | WA | PACC | WECC |  | 22 | 1 | Electric Utility | IC | NG | NG | AVA | 740239 | 81149 | 2022
petroleum | TRUE | 8023 | N | . | Columbia (WI) | Wisconsin Power & Light Co | 20856 | WI | ENC | MRO |  | 22 | 1 | Electric Utility | ST | DFO | DFO | MISO | 33375 | 3003.802 | 2022
hard coal | TRUE | 8023 | N | . | Columbia (WI) | Wisconsin Power & Light Co | 20856 | WI | ENC | MRO |  | 22 | 1 | Electric Utility | ST | SUB | COL | MISO | 43920478 | 4020385.2 | 2022
natural gas peaker | TRUE | 8026 | N | . | Hartzog | Basin Electric Power Coop | 1307 | WY | MTN | WECC |  | 22 | 1 | Electric Utility | GT | NG | NG | WACM | 7163 | 438 | 2022
petroleum | TRUE | 8027 | N | . | Blue Lake | Northern States Power Co - Minnesota | 13781 | MN | WNC | MRO |  | 22 | 1 | Electric Utility | GT | DFO | DFO | MISO | 23129 | 1975.003 | 2022
natural gas peaker | TRUE | 8027 | N | . | Blue Lake | Northern States Power Co - Minnesota | 13781 | MN | WNC | MRO |  | 22 | 1 | Electric Utility | GT | NG | NG | MISO | 1011767 | 86393.997 | 2022
natural gas peaker | TRUE | 8028 | N | . | Arvada | Basin Electric Power Coop | 1307 | WY | MTN | WECC |  | 22 | 1 | Electric Utility | GT | NG | NG | WACM | 5637 | 337 | 2022
petroleum | TRUE | 8029 | N | . | Sycamore (IA) | MidAmerican Energy Co | 12341 | IA | WNC | MRO |  | 22 | 1 | Electric Utility | GT | DFO | DFO | MISO | 439 | 23.595 | 2022
natural gas peaker | TRUE | 8029 | N | . | Sycamore (IA) | MidAmerican Energy Co | 12341 | IA | WNC | MRO |  | 22 | 1 | Electric Utility | GT | NG | NG | MISO | 88124 | 4727.405 | 2022
natural gas peaker | TRUE | 8030 | N | . | Barber Creek | Basin Electric Power Coop | 1307 | WY | MTN | WECC |  | 22 | 1 | Electric Utility | GT | NG | NG | WACM | 8293 | 459 | 2022
natural gas combined cycle | TRUE | 8031 | N | . | Emery Station | Interstate Power and Light Co | 9417 | IA | WNC | MRO |  | 22 | 1 | Electric Utility | CA | NG | NG | MISO | 2173350 | 721163 | 2022
natural gas combined cycle | TRUE | 8031 | N | . | Emery Station | Interstate Power and Light Co | 9417 | IA | WNC | MRO |  | 22 | 1 | Electric Utility | CT | NG | NG | MISO | 13187235 | 1065887 | 2022
petroleum | TRUE | 8034 | N | . | Yankton | NorthWestern Energy - (SD) | 13809 | SD | WNC | MRO |  | 22 | 1 | Electric Utility | IC | DFO | DFO | SWPP | 0 | -311 | 2022
natural gas peaker | TRUE | 8034 | N | . | Yankton | NorthWestern Energy - (SD) | 13809 | SD | WNC | MRO |  | 22 | 1 | Electric Utility | IC | NG | NG | SWPP | 0 | 0 | 2022
nuclear | TRUE | 8036 | N | 1 | Cooper Nuclear Station | Nebraska Public Power District | 13337 | NE | WNC | MRO |  | 22 | 1 | Electric Utility | ST | NUC | NUC | SWPP | 0 | 5618504 | 2022
natural gas peaker | TRUE | 8037 | N | . | Clifton | Sunflower Electric Power Corp | 18315 | KS | WNC | MRO |  | 22 | 1 | Electric Utility | GT | NG | NG | SWPP | 298705 | 14408.001 | 2022
petroleum | TRUE | 8037 | N | . | Clifton | Sunflower Electric Power Corp | 18315 | KS | WNC | MRO |  | 22 | 1 | Electric Utility | IC | DFO | DFO | SWPP | 94 | 8 | 2022
hard coal | TRUE | 8042 | N | . | Belews Creek | Duke Energy Carolinas, LLC | 5416 | NC | SAT | SERC |  | 22 | 1 | Electric Utility | ST | BIT | COL | DUK | 30737179 | 3153179.8 | 2022
petroleum | TRUE | 8042 | N | . | Belews Creek | Duke Energy Carolinas, LLC | 5416 | NC | SAT | SERC |  | 22 | 1 | Electric Utility | ST | DFO | DFO | DUK | 0 | 0 | 2022
natural gas steam turbine | TRUE | 8042 | N | . | Belews Creek | Duke Energy Carolinas, LLC | 5416 | NC | SAT | SERC |  | 22 | 1 | Electric Utility | ST | NG | NG | DUK | 60574294 | 6090906.2 | 2022
petroleum | TRUE | 8048 | N | . | Anclote | Duke Energy Florida, LLC | 6455 | FL | SAT | SERC |  | 22 | 1 | Electric Utility | ST | DFO | DFO | FPC | 0 | 0 | 2022
natural gas steam turbine | TRUE | 8048 | N | . | Anclote | Duke Energy Florida, LLC | 6455 | FL | SAT | SERC |  | 22 | 1 | Electric Utility | ST | NG | NG | FPC | 25652245 | 2248564 | 2022
petroleum | TRUE | 8048 | N | . | Anclote | Duke Energy Florida, LLC | 6455 | FL | SAT | SERC |  | 22 | 1 | Electric Utility | ST | RFO | RFO | FPC | 0 | 0 | 2022
petroleum | TRUE | 8049 | N | . | Intercession City | Duke Energy Florida, LLC | 6455 | FL | SAT | SERC |  | 22 | 1 | Electric Utility | GT | DFO | DFO | FPC | 369235 | 25145.956 | 2022
natural gas peaker | TRUE | 8049 | N | . | Intercession City | Duke Energy Florida, LLC | 6455 | FL | SAT | SERC |  | 22 | 1 | Electric Utility | GT | NG | NG | FPC | 5064021 | 366788.04 | 2022
natural gas peaker | TRUE | 8053 | N | . | Pouch | New York Power Authority | 15296 | NY | MAT | NPCC |  | 22 | 1 | Electric Utility | GT | NG | NG | NYIS | 659440 | 60080 | 2022
natural gas steam turbine | TRUE | 8054 | N | . | Gerald Andrus | Entergy Mississippi LLC | 12685 | MS | ESC | SERC |  | 22 | 1 | Electric Utility | ST | NG | NG | MISO | 8427446 | 755886 | 2022
petroleum | TRUE | 8054 | N | . | Gerald Andrus | Entergy Mississippi LLC | 12685 | MS | ESC | SERC |  | 22 | 1 | Electric Utility | ST | RFO | RFO | MISO | 0 | 0 | 2022
nuclear | TRUE | 8055 | N | 2 | Arkansas Nuclear One | Entergy Arkansas LLC | 814 | AR | WSC | SERC |  | 22 | 1 | Electric Utility | ST | NUC | NUC | MISO | 0 | 8767134 | 2022
nuclear | TRUE | 8055 | N | 1 | Arkansas Nuclear One | Entergy Arkansas LLC | 814 | AR | WSC | SERC |  | 22 | 1 | Electric Utility | ST | NUC | NUC | MISO | 0 | 5556563 | 2022
petroleum | TRUE | 8056 | N | . | Waterford 1 & 2 | Entergy Louisiana LLC | 11241 | LA | WSC | SERC |  | 22 | 1 | Electric Utility | GT | DFO | DFO | MISO | 118473 | 8746 | 2022
natural gas steam turbine | TRUE | 8056 | N | . | Waterford 1 & 2 | Entergy Louisiana LLC | 11241 | LA | WSC | SERC |  | 22 | 1 | Electric Utility | ST | NG | NG | MISO | 3921772 | 362690 | 2022
petroleum | TRUE | 8056 | N | . | Waterford 1 & 2 | Entergy Louisiana LLC | 11241 | LA | WSC | SERC |  | 22 | 1 | Electric Utility | ST | RFO | RFO | MISO | 0 | 0 | 2022
natural gas combined cycle | TRUE | 8059 | N | . | Comanche (OK) | Public Service Co of Oklahoma | 15474 | OK | WSC | MRO |  | 22 | 1 | Electric Utility | CA | NG | NG | SWPP | 0 | 108101 | 2022
petroleum | TRUE | 8059 | N | . | Comanche (OK) | Public Service Co of Oklahoma | 15474 | OK | WSC | MRO |  | 22 | 1 | Electric Utility | CT | DFO | DFO | SWPP | 0 | 0 | 2022
natural gas combined cycle | TRUE | 8059 | N | . | Comanche (OK) | Public Service Co of Oklahoma | 15474 | OK | WSC | MRO |  | 22 | 1 | Electric Utility | CT | NG | NG | SWPP | 2690276 | 176754 | 2022
other | TRUE | 8063 | N | . | DeCordova Steam Electric Station | Luminant Generation Company LLC | 55983 | TX | WSC | TRE |  | 22 | 2 | NAICS-22 Non-Cogen | BA | MWH | OTH | ERCO | 0 | -15401 | 2022
petroleum | TRUE | 8063 | N | . | DeCordova Steam Electric Station | Luminant Generation Company LLC | 55983 | TX | WSC | TRE |  | 22 | 2 | NAICS-22 Non-Cogen | GT | DFO | DFO | ERCO | 53349 | 3988.04 | 2022
natural gas peaker | TRUE | 8063 | N | . | DeCordova Steam Electric Station | Luminant Generation Company LLC | 55983 | TX | WSC | TRE |  | 22 | 2 | NAICS-22 Non-Cogen | GT | NG | NG | ERCO | 1009104 | 75432.961 | 2022
petroleum | TRUE | 8066 | N | . | Jim Bridger | PacifiCorp | 14354 | WY | MTN | WECC |  | 22 | 1 | Electric Utility | ST | DFO | DFO | PACE | 100503 | 9318.953 | 2022
hard coal | TRUE | 8066 | N | . | Jim Bridger | PacifiCorp | 14354 | WY | MTN | WECC |  | 22 | 1 | Electric Utility | ST | SUB | COL | PACE | 114819076 | 10652700 | 2022
petroleum | TRUE | 8067 | N | . | Fort Lupton | Public Service Co of Colorado | 15466 | CO | MTN | WECC |  | 22 | 1 | Electric Utility | GT | DFO | DFO | PSCO | 17935 | 1178.293 | 2022
natural gas peaker | TRUE | 8067 | N | . | Fort Lupton | Public Service Co of Colorado | 15466 | CO | MTN | WECC |  | 22 | 1 | Electric Utility | GT | NG | NG | PSCO | 53726 | 3529.707 | 2022
natural gas combined cycle | TRUE | 8068 | N | . | Santan | Salt River Project | 16572 | AZ | MTN | WECC |  | 22 | 1 | Electric Utility | CA | NG | NG | SRP | 2719877 | 1244360 | 2022
natural gas combined cycle | TRUE | 8068 | N | . | Santan | Salt River Project | 16572 | AZ | MTN | WECC |  | 22 | 1 | Electric Utility | CS | NG | NG | SRP | 5858804 | 659296 | 2022
natural gas combined cycle | TRUE | 8068 | N | . | Santan | Salt River Project | 16572 | AZ | MTN | WECC |  | 22 | 1 | Electric Utility | CT | NG | NG | SRP | 20827821 | 1803467 | 2022
hard coal | TRUE | 8069 | N | . | Huntington | PacifiCorp | 14354 | UT | MTN | WECC |  | 22 | 1 | Electric Utility | ST | BIT | COL | PACE | 58628396 | 5670150.2 | 2022
petroleum | TRUE | 8069 | N | . | Huntington | PacifiCorp | 14354 | UT | MTN | WECC |  | 22 | 1 | Electric Utility | ST | DFO | DFO | PACE | 30583 | 2964.763 | 2022
petroleum | TRUE | 8073 | N | . | Beaver | Portland General Electric Co | 15248 | OR | PACC | WECC |  | 22 | 1 | Electric Utility | CA | DFO | DFO | PGE | 0 | 350.706 | 2022
natural gas combined cycle | TRUE | 8073 | N | . | Beaver | Portland General Electric Co | 15248 | OR | PACC | WECC |  | 22 | 1 | Electric Utility | CA | NG | NG | PGE | 0 | 205915.29 | 2022
petroleum | TRUE | 8073 | N | . | Beaver | Portland General Electric Co | 15248 | OR | PACC | WECC |  | 22 | 1 | Electric Utility | CT | DFO | DFO | PGE | 14699 | 1126.706 | 2022
natural gas combined cycle | TRUE | 8073 | N | . | Beaver | Portland General Electric Co | 15248 | OR | PACC | WECC |  | 22 | 1 | Electric Utility | CT | NG | NG | PGE | 8846178 | 662027.29 | 2022
natural gas peaker | TRUE | 8073 | N | . | Beaver | Portland General Electric Co | 15248 | OR | PACC | WECC |  | 22 | 1 | Electric Utility | GT | NG | NG | PGE | 52176 | 3565 | 2022
natural gas peaker | TRUE | 8076 | N | . | Ellwood | Ellwood Power, LLC | 63844 | CA | PACC | WECC |  | 22 | 2 | NAICS-22 Non-Cogen | GT | NG | NG | CISO | 60543 | 4348 | 2022
petroleum | TRUE | 8083 | N | . | Keahole | Hawaii Electric Light Co Inc | 8287 | HI | PACN |  |  | 22 | 1 | Electric Utility | CA | DFO | DFO |  | 0 | 53172 | 2022
petroleum | TRUE | 8083 | N | . | Keahole | Hawaii Electric Light Co Inc | 8287 | HI | PACN |  |  | 22 | 1 | Electric Utility | CT | DFO | DFO |  | 2649980 | 216954 | 2022
petroleum | TRUE | 8083 | N | . | Keahole | Hawaii Electric Light Co Inc | 8287 | HI | PACN |  |  | 22 | 1 | Electric Utility | GT | DFO | DFO |  | 230821 | 13563 | 2022
petroleum | TRUE | 8083 | N | . | Keahole | Hawaii Electric Light Co Inc | 8287 | HI | PACN |  |  | 22 | 1 | Electric Utility | IC | DFO | DFO |  | 17430 | 1683 | 2022
petroleum | TRUE | 8100 | N | . | Springfield (CO) | City of Springfield - (CO) | 17834 | CO | MTN | WECC |  | 22 | 1 | Electric Utility | IC | DFO | DFO | WACM | 0 | 0 | 2022
natural gas peaker | TRUE | 8100 | N | . | Springfield (CO) | City of Springfield - (CO) | 17834 | CO | MTN | WECC |  | 22 | 1 | Electric Utility | IC | NG | NG | WACM | 0 | 0 | 2022
hard coal | TRUE | 8102 | N | . | Gavin Power, LLC | Gavin Power, LLC | 61135 | OH | ENC | RFC |  | 22 | 2 | NAICS-22 Non-Cogen | ST | BIT | COL | PJM | 126865372 | 11966480 | 2022
petroleum | TRUE | 8102 | N | . | Gavin Power, LLC | Gavin Power, LLC | 61135 | OH | ENC | RFC |  | 22 | 2 | NAICS-22 Non-Cogen | ST | DFO | DFO | PJM | 375399 | 35820.756 | 2022
hard coal | TRUE | 8102 | N | . | Gavin Power, LLC | Gavin Power, LLC | 61135 | OH | ENC | RFC |  | 22 | 2 | NAICS-22 Non-Cogen | ST | RC | COL | PJM | 0 | 0 | 2022
petroleum | TRUE | 8105 | N | . | Halstad | City of Halstad - (MN) | 7969 | MN | WNC | MRO |  | 22 | 1 | Electric Utility | IC | DFO | DFO | MISO | 168 | 17 | 2022
petroleum | TRUE | 8106 | N | . | Tipton | City of Tipton - (IA) | 18947 | IA | WNC | MRO |  | 22 | 1 | Electric Utility | IC | DFO | DFO | MISO | 1229 | 122 | 2022
natural gas peaker | TRUE | 8106 | N | . | Tipton | City of Tipton - (IA) | 18947 | IA | WNC | MRO |  | 22 | 1 | Electric Utility | IC | NG | NG | MISO | 0 | 0 | 2022
petroleum | TRUE | 8108 | N | . | Hopkinton | City of Hopkinton - (IA) | 8847 | IA | WNC | MRO |  | 22 | 1 | Electric Utility | IC | DFO | DFO | MISO | 261 | 25 | 2022
petroleum | TRUE | 8110 | N | . | Stanberry | City of Stanberry - (MO) | 17946 | MO | WNC | SERC |  | 22 | 1 | Electric Utility | IC | DFO | DFO | AECI | 0 | 0 | 2022
natural gas peaker | TRUE | 8110 | N | . | Stanberry | City of Stanberry - (MO) | 17946 | MO | WNC | SERC |  | 22 | 1 | Electric Utility | IC | NG | NG | AECI | 0 | 0 | 2022
natural gas peaker | TRUE | 8219 | N | . | Ray D Nixon | City of Colorado Springs - (CO) | 3989 | CO | MTN | WECC |  | 22 | 1 | Electric Utility | GT | NG | NG | WACM | 34861 | 2278 | 2022
petroleum | TRUE | 8219 | N | . | Ray D Nixon | City of Colorado Springs - (CO) | 3989 | CO | MTN | WECC |  | 22 | 1 | Electric Utility | ST | DFO | DFO | WACM | 23636 | 2199.695 | 2022
hard coal | TRUE | 8219 | N | . | Ray D Nixon | City of Colorado Springs - (CO) | 3989 | CO | MTN | WECC |  | 22 | 1 | Electric Utility | ST | SUB | COL | WACM | 12505519 | 1174777.3 | 2022
petroleum | TRUE | 8222 | N | . | Coyote | Otter Tail Power Co | 14232 | ND | WNC | MRO |  | 22 | 1 | Electric Utility | ST | DFO | DFO | MISO | 52752 | 4281.324 | 2022
lignite | TRUE | 8222 | N | . | Coyote | Otter Tail Power Co | 14232 | ND | WNC | MRO |  | 22 | 1 | Electric Utility | ST | LIG | COL | MISO | 26390183 | 2262459.7 | 2022
solar pv | TRUE | 8223 | N | . | Springerville | Tucson Electric Power Co | 24211 | AZ | MTN | WECC |  | 22 | 1 | Electric Utility | PV | SUN | SUN | TEPC | 53275 | 15614.28 | 2022
petroleum | TRUE | 8223 | N | . | Springerville | Tucson Electric Power Co | 24211 | AZ | MTN | WECC |  | 22 | 1 | Electric Utility | ST | DFO | DFO | TEPC | 250403 | 23124.872 | 2022
hard coal | TRUE | 8223 | N | . | Springerville | Tucson Electric Power Co | 24211 | AZ | MTN | WECC |  | 22 | 1 | Electric Utility | ST | RC | COL | TEPC | 0 | 0 | 2022
hard coal | TRUE | 8223 | N | . | Springerville | Tucson Electric Power Co | 24211 | AZ | MTN | WECC |  | 22 | 1 | Electric Utility | ST | SUB | COL | TEPC | 76932644 | 7105729.1 | 2022
hard coal | TRUE | 8224 | N | . | North Valmy | Sierra Pacific Power Co | 17166 | NV | MTN | WECC |  | 22 | 1 | Electric Utility | ST | BIT | COL | NEVP | 11688892 | 906936.7 | 2022
petroleum | TRUE | 8224 | N | . | North Valmy | Sierra Pacific Power Co | 17166 | NV | MTN | WECC |  | 22 | 1 | Electric Utility | ST | DFO | DFO | NEVP | 89400 | 6927.911 | 2022
hard coal | TRUE | 8224 | N | . | North Valmy | Sierra Pacific Power Co | 17166 | NV | MTN | WECC |  | 22 | 1 | Electric Utility | ST | SUB | COL | NEVP | 6040717 | 488033.39 | 2022
hydro | TRUE | 8225 | N | . | Seneca Generation LLC | Seneca Generation LLC | 59524 | PA | MAT | RFC |  | 22 | 2 | NAICS-22 Non-Cogen | HY | WAT | HYC | PJM | 0 | 0 | 2022
other | TRUE | 8225 | N | . | Seneca Generation LLC | Seneca Generation LLC | 59524 | PA | MAT | RFC |  | 22 | 2 | NAICS-22 Non-Cogen | PS | WAT | HPS | PJM | 0 | -292490 | 2022
hard coal | TRUE | 8226 | N | . | Cheswick Power Plant | GenOn Power Midwest, LP | 14165 | PA | MAT | RFC |  | 22 | 2 | NAICS-22 Non-Cogen | ST | BIT | COL | PJM | 5642642 | 453822.18 | 2022
natural gas steam turbine | TRUE | 8226 | N | . | Cheswick Power Plant | GenOn Power Midwest, LP | 14165 | PA | MAT | RFC |  | 22 | 2 | NAICS-22 Non-Cogen | ST | NG | NG | PJM | 54011 | 4364.823 | 2022
hard coal | TRUE | 8809 | N | . | Bent Mountain | FirstEnergy Generation Corp | 6526 | KY | ESC |  |  | 22 | 1 | Electric Utility | ST | BIT | COL |  | 0 | 0 | 2022
hard coal | TRUE | 8812 | N | . | 1st Energy | Virginia Electric & Power Co | 19876 | VA | SAT |  |  | 22 | 1 | Electric Utility | ST | BIT | COL |  | 0 | 0 | 2022
petroleum | TRUE | 8812 | N | . | 1st Energy | Virginia Electric & Power Co | 19876 | VA | SAT |  |  | 22 | 1 | Electric Utility | ST | DFO | DFO |  | 0 | 0 | 2022
hard coal | TRUE | 8816 | N | . | Davant Transfer | Tampa Electric Co | 18454 | FL | SAT |  |  | 22 | 1 | Electric Utility | ST | BIT | COL |  | 0 | 0 | 2022
petroleum | TRUE | 8816 | N | . | Davant Transfer | Tampa Electric Co | 18454 | FL | SAT |  |  | 22 | 1 | Electric Utility | ST | PC | PC |  | 0 | 0 | 2022
hard coal | TRUE | 8816 | N | . | Davant Transfer | Tampa Electric Co | 18454 | FL | SAT |  |  | 22 | 1 | Electric Utility | ST | SUB | COL |  | 0 | 0 | 2022
petroleum | TRUE | 8823 | N | . | Barber's Point Tank Farm | Hawaiian Electric Co Inc | 19547 | HI | PACN |  |  | 22 | 1 | Electric Utility | ST | DFO | DFO |  | 0 | 0 | 2022
petroleum | TRUE | 8823 | N | . | Barber's Point Tank Farm | Hawaiian Electric Co Inc | 19547 | HI | PACN |  |  | 22 | 1 | Electric Utility | ST | RFO | RFO |  | 0 | 0 | 2022
petroleum | TRUE | 8824 | N | . | IMT Transfer NY | Consolidated Edison Co-NY Inc | 4226 | NY | MAT |  |  | 22 | 1 | Electric Utility | ST | RFO | RFO |  | 0 | 0 | 2022
petroleum | TRUE | 8825 | N | . |  |  | . |  | MAT |  |  | 22 | 1 | Electric Utility | ST | RFO | RFO |  | 0 | 0 | 2022
hard coal | TRUE | 8827 | N | . | IMT Transfer | Duke Energy Florida, LLC | 6455 | FL | SAT |  |  | 22 | 1 | Electric Utility | ST | BIT | COL |  | 0 | 0 | 2022
petroleum | TRUE | 8828 | N | . | Martin Gas Storage Facility | Duke Energy Florida, LLC | 6455 | FL | SAT |  |  | 22 | 1 | Electric Utility | ST | DFO | DFO |  | 0 | 0 | 2022
hard coal | TRUE | 8829 | N | . | US United Bulk Terminal | Duke Energy Florida, LLC | 6455 | FL | SAT |  |  | 22 | 1 | Electric Utility | ST | BIT | COL |  | 0 | 0 | 2022
natural gas steam turbine | TRUE | 8831 | N | . | Bay Gas | Mississippi Power Co | 12686 | MS | ESC |  |  | 22 | 1 | Electric Utility | ST | NG | NG |  | 0 | 0 | 2022
natural gas steam turbine | TRUE | 8832 | N | . | Petal Gas | Mississippi Power Co | 12686 | MS | ESC |  |  | 22 | 1 | Electric Utility | ST | NG | NG |  | 0 | 0 | 2022
hard coal | TRUE | 8834 | N | . | GRT Terminal | Tennessee Valley Authority | 18642 | KY | ESC |  |  | 22 | 1 | Electric Utility | ST | BIT | COL |  | 0 | 0 | 2022
hard coal | TRUE | 8834 | N | . | GRT Terminal | Tennessee Valley Authority | 18642 | KY | ESC |  |  | 22 | 1 | Electric Utility | ST | SUB | COL |  | 0 | 0 | 2022
hard coal | TRUE | 8835 | N | . | Cora Transfer | Tennessee Valley Authority | 18642 | TN | ESC |  |  | 22 | 1 | Electric Utility | ST | BIT | COL |  | 0 | 0 | 2022
hard coal | TRUE | 8835 | N | . | Cora Transfer | Tennessee Valley Authority | 18642 | TN | ESC |  |  | 22 | 1 | Electric Utility | ST | SUB | COL |  | 0 | 0 | 2022
hard coal | TRUE | 8837 | N | . | Calvert City | Tennessee Valley Authority | 18642 | KY | ESC |  |  | 22 | 1 | Electric Utility | ST | BIT | COL |  | 0 | 0 | 2022
petroleum | TRUE | 8837 | N | . | Calvert City | Tennessee Valley Authority | 18642 | KY | ESC |  |  | 22 | 1 | Electric Utility | ST | DFO | DFO |  | 0 | 0 | 2022
hard coal | TRUE | 8837 | N | . | Calvert City | Tennessee Valley Authority | 18642 | KY | ESC |  |  | 22 | 1 | Electric Utility | ST | SUB | COL |  | 0 | 0 | 2022
hard coal | TRUE | 8838 | N | . | Cook - TVA | Virginia Electric & Power Co | 19876 | IL | ENC |  |  | 22 | 1 | Electric Utility | ST | BIT | COL |  | 0 | 0 | 2022
hard coal | TRUE | 8838 | N | . | Cook - TVA | Virginia Electric & Power Co | 19876 | IL | ENC |  |  | 22 | 1 | Electric Utility | ST | SUB | COL |  | 0 | 0 | 2022
hard coal | TRUE | 8841 | N | . | DTE-BRSC Shared Storage | DTE Electric Company | 5109 | MI | ENC |  |  | 22 | 1 | Electric Utility | ST | BIT | COL |  | 0 | 0 | 2022
petroleum | TRUE | 8841 | N | . | DTE-BRSC Shared Storage | DTE Electric Company | 5109 | MI | ENC |  |  | 22 | 1 | Electric Utility | ST | DFO | DFO |  | 0 | 0 | 2022
hard coal | TRUE | 8841 | N | . | DTE-BRSC Shared Storage | DTE Electric Company | 5109 | MI | ENC |  |  | 22 | 1 | Electric Utility | ST | SUB | COL |  | 0 | 0 | 2022
hard coal | TRUE | 8843 | N | . | PSEG--Eastern Terminal | PSEG Fossil LLC | 15147 | NJ | MAT |  |  | 22 | 2 | NAICS-22 Non-Cogen | ST | BIT | COL |  | 0 | 0 | 2022
petroleum | TRUE | 8843 | N | . | PSEG--Eastern Terminal | PSEG Fossil LLC | 15147 | NJ | MAT |  |  | 22 | 2 | NAICS-22 Non-Cogen | ST | DFO | DFO |  | 0 | 0 | 2022
petroleum | TRUE | 8843 | N | . | PSEG--Eastern Terminal | PSEG Fossil LLC | 15147 | NJ | MAT |  |  | 22 | 2 | NAICS-22 Non-Cogen | ST | KER | WOO |  | 0 | 0 | 2022
hard coal | TRUE | 8845 | N | . | Keystone Fuels Terminal | RRI Energy Services, LLC | 39004 | PA | MAT |  |  | 22 | 2 | NAICS-22 Non-Cogen | ST | BIT | COL |  | 0 | 0 | 2022
petroleum | TRUE | 8845 | N | . | Keystone Fuels Terminal | RRI Energy Services, LLC | 39004 | PA | MAT |  |  | 22 | 2 | NAICS-22 Non-Cogen | ST | DFO | DFO |  | 0 | 0 | 2022
hard coal | TRUE | 8845 | N | . | Keystone Fuels Terminal | RRI Energy Services, LLC | 39004 | PA | MAT |  |  | 22 | 2 | NAICS-22 Non-Cogen | ST | WC | WOC |  | 0 | 0 | 2022
hard coal | TRUE | 8846 | N | . | Conemaugh Fuels LLC -Terminal | RRI Energy Services, LLC | 39004 | PA | MAT |  |  | 22 | 2 | NAICS-22 Non-Cogen | ST | BIT | COL |  | 0 | 0 | 2022
natural gas steam turbine | TRUE | 8846 | N | . | Conemaugh Fuels LLC -Terminal | RRI Energy Services, LLC | 39004 | PA | MAT |  |  | 22 | 2 | NAICS-22 Non-Cogen | ST | NG | NG |  | 0 | 0 | 2022
hard coal | TRUE | 8846 | N | . | Conemaugh Fuels LLC -Terminal | RRI Energy Services, LLC | 39004 | PA | MAT |  |  | 22 | 2 | NAICS-22 Non-Cogen | ST | WC | WOC |  | 0 | 0 | 2022
hard coal | TRUE | 8847 | N | . | Southern Pines | Alabama Power Co | 195 | AL | ESC |  |  | 22 | 1 | Electric Utility | ST | BIT | COL |  | 0 | 0 | 2022
natural gas steam turbine | TRUE | 8847 | N | . | Southern Pines | Alabama Power Co | 195 | AL | ESC |  |  | 22 | 1 | Electric Utility | ST | NG | NG |  | 0 | 0 | 2022
hard coal | TRUE | 8848 | N | . | Ceredo - Terminal | Duke Energy Florida, LLC | 6455 | WV | SAT |  |  | 22 | 1 | Electric Utility | ST | BIT | COL |  | 0 | 0 | 2022
hard coal | TRUE | 8850 | N | . | Shipyard River Terminal | Duke Energy Florida, LLC | 6455 | SC | SAT |  |  | 22 | 1 | Electric Utility | ST | BIT | COL |  | 0 | 0 | 2022
hard coal | TRUE | 8851 | N | . | Associated TerminalS | Duke Energy Florida, LLC | 6455 | MS | ESC |  |  | 22 | 1 | Electric Utility | ST | BIT | COL |  | 0 | 0 | 2022
petroleum | TRUE | 8851 | N | . | Associated TerminalS | Duke Energy Florida, LLC | 6455 | MS | ESC |  |  | 22 | 1 | Electric Utility | ST | DFO | DFO |  | 0 | 0 | 2022
hard coal | TRUE | 8852 | N | . | CCT Terminal | Indiana Michigan Power Co | 9324 | IL | ENC |  |  | 22 | 1 | Electric Utility | ST | BIT | COL |  | 0 | 0 | 2022
hard coal | TRUE | 8852 | N | . | CCT Terminal | Indiana Michigan Power Co | 9324 | IL | ENC |  |  | 22 | 1 | Electric Utility | ST | SUB | COL |  | 0 | 0 | 2022
hard coal | TRUE | 8853 | N | . | Leaf River | Mississippi Power Co | 12686 | MS | ESC |  |  | 22 | 1 | Electric Utility | ST | BIT | COL |  | 0 | 0 | 2022
natural gas steam turbine | TRUE | 8853 | N | . | Leaf River | Mississippi Power Co | 12686 | MS | ESC |  |  | 22 | 1 | Electric Utility | ST | NG | NG |  | 0 | 0 | 2022
hard coal | TRUE | 8857 | N | . | PSEG- Kinder Morgan Coal Storage | PSEG Fossil LLC | 15147 | PA | MAT |  |  | 22 | 2 | NAICS-22 Non-Cogen | ST | BIT | COL |  | 0 | 0 | 2022
hard coal | TRUE | 8858 | N | . | PSEG- Provport Coal Storage | PSEG Power Connecticut LLC | 15452 | RI | NEW |  |  | 22 | 2 | NAICS-22 Non-Cogen | ST | SUB | COL |  | 0 | 0 | 2022
hard coal | TRUE | 8865 | N | . | Alicia Dock | Allegheny Energy Supply Co LLC | 23279 | PA | MAT |  |  | 22 | 1 | Electric Utility | ST | BIT | COL |  | 0 | 0 | 2022
hard coal | TRUE | 8866 | N | . | Colona - Terminal | Allegheny Energy Supply Co LLC | 23279 | PA | MAT |  |  | 22 | 1 | Electric Utility | ST | BIT | COL |  | 0 | 0 | 2022
hard coal | TRUE | 8866 | N | . | Colona - Terminal | Allegheny Energy Supply Co LLC | 23279 | PA | MAT |  |  | 22 | 1 | Electric Utility | ST | SUB | COL |  | 0 | 0 | 2022
hard coal | TRUE | 8867 | N | . | Warrenton Terminal | FirstEnergy Generation Corp | 6526 | OH | ENC |  |  | 22 | 1 | Electric Utility | ST | BIT | COL |  | 0 | 0 | 2022
hard coal | TRUE | 8867 | N | . | Warrenton Terminal | FirstEnergy Generation Corp | 6526 | OH | ENC |  |  | 22 | 1 | Electric Utility | ST | SUB | COL |  | 0 | 0 | 2022
hard coal | TRUE | 8868 | N | . | Haywood Storage Facility | Allegheny Energy Supply Co LLC | 23279 | WV | SAT |  |  | 22 | 1 | Electric Utility | ST | BIT | COL |  | 0 | 0 | 2022
hard coal | TRUE | 8899 | N | . | Four Rivers Terminal | Tennessee Valley Authority | 18642 | KY | ESC |  |  | 22 | 1 | Electric Utility | ST | BIT | COL |  | 0 | 0 | 2022
hard coal | TRUE | 8899 | N | . | Four Rivers Terminal | Tennessee Valley Authority | 18642 | KY | ESC |  |  | 22 | 1 | Electric Utility | ST | SUB | COL |  | 0 | 0 | 2022
hydro | TRUE | 8902 | N | . | Hoover Dam (AZ) | U S Bureau of Reclamation | 2518 | AZ | MTN | WECC |  | 22 | 1 | Electric Utility | HY | WAT | HYC | WALC | 5246789 | 1537746 | 2022
natural gas peaker | TRUE | 8906 | N | . | Astoria Generating Station | U S Power Generating Company LLC | 54863 | NY | MAT | NPCC |  | 22 | 2 | NAICS-22 Non-Cogen | GT | NG | NG | NYIS | 26666 | 1039 | 2022
petroleum | TRUE | 8906 | N | . | Astoria Generating Station | U S Power Generating Company LLC | 54863 | NY | MAT | NPCC |  | 22 | 2 | NAICS-22 Non-Cogen | ST | DFO | DFO | NYIS | 0 | 0 | 2022
natural gas steam turbine | TRUE | 8906 | N | . | Astoria Generating Station | U S Power Generating Company LLC | 54863 | NY | MAT | NPCC |  | 22 | 2 | NAICS-22 Non-Cogen | ST | NG | NG | NYIS | 9564199 | 749335.19 | 2022
petroleum | TRUE | 8906 | N | . | Astoria Generating Station | U S Power Generating Company LLC | 54863 | NY | MAT | NPCC |  | 22 | 2 | NAICS-22 Non-Cogen | ST | RFO | RFO | NYIS | 1011402 | 78447.81 | 2022
petroleum | TRUE | 9038 | N | . | Cherry Street | Town of Hudson - (MA) | 8973 | MA | NEW | NPCC |  | 22 | 1 | Electric Utility | IC | DFO | DFO | ISNE | 2716 | 241.125 | 2022
natural gas peaker | TRUE | 9038 | N | . | Cherry Street | Town of Hudson - (MA) | 8973 | MA | NEW | NPCC |  | 22 | 1 | Electric Utility | IC | NG | NG | ISNE | 4542 | 402.875 | 2022
hydro | TRUE | 9095 | N | . | Monroe Street | Avista Corp | 20169 | WA | PACC | WECC |  | 22 | 1 | Electric Utility | HY | WAT | HYC | AVA | 333110 | 97629 | 2022
hydro | TRUE | 9096 | N | . | Upper Falls | Avista Corp | 20169 | WA | PACC | WECC |  | 22 | 1 | Electric Utility | HY | WAT | HYC | AVA | 218659 | 64085 | 2022
petroleum | TRUE | 9674 | N | . | Nine Springs | Madison Gas & Electric Co | 11479 | WI | ENC | MRO |  | 22 | 1 | Electric Utility | GT | DFO | DFO | MISO | 0 | 0 | 2022
petroleum | TRUE | 9674 | N | . | Nine Springs | Madison Gas & Electric Co | 11479 | WI | ENC | MRO |  | 22 | 1 | Electric Utility | GT | JF | WOO | MISO | 0 | 0 | 2022
natural gas peaker | TRUE | 9674 | N | . | Nine Springs | Madison Gas & Electric Co | 11479 | WI | ENC | MRO |  | 22 | 1 | Electric Utility | GT | NG | NG | MISO | 513 | 36 | 2022
hydro | TRUE | 9864 | N | . | Cabot Holyoke | City of Holyoke Gas and Electric Dept. | 8776 | MA | NEW | NPCC |  | 22 | 1 | Electric Utility | HY | WAT | HYC | ISNE | 8458 | 2479 | 2022
petroleum | TRUE | 9864 | N | . | Cabot Holyoke | City of Holyoke Gas and Electric Dept. | 8776 | MA | NEW | NPCC |  | 22 | 1 | Electric Utility | ST | DFO | DFO | ISNE | 0 | 0 | 2022
natural gas steam turbine | TRUE | 9864 | N | . | Cabot Holyoke | City of Holyoke Gas and Electric Dept. | 8776 | MA | NEW | NPCC |  | 22 | 1 | Electric Utility | ST | NG | NG | ISNE | 0 | 0 | 2022
petroleum | TRUE | 9864 | N | . | Cabot Holyoke | City of Holyoke Gas and Electric Dept. | 8776 | MA | NEW | NPCC |  | 22 | 1 | Electric Utility | ST | RFO | RFO | ISNE | 0 | 0 | 2022
hard coal | FALSE | 10003 | Y | . | Colorado Energy Nations Company | Molson Coors USA LLC | 63637 | CO | MTN | WECC |  | 312 | 7 | Industrial NAICS Cogen | ST | BIT | COL | PSCO | 0 | 0 | 2022
petroleum | FALSE | 10003 | Y | . | Colorado Energy Nations Company | Molson Coors USA LLC | 63637 | CO | MTN | WECC |  | 312 | 7 | Industrial NAICS Cogen | ST | DFO | DFO | PSCO | 0 | 0 | 2022
natural gas steam turbine | FALSE | 10003 | Y | . | Colorado Energy Nations Company | Molson Coors USA LLC | 63637 | CO | MTN | WECC |  | 312 | 7 | Industrial NAICS Cogen | ST | NG | NG | PSCO | 822416 | 141194.83 | 2022
petroleum | FALSE | 10003 | Y | . | Colorado Energy Nations Company | Molson Coors USA LLC | 63637 | CO | MTN | WECC |  | 312 | 7 | Industrial NAICS Cogen | ST | WO | WOO | PSCO | 0 | 0 | 2022
other | FALSE | 10004 | Y | . | Mosaic South Pierce Operations | Mosaic Fertilizer LLC | 9383 | FL | SAT | SERC |  | 325 | 7 | Industrial NAICS Cogen | ST | WH | OTH | TEC | 340902 | 99913 | 2022
onshore wind | TRUE | 10005 | N | . | Dinosaur Point | International Turbine Res Inc | 9397 | CA | PACC | WECC |  | 22 | 2 | NAICS-22 Non-Cogen | WT | WND | WND | CISO | 37790 | 11076 | 2022
petroleum | FALSE | 10008 | Y | . | Baptist Medical Center | Baptist Memorial Hospital | 1194 | FL | SAT | SERC |  | 622 | 5 | Commercial NAICS Cogen | GT | DFO | DFO | JEA | 0 | 0 | 2022
natural gas peaker | FALSE | 10008 | Y | . | Baptist Medical Center | Baptist Memorial Hospital | 1194 | FL | SAT | SERC |  | 622 | 5 | Commercial NAICS Cogen | GT | NG | NG | JEA | 80103 | 14052.96 | 2022
municipal solid waste | TRUE | 10013 | N | . | Covanta Hennepin Energy | Covanta Energy Co | 4435 | MN | WNC | MRO |  | 22 | 2 | NAICS-22 Non-Cogen | ST | MSB | MLG | MISO | 1678142 | 90298.304 | 2022
municipal solid waste | TRUE | 10013 | N | . | Covanta Hennepin Energy | Covanta Energy Co | 4435 | MN | WNC | MRO |  | 22 | 2 | NAICS-22 Non-Cogen | ST | MSN | OTH | MISO | 2051045 | 110363.9 | 2022
natural gas steam turbine | TRUE | 10013 | N | . | Covanta Hennepin Energy | Covanta Energy Co | 4435 | MN | WNC | MRO |  | 22 | 2 | NAICS-22 Non-Cogen | ST | NG | NG | MISO | 24509 | 1312.792 | 2022
hydro | TRUE | 10014 | N | . | Lucky Peak Power Plant Project | Boise-Kuna Irrigation District | 1932 | ID | MTN | WECC |  | 22 | 2 | NAICS-22 Non-Cogen | HY | WAT | HYC | IPCO | 797448 | 233719 | 2022
hard coal | FALSE | 10017 | Y | . | WestRock-West Point Mill | WestRock-West Point Mill | 17465 | VA | SAT | SERC |  | 322 | 7 | Industrial NAICS Cogen | ST | BIT | COL | PJM | 48482 | 12140.718 | 2022
biomass | FALSE | 10017 | Y | . | WestRock-West Point Mill | WestRock-West Point Mill | 17465 | VA | SAT | SERC |  | 322 | 7 | Industrial NAICS Cogen | ST | BLQ | WWW | PJM | 835092 | 209115.05 | 2022
petroleum | FALSE | 10017 | Y | . | WestRock-West Point Mill | WestRock-West Point Mill | 17465 | VA | SAT | SERC |  | 322 | 7 | Industrial NAICS Cogen | ST | DFO | DFO | PJM | 1947 | 487.488 | 2022
natural gas steam turbine | FALSE | 10017 | Y | . | WestRock-West Point Mill | WestRock-West Point Mill | 17465 | VA | SAT | SERC |  | 322 | 7 | Industrial NAICS Cogen | ST | NG | NG | PJM | 735741 | 184236.54 | 2022
biomass | FALSE | 10017 | Y | . | WestRock-West Point Mill | WestRock-West Point Mill | 17465 | VA | SAT | SERC |  | 322 | 7 | Industrial NAICS Cogen | ST | OBL | ORW | PJM | 0 | 0 | 2022
petroleum | FALSE | 10017 | Y | . | WestRock-West Point Mill | WestRock-West Point Mill | 17465 | VA | SAT | SERC |  | 322 | 7 | Industrial NAICS Cogen | ST | RFO | RFO | PJM | 2413 | 603.878 | 2022
biomass | FALSE | 10017 | Y | . | WestRock-West Point Mill | WestRock-West Point Mill | 17465 | VA | SAT | SERC |  | 322 | 7 | Industrial NAICS Cogen | ST | SLW | ORW | PJM | 32902 | 8238.911 | 2022
biomass | FALSE | 10017 | Y | . | WestRock-West Point Mill | WestRock-West Point Mill | 17465 | VA | SAT | SERC |  | 322 | 7 | Industrial NAICS Cogen | ST | WDS | WWW | PJM | 308367 | 77218.413 | 2022
geothermal | TRUE | 10018 | N | . | Desert Peak Power Plant | Ormat Nevada Inc | 34691 | NV | MTN | WECC |  | 22 | 2 | NAICS-22 Non-Cogen | BT | GEO | GEO | NEVP | 301548 | 88378 | 2022
natural gas peaker | FALSE | 10020 | N | . | Cutrale Citrus Juices USA I | Cutrale Citrus Juices USA Inc | 4558 | FL | SAT | SERC |  | 311 | 6 | Industrial NAICS Non-Cogen | GT | NG | NG | FPC | 366904 | 20488 | 2022
hydro | FALSE | 10025 | Y | . | RED-Rochester, LLC | RED-Rochester, LLC | 5624 | NY | MAT | NPCC |  | 339 | 7 | Industrial NAICS Cogen | HY | WAT | HYC | NYIS | 0 | 0 | 2022
hard coal | FALSE | 10025 | Y | . | RED-Rochester, LLC | RED-Rochester, LLC | 5624 | NY | MAT | NPCC |  | 339 | 7 | Industrial NAICS Cogen | ST | BIT | COL | NYIS | 0 | 0 | 2022
petroleum | FALSE | 10025 | Y | . | RED-Rochester, LLC | RED-Rochester, LLC | 5624 | NY | MAT | NPCC |  | 339 | 7 | Industrial NAICS Cogen | ST | DFO | DFO | NYIS | 177 | 24.824 | 2022
natural gas steam turbine | FALSE | 10025 | Y | . | RED-Rochester, LLC | RED-Rochester, LLC | 5624 | NY | MAT | NPCC |  | 339 | 7 | Industrial NAICS Cogen | ST | NG | NG | NYIS | 2098046 | 291091.18 | 2022
petroleum | FALSE | 10025 | Y | . | RED-Rochester, LLC | RED-Rochester, LLC | 5624 | NY | MAT | NPCC |  | 339 | 7 | Industrial NAICS Cogen | ST | RFO | RFO | NYIS | 0 | 0 | 2022
natural gas peaker | FALSE | 10026 | N | . | Encina Water Pollution Control | Encina Joint Powers Authority | 5901 | CA | PACC | WECC |  | 22132 | 4 | Commercial NAICS Non-Cogen | IC | NG | NG | CISO | 16104 | 1486.824 | 2022
biomass | FALSE | 10026 | N | . | Encina Water Pollution Control | Encina Joint Powers Authority | 5901 | CA | PACC | WECC |  | 22132 | 4 | Commercial NAICS Non-Cogen | IC | OBG | ORW | CISO | 139582 | 12891.176 | 2022
solar pv | FALSE | 10029 | N | . | General Electric Aircraft Engines | General Electric Aircraft Engines | 7049 | MA | NEW | NPCC |  | 336 | 6 | Industrial NAICS Non-Cogen | PV | SUN | SUN | ISNE | 8328 | 2441 | 2022
petroleum | FALSE | 10029 | N | . | General Electric Aircraft Engines | General Electric Aircraft Engines | 7049 | MA | NEW | NPCC |  | 336 | 6 | Industrial NAICS Non-Cogen | ST | DFO | DFO | ISNE | 0 | 0 | 2022
natural gas steam turbine | FALSE | 10029 | N | . | General Electric Aircraft Engines | General Electric Aircraft Engines | 7049 | MA | NEW | NPCC |  | 336 | 6 | Industrial NAICS Non-Cogen | ST | NG | NG | ISNE | 0 | 0 | 2022
petroleum | FALSE | 10029 | N | . | General Electric Aircraft Engines | General Electric Aircraft Engines | 7049 | MA | NEW | NPCC |  | 336 | 6 | Industrial NAICS Non-Cogen | ST | RFO | RFO | ISNE | 0 | 0 | 2022
natural gas combined cycle | TRUE | 10030 | Y | . | Energy Center Dover | Cartier Energy, LLC | 65384 | DE | SAT | RFC |  | 22 | 3 | NAICS-22 Cogen | CA | NG | NG | PJM | 26505 | 8009 | 2022
hard coal | TRUE | 10030 | Y | . | Energy Center Dover | Cartier Energy, LLC | 65384 | DE | SAT | RFC |  | 22 | 3 | NAICS-22 Cogen | CT | BIT | COL | PJM | 0 | 0 | 2022
petroleum | TRUE | 10030 | Y | . | Energy Center Dover | Cartier Energy, LLC | 65384 | DE | SAT | RFC |  | 22 | 3 | NAICS-22 Cogen | CT | KER | WOO | PJM | 0 | 0 | 2022
natural gas combined cycle | TRUE | 10030 | Y | . | Energy Center Dover | Cartier Energy, LLC | 65384 | DE | SAT | RFC |  | 22 | 3 | NAICS-22 Cogen | CT | NG | NG | PJM | 529540 | 65760 | 2022
hard coal | TRUE | 10030 | Y | . | Energy Center Dover | Cartier Energy, LLC | 65384 | DE | SAT | RFC |  | 22 | 3 | NAICS-22 Cogen | GT | BIT | COL | PJM | 0 | 0 | 2022
petroleum | TRUE | 10030 | Y | . | Energy Center Dover | Cartier Energy, LLC | 65384 | DE | SAT | RFC |  | 22 | 3 | NAICS-22 Cogen | GT | DFO | DFO | PJM | 13329 | 1836.077 | 2022
petroleum | TRUE | 10030 | Y | . | Energy Center Dover | Cartier Energy, LLC | 65384 | DE | SAT | RFC |  | 22 | 3 | NAICS-22 Cogen | GT | KER | WOO | PJM | 0 | 0 | 2022
natural gas peaker | TRUE | 10030 | Y | . | Energy Center Dover | Cartier Energy, LLC | 65384 | DE | SAT | RFC |  | 22 | 3 | NAICS-22 Cogen | GT | NG | NG | PJM | 244147 | 33630.923 | 2022
natural gas combined cycle | TRUE | 10034 | Y | . | Gilroy Power Plant | Calpine Gilroy Cogen LP | 3028 | CA | PACC | WECC |  | 22 | 3 | NAICS-22 Cogen | CA | NG | NG | CISO | 0 | 23089 | 2022
natural gas combined cycle | TRUE | 10034 | Y | . | Gilroy Power Plant | Calpine Gilroy Cogen LP | 3028 | CA | PACC | WECC |  | 22 | 3 | NAICS-22 Cogen | CT | NG | NG | CISO | 612157 | 56029 | 2022
hydro | TRUE | 10036 | N | . | Hillsborough Hosiery | Silverstreet Hydro | 56590 | NH | NEW | NPCC |  | 22 | 2 | NAICS-22 Non-Cogen | HY | WAT | HYC | ISNE | 7149 | 2095 | 2022
natural gas peaker | FALSE | 10042 | N | . | Kaweah Delta District Hospital | Kaweah Delta Hospital | 10077 | CA | PACC | WECC |  | 622 | 4 | Commercial NAICS Non-Cogen | GT | NG | NG | CISO | 347404 | 19361.86 | 2022
hard coal | TRUE | 10043 | Y | . | Logan Generating Plant | Logan Generating Company LP | 63046 | NJ | MAT | RFC |  | 22 | 3 | NAICS-22 Cogen | ST | BIT | COL | PJM | 2219385 | 194542.15 | 2022
petroleum | TRUE | 10043 | Y | . | Logan Generating Plant | Logan Generating Company LP | 63046 | NJ | MAT | RFC |  | 22 | 3 | NAICS-22 Cogen | ST | DFO | DFO | PJM | 15836 | 1361.853 | 2022
hydro | TRUE | 10049 | N | . | Little Mac Project | Little Mac Power Company | 54696 | ID | MTN | WECC |  | 22 | 2 | NAICS-22 Non-Cogen | HY | WAT | HYC | IPCO | 12619 | 3698 | 2022
natural gas peaker | FALSE | 10050 | Y | . | Fourche Creek Wastewater | Little Rock Water Reclamation Authority | 11079 | AR | WSC | SERC |  | 22132 | 5 | Commercial NAICS Cogen | IC | NG | NG | MISO | 662 | 169.206 | 2022
biomass | FALSE | 10050 | Y | . | Fourche Creek Wastewater | Little Rock Water Reclamation Authority | 11079 | AR | WSC | SERC |  | 22132 | 5 | Commercial NAICS Cogen | IC | OBG | ORW | MISO | 2735 | 699.074 | 2022
hydro | TRUE | 10051 | N | . | Lockville Hydropower | Brooks Energy, LLC | 49753 | NC | SAT | SERC |  | 22 | 2 | NAICS-22 Non-Cogen | HY | WAT | HYC | CPLE | 0 | 0 | 2022
natural gas steam turbine | TRUE | 10052 | N | . | Fairhaven Power | DG Fairhaven Power LLC | 54788 | CA | PACC | WECC |  | 22 | 2 | NAICS-22 Non-Cogen | ST | NG | NG | CISO | 0 | 0 | 2022
biomass | TRUE | 10052 | N | . | Fairhaven Power | DG Fairhaven Power LLC | 54788 | CA | PACC | WECC |  | 22 | 2 | NAICS-22 Non-Cogen | ST | WDS | WWW | CISO | 0 | 0 | 2022
petroleum | FALSE | 10058 | N | . | General Electric Diesel Engine Plant | General Electric Co | 7075 | PA | MAT | RFC |  | 336 | 6 | Industrial NAICS Non-Cogen | IC | DFO | DFO | PJM | 145790 | 3382.02 | 2022
natural gas peaker | FALSE | 10058 | N | . | General Electric Diesel Engine Plant | General Electric Co | 7075 | PA | MAT | RFC |  | 336 | 6 | Industrial NAICS Non-Cogen | IC | NG | NG | PJM | 0 | 0 | 2022
natural gas combined cycle | FALSE | 10061 | Y | . | Mars Wrigley Confectionery US, LLC | Mars Wrigley Confectionery US, LLC | 11401 | NJ | MAT | RFC |  | 311 | 7 | Industrial NAICS Cogen | CA | NG | NG | PJM | 0 | 0 | 2022
petroleum | FALSE | 10061 | Y | . | Mars Wrigley Confectionery US, LLC | Mars Wrigley Confectionery US, LLC | 11401 | NJ | MAT | RFC |  | 311 | 7 | Industrial NAICS Cogen | CT | DFO | DFO | PJM | 0 | 0 | 2022
natural gas combined cycle | FALSE | 10061 | Y | . | Mars Wrigley Confectionery US, LLC | Mars Wrigley Confectionery US, LLC | 11401 | NJ | MAT | RFC |  | 311 | 7 | Industrial NAICS Cogen | CT | NG | NG | PJM | 445345 | 56721 | 2022
municipal solid waste | TRUE | 10062 | N | . | Miami Dade County Resource Recovery Fac | Covanta Southeast Florida Renewable Ltd | 50085 | FL | SAT | SERC |  | 22 | 2 | NAICS-22 Non-Cogen | ST | MSB | MLG | FPL | 2741029 | 103954.87 | 2022
municipal solid waste | TRUE | 10062 | N | . | Miami Dade County Resource Recovery Fac | Covanta Southeast Florida Renewable Ltd | 50085 | FL | SAT | SERC |  | 22 | 2 | NAICS-22 Non-Cogen | ST | MSN | OTH | FPL | 3350191 | 127057.51 | 2022
natural gas steam turbine | TRUE | 10062 | N | . | Miami Dade County Resource Recovery Fac | Covanta Southeast Florida Renewable Ltd | 50085 | FL | SAT | SERC |  | 22 | 2 | NAICS-22 Non-Cogen | ST | NG | NG | FPL | 342390 | 12894.618 | 2022
hydro | TRUE | 10063 | N | . | Derby Hydro | McCallum Enterprises I LP | 11943 | CT | NEW | NPCC |  | 22 | 2 | NAICS-22 Non-Cogen | HY | WAT | HYC | ISNE | 74564 | 21853 | 2022
hydro | TRUE | 10066 | N | . | Lockwood Hydroelectric Facility | Merimil Ltd Partnership | 12401 | ME | NEW | NPCC |  | 22 | 2 | NAICS-22 Non-Cogen | HY | WAT | HYC | ISNE | 67882 | 19895 | 2022
hydro | TRUE | 10070 | N | . | Foothills Hydro Plant | Denver City & County-Foothills | 5164 | CO | MTN | WECC |  | 22 | 2 | NAICS-22 Non-Cogen | HY | WAT | HYC | WACM | 21748 | 6374 | 2022
natural gas steam turbine | FALSE | 10072 | N | . | Engineered Carbons Borger Cogen | Orion Engineered Carbons | 55727 | TX | WSC | MRO |  | 325 | 6 | Industrial NAICS Non-Cogen | ST | NG | NG | SWPP | 3138 | 168.559 | 2022
other | FALSE | 10072 | N | . | Engineered Carbons Borger Cogen | Orion Engineered Carbons | 55727 | TX | WSC | MRO |  | 325 | 6 | Industrial NAICS Non-Cogen | ST | OG | OOG | SWPP | 638335 | 34282.441 | 2022
hard coal | TRUE | 10075 | N | . | Taconite Harbor Energy Center | ALLETE, Inc. | 12647 | MN | WNC | MRO |  | 22 | 1 | Electric Utility | ST | BIT | COL | MISO | 0 | 0 | 2022
petroleum | TRUE | 10075 | N | . | Taconite Harbor Energy Center | ALLETE, Inc. | 12647 | MN | WNC | MRO |  | 22 | 1 | Electric Utility | ST | DFO | DFO | MISO | 0 | 0 | 2022
hard coal | TRUE | 10075 | N | . | Taconite Harbor Energy Center | ALLETE, Inc. | 12647 | MN | WNC | MRO |  | 22 | 1 | Electric Utility | ST | SUB | COL | MISO | 0 | 0 | 2022
hydro | TRUE | 10081 | N | . | Strontia Springs Hydro Plant | Denver City & County of | 5068 | CO | MTN | WECC |  | 22 | 2 | NAICS-22 Non-Cogen | HY | WAT | HYC | PSCO | 25996 | 7619 | 2022
natural gas combined cycle | FALSE | 10091 | Y | . | Total Energy Facilities | Los Angeles County Sanitation | 11217 | CA | PACC | WECC |  | 22132 | 5 | Commercial NAICS Cogen | CA | NG | NG | CISO | 0 | 7416.105 | 2022
biomass | FALSE | 10091 | Y | . | Total Energy Facilities | Los Angeles County Sanitation | 11217 | CA | PACC | WECC |  | 22132 | 5 | Commercial NAICS Cogen | CA | OBG | ORW | CISO | 0 | 21175.895 | 2022
natural gas combined cycle | FALSE | 10091 | Y | . | Total Energy Facilities | Los Angeles County Sanitation | 11217 | CA | PACC | WECC |  | 22132 | 5 | Commercial NAICS Cogen | CT | NG | NG | CISO | 273386 | 32403.818 | 2022
biomass | FALSE | 10091 | Y | . | Total Energy Facilities | Los Angeles County Sanitation | 11217 | CA | PACC | WECC |  | 22132 | 5 | Commercial NAICS Cogen | CT | OBG | ORW | CISO | 799405 | 97552.182 | 2022
petroleum | FALSE | 10093 | Y | . | Tesoro Hawaii | PAR Petroleum | 58553 | HI | PACN |  |  | 32411 | 7 | Industrial NAICS Cogen | GT | DFO | DFO | NA | 775 | 166.945 | 2022
petroleum | FALSE | 10093 | Y | . | Tesoro Hawaii | PAR Petroleum | 58553 | HI | PACN |  |  | 32411 | 7 | Industrial NAICS Cogen | GT | JF | WOO | NA | 0 | 0 | 2022
petroleum | FALSE | 10093 | Y | . | Tesoro Hawaii | PAR Petroleum | 58553 | HI | PACN |  |  | 32411 | 7 | Industrial NAICS Cogen | GT | KER | WOO | NA | 0 | 0 | 2022
petroleum | FALSE | 10093 | Y | . | Tesoro Hawaii | PAR Petroleum | 58553 | HI | PACN |  |  | 32411 | 7 | Industrial NAICS Cogen | GT | RFO | RFO | NA | 0 | 0 | 2022
petroleum | FALSE | 10093 | Y | . | Tesoro Hawaii | PAR Petroleum | 58553 | HI | PACN |  |  | 32411 | 7 | Industrial NAICS Cogen | GT | WO | WOO | NA | 724416 | 156050.94 | 2022
petroleum | TRUE | 10099 | N | . | Pedricktown Cogeneration Company LP | Pedricktown Cogeneration Company LP | 50160 | NJ | MAT | RFC |  | 22 | 2 | NAICS-22 Non-Cogen | CA | DFO | DFO | PJM | 0 | 0 | 2022
natural gas combined cycle | TRUE | 10099 | N | . | Pedricktown Cogeneration Company LP | Pedricktown Cogeneration Company LP | 50160 | NJ | MAT | RFC |  | 22 | 2 | NAICS-22 Non-Cogen | CA | NG | NG | PJM | 11717 | 4238 | 2022
petroleum | TRUE | 10099 | N | . | Pedricktown Cogeneration Company LP | Pedricktown Cogeneration Company LP | 50160 | NJ | MAT | RFC |  | 22 | 2 | NAICS-22 Non-Cogen | CT | DFO | DFO | PJM | 0 | 0 | 2022
petroleum | TRUE | 10099 | N | . | Pedricktown Cogeneration Company LP | Pedricktown Cogeneration Company LP | 50160 | NJ | MAT | RFC |  | 22 | 2 | NAICS-22 Non-Cogen | CT | KER | WOO | PJM | 0 | 0 | 2022
natural gas combined cycle | TRUE | 10099 | N | . | Pedricktown Cogeneration Company LP | Pedricktown Cogeneration Company LP | 50160 | NJ | MAT | RFC |  | 22 | 2 | NAICS-22 Non-Cogen | CT | NG | NG | PJM | 120352 | 9198 | 2022
petroleum | FALSE | 10108 | Y | . | Hampton Facility | Foss Manufacturing Company LLC | 6636 | NH | NEW | NPCC |  | 313 | 7 | Industrial NAICS Cogen | GT | DFO | DFO | ISNE | 0 | 0 | 2022
natural gas peaker | FALSE | 10108 | Y | . | Hampton Facility | Foss Manufacturing Company LLC | 6636 | NH | NEW | NPCC |  | 313 | 7 | Industrial NAICS Cogen | GT | NG | NG | ISNE | 180708 | 28070 | 2022
hydro | TRUE | 10109 | N | . | Stevens Mills Dam | Eagle Creek Renewable Energy, LLC | 57280 | NH | NEW | NPCC |  | 22 | 2 | NAICS-22 Non-Cogen | HY | WAT | HYC | ISNE | 18111 | 5308 | 2022
natural gas peaker | FALSE | 10110 | Y | . | Frito-Lay Cogen Plant | Frito-Lay Inc | 15743 | CA | PACC | WECC |  | 311 | 7 | Industrial NAICS Cogen | GT | NG | NG | CISO | 0 | 0 | 2022
petroleum | TRUE | 10113 | Y | . | John B Rich Memorial Power Station | Gilberton Power Co | 7199 | PA | MAT | RFC |  | 22 | 3 | NAICS-22 Cogen | ST | DFO | DFO | PJM | 25317 | 1811.848 | 2022
hard coal | TRUE | 10113 | Y | . | John B Rich Memorial Power Station | Gilberton Power Co | 7199 | PA | MAT | RFC |  | 22 | 3 | NAICS-22 Cogen | ST | WC | WOC | PJM | 8846577 | 635730.15 | 2022
natural gas peaker | FALSE | 10115 | Y | . | Grossmont Hospital | Sharp Grossmont Hospital | 7726 | CA | PACC | WECC |  | 622 | 5 | Commercial NAICS Cogen | GT | NG | NG | CISO | 166703 | 29008 | 2022
hydro | TRUE | 10116 | N | . | Hampshire Paper | Hampshire Paper Co Inc | 9357 | NY | MAT | NPCC |  | 22 | 2 | NAICS-22 Non-Cogen | HY | WAT | HYC | NYIS | 48235 | 14137 | 2022
municipal solid waste | TRUE | 10118 | Y | . | Harrisburg Facility | Harrisburg Authority | 8181 | PA | MAT | RFC |  | 22 | 3 | NAICS-22 Cogen | ST | MSB | MLG | PJM | 333811 | 51077.789 | 2022
municipal solid waste | TRUE | 10118 | Y | . | Harrisburg Facility | Harrisburg Authority | 8181 | PA | MAT | RFC |  | 22 | 3 | NAICS-22 Cogen | ST | MSN | OTH | PJM | 407995 | 62428.787 | 2022
natural gas steam turbine | TRUE | 10118 | Y | . | Harrisburg Facility | Harrisburg Authority | 8181 | PA | MAT | RFC |  | 22 | 3 | NAICS-22 Cogen | ST | NG | NG | PJM | 16933 | 2587.424 | 2022
petroleum | FALSE | 10120 | Y | . | Pinova Inc. | Pinova Inc. | 8486 | GA | SAT | SERC |  | 325 | 7 | Industrial NAICS Cogen | ST | DFO | DFO | SOCO | 0 | 0 | 2022
natural gas steam turbine | FALSE | 10120 | Y | . | Pinova Inc. | Pinova Inc. | 8486 | GA | SAT | SERC |  | 325 | 7 | Industrial NAICS Cogen | ST | NG | NG | SOCO | 61 | 12.335 | 2022
biomass | FALSE | 10120 | Y | . | Pinova Inc. | Pinova Inc. | 8486 | GA | SAT | SERC |  | 325 | 7 | Industrial NAICS Cogen | ST | OBL | ORW | SOCO | 93 | 18.39 | 2022
petroleum | FALSE | 10120 | Y | . | Pinova Inc. | Pinova Inc. | 8486 | GA | SAT | SERC |  | 325 | 7 | Industrial NAICS Cogen | ST | RFO | RFO | SOCO | 0 | 0 | 2022
biomass | FALSE | 10120 | Y | . | Pinova Inc. | Pinova Inc. | 8486 | GA | SAT | SERC |  | 325 | 7 | Industrial NAICS Cogen | ST | WDS | WWW | SOCO | 3458 | 688.045 | 2022
hydro | TRUE | 10121 | N | . | High Shoals Hydro (GA) | High Shoals Hydro | 8596 | GA | SAT | SERC |  | 22 | 2 | NAICS-22 Non-Cogen | HY | WAT | HYC | SOCO | 0 | 0 | 2022
petroleum | FALSE | 10122 | Y | . | CIP II/AR Bridgewater Holdings - NJCOE | COE Bridgewater LLC c/o Thor Equities, LLC | 62860 | NJ | MAT | RFC |  | 53 | 5 | Commercial NAICS Cogen | GT | DFO | DFO | PJM | 353 | 79.087 | 2022
natural gas peaker | FALSE | 10122 | Y | . | CIP II/AR Bridgewater Holdings - NJCOE | COE Bridgewater LLC c/o Thor Equities, LLC | 62860 | NJ | MAT | RFC |  | 53 | 5 | Commercial NAICS Cogen | GT | NG | NG | PJM | 118239 | 26489.693 | 2022
petroleum | FALSE | 10123 | Y | . | Hoffmann LaRoche | PB Nutclif Master, LLC | 60557 | NJ | MAT | RFC |  | 325 | 7 | Industrial NAICS Cogen | GT | DFO | DFO | PJM | 453 | 111.564 | 2022
natural gas peaker | FALSE | 10123 | Y | . | Hoffmann LaRoche | PB Nutclif Master, LLC | 60557 | NJ | MAT | RFC |  | 325 | 7 | Industrial NAICS Cogen | GT | NG | NG | PJM | 207584 | 51105.436 | 2022
hydro | TRUE | 10124 | N | . | Hollow Dam Power Partnership | Ampersand Hollow Dam Hydro LLC | 59136 | NY | MAT | NPCC |  | 22 | 2 | NAICS-22 Non-Cogen | HY | WAT | HYC | NYIS | 9778 | 2866 | 2022
hydro | FALSE | 10128 | N | . | Gosselin Hydro Plant | Humboldt Bay Mun Water Dist | 8787 | CA | PACC | WECC |  | 22131 | 4 | Commercial NAICS Non-Cogen | HY | WAT | HYC | CISO | 13686 | 4011 | 2022
petroleum | FALSE | 10129 | Y | . | Indiana University of Pennsylvania | Indiana University of Penn | 9335 | PA | MAT | RFC |  | 611 | 5 | Commercial NAICS Cogen | IC | DFO | DFO | PJM | 5230 | 843.131 | 2022
natural gas peaker | FALSE | 10129 | Y | . | Indiana University of Pennsylvania | Indiana University of Penn | 9335 | PA | MAT | RFC |  | 611 | 5 | Commercial NAICS Cogen | IC | NG | NG | PJM | 170804 | 27532.869 | 2022
hydro | TRUE | 10137 | N | . | Deweys Mill | Green Mountain Power Corp | 7601 | VT | NEW | NPCC |  | 22 | 1 | Electric Utility | HY | WAT | HYC | ISNE | 555 | 163 | 2022
hydro | TRUE | 10138 | N | . | South Dry Creek Hydro | Hydrodynamics Inc | 9370 | MT | MTN | WECC |  | 22 | 2 | NAICS-22 Non-Cogen | HY | WAT | HYC | NWMT | 1246 | 365 | 2022
hydro | TRUE | 10139 | N | . | Isabella Hydro Project | Isabella Partners | 9439 | CA | PACC | WECC |  | 22 | 2 | NAICS-22 Non-Cogen | HY | WAT | HYC | CISO | 7685 | 2252 | 2022
hydro | TRUE | 10140 | N | . | Birch Creek Power | Birch Power Co | 1751 | ID | MTN | WECC |  | 22 | 2 | NAICS-22 Non-Cogen | HY | WAT | HYC | PACE | 38112 | 11170 | 2022
other | TRUE | 10143 | N | . | Colver Green Energy | Inter-Power/AhlCon Partners, L.P. | 9379 | PA | MAT | RFC |  | 22 | 2 | NAICS-22 Non-Cogen | ST | PG | WOO | PJM | 27 | 2.173 | 2022
hard coal | TRUE | 10143 | N | . | Colver Green Energy | Inter-Power/AhlCon Partners, L.P. | 9379 | PA | MAT | RFC |  | 22 | 2 | NAICS-22 Non-Cogen | ST | WC | WOC | PJM | 8112741 | 698239.83 | 2022
biomass | FALSE | 10144 | Y | . | Sierra Pacific Lincoln Facility | Sierra Pacific Industries | 17164 | CA | PACC | WECC |  | 321 | 7 | Industrial NAICS Cogen | ST | WDS | WWW | CISO | 474036 | 94961 | 2022
hard coal | FALSE | 10149 | Y | . | Decorative Panels Intl | Decorative Panels International, Inc. | 49967 | MI | ENC | RFC |  | 321 | 7 | Industrial NAICS Cogen | ST | BIT | COL | MISO | 0 | 0 | 2022
natural gas steam turbine | FALSE | 10149 | Y | . | Decorative Panels Intl | Decorative Panels International, Inc. | 49967 | MI | ENC | RFC |  | 321 | 7 | Industrial NAICS Cogen | ST | NG | NG | MISO | 103482 | 26386.491 | 2022
biomass | FALSE | 10149 | Y | . | Decorative Panels Intl | Decorative Panels International, Inc. | 49967 | MI | ENC | RFC |  | 321 | 7 | Industrial NAICS Cogen | ST | WDS | WWW | MISO | 19314 | 4924.509 | 2022
natural gas steam turbine | TRUE | 10151 | N | . | Grant Town Power Plant | American Bituminous Power LP | 563 | WV | SAT | RFC |  | 22 | 2 | NAICS-22 Non-Cogen | ST | NG | NG | PJM | 43308 | 3018.894 | 2022
hard coal | TRUE | 10151 | N | . | Grant Town Power Plant | American Bituminous Power LP | 563 | WV | SAT | RFC |  | 22 | 2 | NAICS-22 Non-Cogen | ST | WC | WOC | PJM | 8579017 | 611225.11 | 2022
hydro | TRUE | 10152 | N | . | Warrior Ridge Hydro | American Hydro Power Company | 503 | PA | MAT | RFC |  | 22 | 2 | NAICS-22 Non-Cogen | HY | WAT | HYC | PJM | 519 | 152 | 2022
natural gas peaker | FALSE | 10154 | Y | . | Power Island | INEOS USA LLC | 54769 | TX | WSC | TRE |  | 32512 | 7 | Industrial NAICS Cogen | GT | NG | NG | ERCO | 3435097 | 781752 | 2022
hydro | TRUE | 10155 | N | . | Brasfield | Appomattox River Associates LP | 756 | VA | SAT | SERC |  | 22 | 2 | NAICS-22 Non-Cogen | HY | WAT | HYC | PJM | 24454 | 7167 | 2022
natural gas combined cycle | TRUE | 10156 | Y | . | Fresno Cogen Partners | Wellhead Services, Inc | 20323 | CA | PACC | WECC |  | 22 | 3 | NAICS-22 Cogen | CA | NG | NG | CISO | 0 | 0 | 2022
natural gas combined cycle | TRUE | 10156 | Y | . | Fresno Cogen Partners | Wellhead Services, Inc | 20323 | CA | PACC | WECC |  | 22 | 3 | NAICS-22 Cogen | CT | NG | NG | CISO | 126642 | 12889 | 2022
natural gas peaker | TRUE | 10156 | Y | . | Fresno Cogen Partners | Wellhead Services, Inc | 20323 | CA | PACC | WECC |  | 22 | 3 | NAICS-22 Cogen | GT | NG | NG | CISO | 126633 | 12879 | 2022
hydro | TRUE | 10162 | N | . | Whitewater Hydro Plant | Desert Water Agency | 5093 | CA | PACC | WECC |  | 22 | 2 | NAICS-22 Non-Cogen | HY | WAT | HYC | CISO | 1302 | 382 | 2022
natural gas steam turbine | FALSE | 10167 | Y | . | Seadrift Coke LP | Seadrift Coke L P | 54705 | TX | WSC | TRE |  | 324 | 7 | Industrial NAICS Cogen | ST | NG | NG | ERCO | 8556 | 752.284 | 2022
other | FALSE | 10167 | Y | . | Seadrift Coke LP | Seadrift Coke L P | 54705 | TX | WSC | TRE |  | 324 | 7 | Industrial NAICS Cogen | ST | OG | OOG | ERCO | 149377 | 13133.969 | 2022
petroleum | FALSE | 10167 | Y | . | Seadrift Coke LP | Seadrift Coke L P | 54705 | TX | WSC | TRE |  | 324 | 7 | Industrial NAICS Cogen | ST | PC | PC | ERCO | 356631 | 31356.747 | 2022
natural gas combined cycle | TRUE | 10169 | N | . | Carson Cogeneration | Carson Cogeneration Co | 3084 | CA | PACC | WECC |  | 22 | 2 | NAICS-22 Non-Cogen | CA | NG | NG | CISO | 0 | 0 | 2022
natural gas combined cycle | TRUE | 10169 | N | . | Carson Cogeneration | Carson Cogeneration Co | 3084 | CA | PACC | WECC |  | 22 | 2 | NAICS-22 Non-Cogen | CT | NG | NG | CISO | 260241 | 27234 | 2022
hydro | TRUE | 10173 | N | . | Cherokee Falls | Hydroland Omega LLC | 63985 | SC | SAT | SERC |  | 22 | 2 | NAICS-22 Non-Cogen | HY | WAT | HYC | DUK | 7913 | 2319 | 2022
natural gas peaker | FALSE | 10175 | Y | . | Childrens Hospital | DTE San Diego COGEN Inc. | 3476 | CA | PACC | WECC |  | 622 | 5 | Commercial NAICS Cogen | GT | NG | NG | CISO | 248752 | 27397 | 2022
petroleum | FALSE | 10175 | Y | . | Childrens Hospital | DTE San Diego COGEN Inc. | 3476 | CA | PACC | WECC |  | 622 | 5 | Commercial NAICS Cogen | IC | DFO | DFO | CISO | 180 | 12.96 | 2022
petroleum | TRUE | 10176 | N | . | M Street Jet | Massachusetts Bay Trans Auth | 11724 | MA | NEW | NPCC |  | 22 | 2 | NAICS-22 Non-Cogen | GT | KER | WOO | ISNE | 7673 | 385 | 2022
natural gas peaker | TRUE | 10180 | Y | . | Metro Wastewater Reclamation District | Colorado Energy Nations Company, LLC | 19068 | CO | MTN | WECC |  | 22 | 3 | NAICS-22 Cogen | GT | NG | NG | PSCO | 1374 | 163.839 | 2022
biomass | TRUE | 10180 | Y | . | Metro Wastewater Reclamation District | Colorado Energy Nations Company, LLC | 19068 | CO | MTN | WECC |  | 22 | 3 | NAICS-22 Cogen | GT | OBG | ORW | PSCO | 314337 | 37659.161 | 2022
other | TRUE | 10180 | Y | . | Metro Wastewater Reclamation District | Colorado Energy Nations Company, LLC | 19068 | CO | MTN | WECC |  | 22 | 3 | NAICS-22 Cogen | GT | PG | WOO | PSCO | 0 | 0 | 2022
biomass | TRUE | 10180 | Y | . | Metro Wastewater Reclamation District | Colorado Energy Nations Company, LLC | 19068 | CO | MTN | WECC |  | 22 | 3 | NAICS-22 Cogen | IC | OBG | ORW | PSCO | 6507 | 777 | 2022
hydro | FALSE | 10181 | N | . | Metropolitan Sewerage District | Metropolitan Sewerage District | 12374 | NC | SAT | SERC |  | 22132 | 4 | Commercial NAICS Non-Cogen | HY | WAT | HYC | CPLE | 21691 | 6357 | 2022
hydro | TRUE | 10183 | N | . | Mine Falls Generating Station | City of Nashua, NH | 61979 | NH | NEW | NPCC |  | 22 | 2 | NAICS-22 Non-Cogen | HY | WAT | HYC | ISNE | 37931 | 11117 | 2022
hydro | TRUE | 10186 | N | . | Anson Abenaki Hydros | Eagle Creek Renewable Energy, LLC | 57280 | ME | NEW | NPCC |  | 22 | 2 | NAICS-22 Non-Cogen | HY | WAT | HYC | ISNE | 428533 | 125596 | 2022
hard coal | TRUE | 10186 | N | . | Anson Abenaki Hydros | Eagle Creek Renewable Energy, LLC | 57280 | ME | NEW | NPCC |  | 22 | 2 | NAICS-22 Non-Cogen | ST | BIT | COL | ISNE | 0 | 0 | 2022
natural gas steam turbine | TRUE | 10186 | N | . | Anson Abenaki Hydros | Eagle Creek Renewable Energy, LLC | 57280 | ME | NEW | NPCC |  | 22 | 2 | NAICS-22 Non-Cogen | ST | NG | NG | ISNE | 0 | 0 | 2022
petroleum | TRUE | 10186 | N | . | Anson Abenaki Hydros | Eagle Creek Renewable Energy, LLC | 57280 | ME | NEW | NPCC |  | 22 | 2 | NAICS-22 Non-Cogen | ST | RFO | RFO | ISNE | 0 | 0 | 2022
natural gas peaker | FALSE | 10188 | N | . | Cutrale Citrus Juices USA II | Cutrale Citrus Juices USA Inc | 4558 | FL | SAT | SERC |  | 311 | 6 | Industrial NAICS Non-Cogen | GT | NG | NG | TEC | 608552 | 40370 | 2022
petroleum | TRUE | 10190 | N | . | Castleton Energy Center | Fortistar Castleton Power | 60741 | NY | MAT | NPCC |  | 22 | 2 | NAICS-22 Non-Cogen | CA | DFO | DFO | NYIS | 0 | 35.195 | 2022
natural gas combined cycle | TRUE | 10190 | N | . | Castleton Energy Center | Fortistar Castleton Power | 60741 | NY | MAT | NPCC |  | 22 | 2 | NAICS-22 Non-Cogen | CA | NG | NG | NYIS | 113797 | 54973.805 | 2022
petroleum | TRUE | 10190 | N | . | Castleton Energy Center | Fortistar Castleton Power | 60741 | NY | MAT | NPCC |  | 22 | 2 | NAICS-22 Non-Cogen | CT | DFO | DFO | NYIS | 1054 | 82.856 | 2022
natural gas combined cycle | TRUE | 10190 | N | . | Castleton Energy Center | Fortistar Castleton Power | 60741 | NY | MAT | NPCC |  | 22 | 2 | NAICS-22 Non-Cogen | CT | NG | NG | NYIS | 1543382 | 119218.14 | 2022
onshore wind | TRUE | 10191 | N | . | Tehachapi Wind Resource I | CalWind Resources Inc | 2719 | CA | PACC | WECC |  | 22 | 2 | NAICS-22 Non-Cogen | WT | WND | WND | CISO | 47782 | 14005 | 2022
other | FALSE | 10194 | Y | . | Hawaii Cogen | Island Energy Services | 3453 | HI | PACN |  |  | 32411 | 7 | Industrial NAICS Cogen | GT | OG | OOG |  | 0 | 0 | 2022
petroleum | FALSE | 10194 | Y | . | Hawaii Cogen | Island Energy Services | 3453 | HI | PACN |  |  | 32411 | 7 | Industrial NAICS Cogen | GT | WO | WOO |  | 0 | 0 | 2022
natural gas peaker | FALSE | 10195 | Y | . | CF Industries Yazoo City Complex | CF Industries Nitrogen LLC | 50122 | MS | ESC | SERC |  | 325311 | 7 | Industrial NAICS Cogen | GT | NG | NG | MISO | 855810 | 150494 | 2022
hydro | TRUE | 10196 | N | . | Moose River | EONY Generation Limited | 60023 | NY | MAT | NPCC |  | 22 | 2 | NAICS-22 Non-Cogen | HY | WAT | HYC | NYIS | 158336 | 46406 | 2022
hydro | TRUE | 10197 | N | . | Philadlephia | EONY Generation Limited | 60023 | NY | MAT | NPCC |  | 22 | 2 | NAICS-22 Non-Cogen | HY | WAT | HYC | NYIS | 2412 | 707 | 2022
natural gas steam turbine | FALSE | 10198 | Y | . | Mosaic Phosphates Uncle Sam | Mosaic Phosphates Co. | 9436 | LA | WSC | SERC |  | 325188 | 7 | Industrial NAICS Cogen | ST | NG | NG | MISO | 0 | 0 | 2022
other | FALSE | 10198 | Y | . | Mosaic Phosphates Uncle Sam | Mosaic Phosphates Co. | 9436 | LA | WSC | SERC |  | 325188 | 7 | Industrial NAICS Cogen | ST | OTH | OTH | MISO | 0 | 0 | 2022
other | FALSE | 10198 | Y | . | Mosaic Phosphates Uncle Sam | Mosaic Phosphates Co. | 9436 | LA | WSC | SERC |  | 325188 | 7 | Industrial NAICS Cogen | ST | WH | OTH | MISO | 0 | -71150 | 2022
hard coal | FALSE | 10202 | Y | . | Fernandina Beach Mill | WestRock, Fernandina Beach | 9686 | FL | SAT | SERC |  | 32213 | 7 | Industrial NAICS Cogen | ST | BIT | COL | JEA | 104351 | 21145.989 | 2022
biomass | FALSE | 10202 | Y | . | Fernandina Beach Mill | WestRock, Fernandina Beach | 9686 | FL | SAT | SERC |  | 32213 | 7 | Industrial NAICS Cogen | ST | BLQ | WWW | JEA | 1496105 | 303174.49 | 2022
petroleum | FALSE | 10202 | Y | . | Fernandina Beach Mill | WestRock, Fernandina Beach | 9686 | FL | SAT | SERC |  | 32213 | 7 | Industrial NAICS Cogen | ST | DFO | DFO | JEA | 22706 | 4601.547 | 2022
natural gas steam turbine | FALSE | 10202 | Y | . | Fernandina Beach Mill | WestRock, Fernandina Beach | 9686 | FL | SAT | SERC |  | 32213 | 7 | Industrial NAICS Cogen | ST | NG | NG | JEA | 728782 | 147681.94 | 2022
biomass | FALSE | 10202 | Y | . | Fernandina Beach Mill | WestRock, Fernandina Beach | 9686 | FL | SAT | SERC |  | 32213 | 7 | Industrial NAICS Cogen | ST | WDS | WWW | JEA | 523234 | 106029.25 | 2022
natural gas steam turbine | FALSE | 10204 | Y | . | Mosaic Co Tampa Facility | Mosaic Company | 3102 | FL | SAT | SERC |  | 325188 | 7 | Industrial NAICS Cogen | ST | NG | NG | TEC | 0 | 0 | 2022
other | FALSE | 10204 | Y | . | Mosaic Co Tampa Facility | Mosaic Company | 3102 | FL | SAT | SERC |  | 325188 | 7 | Industrial NAICS Cogen | ST | OTH | OTH | TEC | 500499 | 146688 | 2022
petroleum | FALSE | 10206 | Y | . | Loma Linda University Cogen | Loma Linda University | 11161 | CA | PACC | WECC |  | 611 | 5 | Commercial NAICS Cogen | GT | DFO | DFO | CISO | 0 | 0 | 2022
natural gas peaker | FALSE | 10206 | Y | . | Loma Linda University Cogen | Loma Linda University | 11161 | CA | PACC | WECC |  | 611 | 5 | Commercial NAICS Cogen | GT | NG | NG | CISO | 393216 | 59386 | 2022
petroleum | FALSE | 10206 | Y | . | Loma Linda University Cogen | Loma Linda University | 11161 | CA | PACC | WECC |  | 611 | 5 | Commercial NAICS Cogen | IC | DFO | DFO | CISO | 0 | 0 | 2022
hard coal | FALSE | 10208 | Y | . | Escanaba Mill | Billerud Escanaba LLC | 55867 | MI | ENC | MRO |  | 322122 | 7 | Industrial NAICS Cogen | ST | BIT | COL | MISO | 19339 | 4735.437 | 2022
biomass | FALSE | 10208 | Y | . | Escanaba Mill | Billerud Escanaba LLC | 55867 | MI | ENC | MRO |  | 322122 | 7 | Industrial NAICS Cogen | ST | BLQ | WWW | MISO | 923023 | 226010.95 | 2022
natural gas steam turbine | FALSE | 10208 | Y | . | Escanaba Mill | Billerud Escanaba LLC | 55867 | MI | ENC | MRO |  | 322122 | 7 | Industrial NAICS Cogen | ST | NG | NG | MISO | 706703 | 173043.03 | 2022
petroleum | FALSE | 10208 | Y | . | Escanaba Mill | Billerud Escanaba LLC | 55867 | MI | ENC | MRO |  | 322122 | 7 | Industrial NAICS Cogen | ST | RFO | RFO | MISO | 13324 | 3262.629 | 2022
biomass | FALSE | 10208 | Y | . | Escanaba Mill | Billerud Escanaba LLC | 55867 | MI | ENC | MRO |  | 322122 | 7 | Industrial NAICS Cogen | ST | SLW | ORW | MISO | 3076 | 753.257 | 2022
other | FALSE | 10208 | Y | . | Escanaba Mill | Billerud Escanaba LLC | 55867 | MI | ENC | MRO |  | 322122 | 7 | Industrial NAICS Cogen | ST | TDF | OTH | MISO | 53292 | 13049.21 | 2022
biomass | FALSE | 10208 | Y | . | Escanaba Mill | Billerud Escanaba LLC | 55867 | MI | ENC | MRO |  | 322122 | 7 | Industrial NAICS Cogen | ST | WDS | WWW | MISO | 372312 | 91164.008 | 2022
natural gas combined cycle | FALSE | 10213 | Y | . | El Segundo Cogen | Chevron USA Inc-El Segundo | 3452 | CA | PACC | WECC |  | 32411 | 7 | Industrial NAICS Cogen | CA | NG | NG | CISO | 0 | 93655.417 | 2022
other | FALSE | 10213 | Y | . | El Segundo Cogen | Chevron USA Inc-El Segundo | 3452 | CA | PACC | WECC |  | 32411 | 7 | Industrial NAICS Cogen | CA | OG | OOG | CISO | 42783 | 3761.583 | 2022
natural gas combined cycle | FALSE | 10213 | Y | . | El Segundo Cogen | Chevron USA Inc-El Segundo | 3452 | CA | PACC | WECC |  | 32411 | 7 | Industrial NAICS Cogen | CT | NG | NG | CISO | 13931772 | 1148298 | 2022
other | FALSE | 10213 | Y | . | El Segundo Cogen | Chevron USA Inc-El Segundo | 3452 | CA | PACC | WECC |  | 32411 | 7 | Industrial NAICS Cogen | CT | OG | OOG | CISO | 0 | 0 | 2022
hydro | TRUE | 10214 | N | . | Lower Saranac Hydroelectric Facility | Central Rivers Power US, LLC | 64078 | NY | MAT | NPCC |  | 22 | 2 | NAICS-22 Non-Cogen | HY | WAT | HYC | NYIS | 88824 | 26033 | 2022
natural gas peaker | FALSE | 10215 | Y | . | Snowbird Power Plant | Snowbird Corporation | 20712 | UT | MTN | WECC |  | 721 | 5 | Commercial NAICS Cogen | IC | NG | NG | PACE | 121787 | 14985 | 2022
other | FALSE | 10215 | Y | . | Snowbird Power Plant | Snowbird Corporation | 20712 | UT | MTN | WECC |  | 721 | 5 | Commercial NAICS Cogen | IC | PG | WOO | PACE | 0 | 0 | 2022
biomass | FALSE | 10216 | Y | . | Alabama River Pulp | Alabama River Cellulose LLC | 57356 | AL | ESC | SERC |  | 322 | 7 | Industrial NAICS Cogen | ST | BLQ | WWW | SOCO | 2336978 | 197321.17 | 2022
petroleum | FALSE | 10216 | Y | . | Alabama River Pulp | Alabama River Cellulose LLC | 57356 | AL | ESC | SERC |  | 322 | 7 | Industrial NAICS Cogen | ST | DFO | DFO | SOCO | 0 | 0 | 2022
natural gas steam turbine | FALSE | 10216 | Y | . | Alabama River Pulp | Alabama River Cellulose LLC | 57356 | AL | ESC | SERC |  | 322 | 7 | Industrial NAICS Cogen | ST | NG | NG | SOCO | 379845 | 32072.023 | 2022
biomass | FALSE | 10216 | Y | . | Alabama River Pulp | Alabama River Cellulose LLC | 57356 | AL | ESC | SERC |  | 322 | 7 | Industrial NAICS Cogen | ST | WDS | WWW | SOCO | 854861 | 72179.42 | 2022
hydro | TRUE | 10218 | N | . | Warrensburg Hydroelectric | Boralex Hydro Operations Inc | 55754 | NY | MAT | NPCC |  | 22 | 2 | NAICS-22 Non-Cogen | HY | WAT | HYC | NYIS | 31145 | 9128 | 2022
hydro | TRUE | 10219 | N | . | Middle Falls Hydro | Boralex Hydro Operations Inc | 55754 | NY | MAT | NPCC |  | 22 | 2 | NAICS-22 Non-Cogen | HY | WAT | HYC | NYIS | 37334 | 10942 | 2022
hydro | TRUE | 10220 | N | . | Sissonville Hydro | Boralex Hydro Operations Inc | 55754 | NY | MAT | NPCC |  | 22 | 2 | NAICS-22 Non-Cogen | HY | WAT | HYC | NYIS | 51102 | 14977 | 2022
hydro | TRUE | 10221 | N | . | New York State Dam Hydro | Boralex Hydro Operations Inc | 55754 | NY | MAT | NPCC |  | 22 | 2 | NAICS-22 Non-Cogen | HY | WAT | HYC | NYIS | 156091 | 45748 | 2022
hydro | TRUE | 10222 | N | . | Tulare Success Power Project | Lower Tule River Irrgtn Dist | 11278 | CA | PACC | WECC |  | 22 | 2 | NAICS-22 Non-Cogen | HY | WAT | HYC | CISO | 1835 | 538 | 2022
solar pv | FALSE | 10224 | Y | . | Merck Rahway Power Plant | Merck & Co Inc | 12311 | NJ | MAT | RFC |  | 325 | 7 | Industrial NAICS Cogen | PV | SUN | SUN | PJM | 340 | 100 | 2022
petroleum | FALSE | 10224 | Y | . | Merck Rahway Power Plant | Merck & Co Inc | 12311 | NJ | MAT | RFC |  | 325 | 7 | Industrial NAICS Cogen | ST | DFO | DFO | PJM | 2654 | 606.529 | 2022
natural gas steam turbine | FALSE | 10224 | Y | . | Merck Rahway Power Plant | Merck & Co Inc | 12311 | NJ | MAT | RFC |  | 325 | 7 | Industrial NAICS Cogen | ST | NG | NG | PJM | 160257 | 36635.471 | 2022
biomass | FALSE | 10233 | Y | . | Leaf River Cellulose LLC | Leaf River Cellulose LLC | 50133 | MS | ESC | SERC |  | 322 | 7 | Industrial NAICS Cogen | ST | BLQ | WWW | SOCO | 1738895 | 342585.76 | 2022
natural gas steam turbine | FALSE | 10233 | Y | . | Leaf River Cellulose LLC | Leaf River Cellulose LLC | 50133 | MS | ESC | SERC |  | 322 | 7 | Industrial NAICS Cogen | ST | NG | NG | SOCO | 49136 | 9680.244 | 2022
biomass | FALSE | 10233 | Y | . | Leaf River Cellulose LLC | Leaf River Cellulose LLC | 50133 | MS | ESC | SERC |  | 322 | 7 | Industrial NAICS Cogen | ST | WDS | WWW | SOCO | 373163 | 73518.535 | 2022
hard coal | FALSE | 10234 | Y | . | Biron Mill | ND Paper, Inc. | 61813 | WI | ENC | MRO |  | 322122 | 7 | Industrial NAICS Cogen | ST | BIT | COL | MISO | 51020 | 4307.875 | 2022
natural gas steam turbine | FALSE | 10234 | Y | . | Biron Mill | ND Paper, Inc. | 61813 | WI | ENC | MRO |  | 322122 | 7 | Industrial NAICS Cogen | ST | NG | NG | MISO | 1192083 | 100652.85 | 2022
hard coal | FALSE | 10234 | Y | . | Biron Mill | ND Paper, Inc. | 61813 | WI | ENC | MRO |  | 322122 | 7 | Industrial NAICS Cogen | ST | SUB | COL | MISO | 1110878 | 93796.411 | 2022
hydro | TRUE | 10237 | N | . | Diana Hydroelectric | EONY Generation Limited | 60023 | NY | MAT | NPCC |  | 22 | 2 | NAICS-22 Non-Cogen | HY | WAT | HYC | NYIS | 21221 | 6219 | 2022
hydro | TRUE | 10238 | N | . | Dolgeville Hydro | EONY Generation Limited | 60023 | NY | MAT | NPCC |  | 22 | 2 | NAICS-22 Non-Cogen | HY | WAT | HYC | NYIS | 34978 | 10252 | 2022
natural gas peaker | FALSE | 10243 | Y | . | Ticona Polymers Inc | Ticona Polymers Inc | 3432 | TX | WSC | TRE |  | 325211 | 7 | Industrial NAICS Cogen | GT | NG | NG | ERCO | 2943839 | 258837 | 2022
hard coal | FALSE | 10244 | Y | . | Pixelle Specialty Solutions LLC - Chillicothe Facility | Pixelle Specialty Solution, LLC | 61723 | OH | ENC | RFC |  | 322122 | 7 | Industrial NAICS Cogen | ST | BIT | COL | PJM | 0 | 0 | 2022
biomass | FALSE | 10244 | Y | . | Pixelle Specialty Solutions LLC - Chillicothe Facility | Pixelle Specialty Solution, LLC | 61723 | OH | ENC | RFC |  | 322122 | 7 | Industrial NAICS Cogen | ST | BLQ | WWW | PJM | 749469 | 159841.96 | 2022
petroleum | FALSE | 10244 | Y | . | Pixelle Specialty Solutions LLC - Chillicothe Facility | Pixelle Specialty Solution, LLC | 61723 | OH | ENC | RFC |  | 322122 | 7 | Industrial NAICS Cogen | ST | DFO | DFO | PJM | 12661 | 2702.502 | 2022
natural gas steam turbine | FALSE | 10244 | Y | . | Pixelle Specialty Solutions LLC - Chillicothe Facility | Pixelle Specialty Solution, LLC | 61723 | OH | ENC | RFC |  | 322122 | 7 | Industrial NAICS Cogen | ST | NG | NG | PJM | 598200 | 127632.72 | 2022
other | FALSE | 10244 | Y | . | Pixelle Specialty Solutions LLC - Chillicothe Facility | Pixelle Specialty Solution, LLC | 61723 | OH | ENC | RFC |  | 322122 | 7 | Industrial NAICS Cogen | ST | TDF | OTH | PJM | 37438 | 7976.66 | 2022
biomass | FALSE | 10244 | Y | . | Pixelle Specialty Solutions LLC - Chillicothe Facility | Pixelle Specialty Solution, LLC | 61723 | OH | ENC | RFC |  | 322122 | 7 | Industrial NAICS Cogen | ST | WDS | WWW | PJM | 221931 | 47335.154 | 2022
other | FALSE | 10245 | Y | . | ArcelorMittal Burns Harbor | Cleveland-Cliffs Burns Harbor LLC | 56147 | IN | ENC | RFC |  | 3311 | 7 | Industrial NAICS Cogen | ST | BFG | OOG | MISO | 2113276 | 346511.86 | 2022
petroleum | FALSE | 10245 | Y | . | ArcelorMittal Burns Harbor | Cleveland-Cliffs Burns Harbor LLC | 56147 | IN | ENC | RFC |  | 3311 | 7 | Industrial NAICS Cogen | ST | DFO | DFO | MISO | 0 | 0 | 2022
natural gas steam turbine | FALSE | 10245 | Y | . | ArcelorMittal Burns Harbor | Cleveland-Cliffs Burns Harbor LLC | 56147 | IN | ENC | RFC |  | 3311 | 7 | Industrial NAICS Cogen | ST | NG | NG | MISO | 1939727 | 318053.93 | 2022
other | FALSE | 10245 | Y | . | ArcelorMittal Burns Harbor | Cleveland-Cliffs Burns Harbor LLC | 56147 | IN | ENC | RFC |  | 3311 | 7 | Industrial NAICS Cogen | ST | OG | OOG | MISO | 2167173 | 355349.21 | 2022
biomass | FALSE | 10252 | Y | . | Domtar Kingsport Mill | Domtar Paper Co LLC Kingsport Mill | 55849 | TN | ESC | RFC |  | 322 | 7 | Industrial NAICS Cogen | ST | BLQ | WWW | TVA | 0 | 0 | 2022
petroleum | FALSE | 10252 | Y | . | Domtar Kingsport Mill | Domtar Paper Co LLC Kingsport Mill | 55849 | TN | ESC | RFC |  | 322 | 7 | Industrial NAICS Cogen | ST | DFO | DFO | TVA | 0 | 0 | 2022
natural gas steam turbine | FALSE | 10252 | Y | . | Domtar Kingsport Mill | Domtar Paper Co LLC Kingsport Mill | 55849 | TN | ESC | RFC |  | 322 | 7 | Industrial NAICS Cogen | ST | NG | NG | TVA | 0 | 0 | 2022
petroleum | FALSE | 10252 | Y | . | Domtar Kingsport Mill | Domtar Paper Co LLC Kingsport Mill | 55849 | TN | ESC | RFC |  | 322 | 7 | Industrial NAICS Cogen | ST | RFO | RFO | TVA | 0 | 0 | 2022
biomass | FALSE | 10252 | Y | . | Domtar Kingsport Mill | Domtar Paper Co LLC Kingsport Mill | 55849 | TN | ESC | RFC |  | 322 | 7 | Industrial NAICS Cogen | ST | SLW | ORW | TVA | 0 | 0 | 2022
biomass | FALSE | 10252 | Y | . | Domtar Kingsport Mill | Domtar Paper Co LLC Kingsport Mill | 55849 | TN | ESC | RFC |  | 322 | 7 | Industrial NAICS Cogen | ST | WDS | WWW | TVA | 0 | 0 | 2022
hydro | TRUE | 10253 | N | . | Haypress | EIF Haypress LLC | 56531 | CA | PACC | WECC |  | 22 | 2 | NAICS-22 Non-Cogen | HY | WAT | HYC | CISO | 44191 | 12952 | 2022
hydro | TRUE | 10255 | N | . | West Enfield Hydro | Brookfield Black Bear Hydro, LLC | 59178 | ME | NEW | NPCC |  | 22 | 2 | NAICS-22 Non-Cogen | HY | WAT | HYC | ISNE | 296811 | 86990 | 2022
hydro | TRUE | 10258 | N | . | Haw River Hydro | Haw River Hydro Co | 4980 | NC | SAT | SERC |  | 22 | 2 | NAICS-22 Non-Cogen | HY | WAT | HYC | DUK | 14340 | 4203 | 2022
natural gas peaker | FALSE | 10261 | Y | . | Enterprise Products Operating | Enterprise Products Optg LP | 29925 | TX | WSC | TRE |  | 325 | 7 | Industrial NAICS Cogen | GT | NG | NG | ERCO | 1799876 | 122620 | 2022
natural gas combined cycle | FALSE | 10262 | Y | . | California Institute of Technology | California Institute-Technology | 2848 | CA | PACC | WECC |  | 611 | 5 | Commercial NAICS Cogen | CA | NG | NG | CISO | 36045 | 7712 | 2022
natural gas combined cycle | FALSE | 10262 | Y | . | California Institute of Technology | California Institute-Technology | 2848 | CA | PACC | WECC |  | 611 | 5 | Commercial NAICS Cogen | CT | NG | NG | CISO | 110824 | 22608 | 2022
natural gas peaker | FALSE | 10275 | Y | . | Florida's Natural Growers | Citrus World Inc | 3662 | FL | SAT | SERC |  | 311 | 7 | Industrial NAICS Cogen | GT | NG | NG | FPC | 253029 | 58140.46 | 2022
hydro | TRUE | 10276 | N | . | Clement Dam Hydro LLC | Eagle Creek Renewable Energy, LLC | 57280 | NH | NEW | NPCC |  | 22 | 2 | NAICS-22 Non-Cogen | HY | WAT | HYC | ISNE | 27595 | 8088 | 2022
hydro | TRUE | 10279 | N | . | Kansas River Project | Bowersock Mills & Power Co | 2048 | KS | WNC | MRO |  | 22 | 2 | NAICS-22 Non-Cogen | HY | WAT | HYC | SWPP | 80755 | 23668 | 2022
petroleum | FALSE | 10280 | N | . | Central Plant | Bob Jones University | 1947 | SC | SAT | SERC |  | 611 | 4 | Commercial NAICS Non-Cogen | IC | DFO | DFO | DUK | 0 | 0 | 2022
natural gas peaker | FALSE | 10280 | N | . | Central Plant | Bob Jones University | 1947 | SC | SAT | SERC |  | 611 | 4 | Commercial NAICS Non-Cogen | IC | NG | NG | DUK | 0 | 0 | 2022
hydro | FALSE | 10282 | N | . | Big Creek Water Works | Big Creek Water Works Ltd | 1678 | CA | PACC | WECC |  | 22131 | 4 | Commercial NAICS Non-Cogen | HY | WAT | HYC | CISO | 13495 | 3955 | 2022
hydro | TRUE | 10285 | N | . | Townsend Hydro | Beaver Falls Municipal Auth | 1528 | PA | MAT | RFC |  | 22 | 2 | NAICS-22 Non-Cogen | HY | WAT | HYC | PJM | 61676 | 18076 | 2022
hydro | FALSE | 10286 | N | . | Cornell Hydro | Cornell Hydro | 4386 | NY | MAT | NPCC |  | 611 | 4 | Commercial NAICS Non-Cogen | HY | WAT | HYC | NYIS | 16451 | 4821 | 2022
geothermal | TRUE | 10287 | N | . | Beowawe | Ormat Nevada Inc | 34691 | NV | MTN | WECC |  | 22 | 2 | NAICS-22 Non-Cogen | BT | GEO | GEO | NEVP | 30615 | 8973 | 2022
geothermal | TRUE | 10287 | N | . | Beowawe | Ormat Nevada Inc | 34691 | NV | MTN | WECC |  | 22 | 2 | NAICS-22 Non-Cogen | ST | GEO | GEO | NEVP | 275537 | 80755 | 2022
petroleum | TRUE | 10290 | N | . | Bridgewater Power LP | Bridgewater Power Co LP | 2226 | NH | NEW | NPCC |  | 22 | 2 | NAICS-22 Non-Cogen | ST | DFO | DFO | ISNE | 1065 | 67.484 | 2022
biomass | TRUE | 10290 | N | . | Bridgewater Power LP | Bridgewater Power Co LP | 2226 | NH | NEW | NPCC |  | 22 | 2 | NAICS-22 Non-Cogen | ST | WDS | WWW | ISNE | 1820303 | 115387.52 | 2022
natural gas combined cycle | TRUE | 10294 | Y | . | King City Power Plant | Calpine King City Cogen LLC | 2938 | CA | PACC | WECC |  | 22 | 3 | NAICS-22 Cogen | CA | NG | NG | CISO | 0 | 18912.78 | 2022
natural gas combined cycle | TRUE | 10294 | Y | . | King City Power Plant | Calpine King City Cogen LLC | 2938 | CA | PACC | WECC |  | 22 | 3 | NAICS-22 Cogen | CT | NG | NG | CISO | 470090 | 41159.67 | 2022
hydro | TRUE | 10296 | N | . | South Forks Hydro | South Forks Joint Venture | 17627 | ID | MTN | WECC |  | 22 | 2 | NAICS-22 Non-Cogen | HY | WAT | HYC | IPCO | 76545 | 22434 | 2022
natural gas peaker | FALSE | 10298 | Y | . | Bayou Cogen Plant | Air Liquide Large Industries U S LP | 327 | TX | WSC | TRE |  | 325 | 7 | Industrial NAICS Cogen | GT | NG | NG | ERCO | 7969486 | 2026052.9 | 2022
other | FALSE | 10298 | Y | . | Bayou Cogen Plant | Air Liquide Large Industries U S LP | 327 | TX | WSC | TRE |  | 325 | 7 | Industrial NAICS Cogen | GT | OG | OOG | ERCO | 1127515 | 286589.07 | 2022
natural gas steam turbine | TRUE | 10300 | N | . | Desert View Power | Desert View Power Inc | 3998 | CA | PACC | WECC |  | 22 | 2 | NAICS-22 Non-Cogen | ST | NG | NG | IID | 34513 | 2076.637 | 2022
petroleum | TRUE | 10300 | N | . | Desert View Power | Desert View Power Inc | 3998 | CA | PACC | WECC |  | 22 | 2 | NAICS-22 Non-Cogen | ST | PC | PC | IID | 0 | 0 | 2022
other | TRUE | 10300 | N | . | Desert View Power | Desert View Power Inc | 3998 | CA | PACC | WECC |  | 22 | 2 | NAICS-22 Non-Cogen | ST | TDF | OTH | IID | 0 | 0 | 2022
biomass | TRUE | 10300 | N | . | Desert View Power | Desert View Power Inc | 3998 | CA | PACC | WECC |  | 22 | 2 | NAICS-22 Non-Cogen | ST | WDS | WWW | IID | 4662000 | 279492.36 | 2022
natural gas steam turbine | FALSE | 10301 | Y | . | Louisiana Sugar Refining | Louisiana Sugar Refining LLC | 57145 | LA | WSC | SERC |  | 311 | 7 | Industrial NAICS Cogen | ST | NG | NG | MISO | 80875 | 20038 | 2022
hard coal | FALSE | 10302 | N | . | Juniata Locomotive Shop | Norfork Southern Corp | 13657 | PA | MAT | RFC |  | 482 | 4 | Commercial NAICS Non-Cogen | GT | BIT | COL | PJM | 0 | 0 | 2022
natural gas peaker | FALSE | 10302 | N | . | Juniata Locomotive Shop | Norfork Southern Corp | 13657 | PA | MAT | RFC |  | 482 | 4 | Commercial NAICS Non-Cogen | GT | NG | NG | PJM | 0 | 0 | 2022
petroleum | FALSE | 10305 | Y | . | Dutchess Cnty Resource Recovery Facility | Dutchess County RRA | 12834 | NY | MAT | NPCC |  | 562213 | 5 | Commercial NAICS Cogen | ST | DFO | DFO | NYIS | 0 | 0 | 2022
municipal solid waste | FALSE | 10305 | Y | . | Dutchess Cnty Resource Recovery Facility | Dutchess County RRA | 12834 | NY | MAT | NPCC |  | 562213 | 5 | Commercial NAICS Cogen | ST | MSB | MLG | NYIS | 395070 | 11120.803 | 2022
municipal solid waste | FALSE | 10305 | Y | . | Dutchess Cnty Resource Recovery Facility | Dutchess County RRA | 12834 | NY | MAT | NPCC |  | 562213 | 5 | Commercial NAICS Cogen | ST | MSN | OTH | NYIS | 482869 | 13592.286 | 2022
natural gas steam turbine | FALSE | 10305 | Y | . | Dutchess Cnty Resource Recovery Facility | Dutchess County RRA | 12834 | NY | MAT | NPCC |  | 562213 | 5 | Commercial NAICS Cogen | ST | NG | NG | NYIS | 118830 | 3344.911 | 2022
petroleum | TRUE | 10307 | N | . | Bellingham Cogeneration Facility | Northeast Energy Associates LP | 21970 | MA | NEW | NPCC |  | 22 | 2 | NAICS-22 Non-Cogen | CA | DFO | DFO | ISNE | 0 | 995.954 | 2022
natural gas combined cycle | TRUE | 10307 | N | . | Bellingham Cogeneration Facility | Northeast Energy Associates LP | 21970 | MA | NEW | NPCC |  | 22 | 2 | NAICS-22 Non-Cogen | CA | NG | NG | ISNE | 0 | 55032.046 | 2022
petroleum | TRUE | 10307 | N | . | Bellingham Cogeneration Facility | Northeast Energy Associates LP | 21970 | MA | NEW | NPCC |  | 22 | 2 | NAICS-22 Non-Cogen | CT | DFO | DFO | ISNE | 44671 | 3846.684 | 2022
natural gas combined cycle | TRUE | 10307 | N | . | Bellingham Cogeneration Facility | Northeast Energy Associates LP | 21970 | MA | NEW | NPCC |  | 22 | 2 | NAICS-22 Non-Cogen | CT | NG | NG | ISNE | 1818255 | 151213.32 | 2022
natural gas combined cycle | TRUE | 10308 | N | . | Sayreville Cogeneration Facility | Sayreville Power Generation LP | 22290 | NJ | MAT | RFC |  | 22 | 2 | NAICS-22 Non-Cogen | CA | NG | NG | PJM | 0 | 176123 | 2022
natural gas combined cycle | TRUE | 10308 | N | . | Sayreville Cogeneration Facility | Sayreville Power Generation LP | 22290 | NJ | MAT | RFC |  | 22 | 2 | NAICS-22 Non-Cogen | CT | NG | NG | PJM | 5591674 | 492955 | 2022
natural gas peaker | FALSE | 10319 | Y | . | Geismar | BASF Corporation | 1182 | LA | WSC | SERC |  | 325 | 7 | Industrial NAICS Cogen | GT | NG | NG | MISO | 1224116 | 235567.07 | 2022
other | FALSE | 10319 | Y | . | Geismar | BASF Corporation | 1182 | LA | WSC | SERC |  | 325 | 7 | Industrial NAICS Cogen | GT | OG | OOG | MISO | 913730 | 175836.93 | 2022
natural gas steam turbine | FALSE | 10319 | Y | . | Geismar | BASF Corporation | 1182 | LA | WSC | SERC |  | 325 | 7 | Industrial NAICS Cogen | ST | NG | NG | MISO | 3341 | 636.32 | 2022
hydro | TRUE | 10323 | N | . | Copper Dam Plant | Farmer's Irrigation District | 6201 | OR | PACC | WECC |  | 22 | 2 | NAICS-22 Non-Cogen | HY | WAT | HYC | PACW | 54898 | 16090 | 2022
hydro | TRUE | 10324 | N | . | Peters Drive Plant | Farmer's Irrigation District | 6201 | OR | PACC | WECC |  | 22 | 2 | NAICS-22 Non-Cogen | HY | WAT | HYC | PACW | 27078 | 7936 | 2022
hydro | TRUE | 10325 | N | . | Mink Creek Hydro | Mink Creek Hydro Entity | 6288 | ID | MTN | WECC |  | 22 | 2 | NAICS-22 Non-Cogen | HY | WAT | HYC | PACE | 25137 | 7367 | 2022
natural gas peaker | FALSE | 10328 | Y | . | T B Simon Power Plant | Michigan State University | 12436 | MI | ENC | RFC |  | 611 | 5 | Commercial NAICS Cogen | GT | NG | NG | MISO | 262006 | 42894.6 | 2022
natural gas peaker | FALSE | 10328 | Y | . | T B Simon Power Plant | Michigan State University | 12436 | MI | ENC | RFC |  | 611 | 5 | Commercial NAICS Cogen | IC | NG | NG | MISO | 221445 | 36254.12 | 2022
natural gas steam turbine | FALSE | 10328 | Y | . | T B Simon Power Plant | Michigan State University | 12436 | MI | ENC | RFC |  | 611 | 5 | Commercial NAICS Cogen | ST | NG | NG | MISO | 1389970 | 216296.87 | 2022
solar pv | FALSE | 10334 | N | . | H Power | Covanta Honolulu Resource Recovery | 49846 | HI | PACN |  |  | 562212 | 4 | Commercial NAICS Non-Cogen | PV | SUN | SUN |  | 0 | 0 | 2022
petroleum | FALSE | 10334 | N | . | H Power | Covanta Honolulu Resource Recovery | 49846 | HI | PACN |  |  | 562212 | 4 | Commercial NAICS Non-Cogen | ST | DFO | DFO |  | 72733 | 3681.555 | 2022
municipal solid waste | FALSE | 10334 | N | . | H Power | Covanta Honolulu Resource Recovery | 49846 | HI | PACN |  |  | 562212 | 4 | Commercial NAICS Non-Cogen | ST | MSB | MLG |  | 3205257 | 164612.08 | 2022
municipal solid waste | FALSE | 10334 | N | . | H Power | Covanta Honolulu Resource Recovery | 49846 | HI | PACN |  |  | 562212 | 4 | Commercial NAICS Non-Cogen | ST | MSN | OTH |  | 3917457 | 201188.37 | 2022
natural gas peaker | TRUE | 10339 | Y | . | Southside Water Reclamation Plant | Albuquerque City of | 194 | NM | MTN | WECC |  | 22 | 3 | NAICS-22 Cogen | IC | NG | NG | PNM | 124222 | 10483.681 | 2022
biomass | TRUE | 10339 | Y | . | Southside Water Reclamation Plant | Albuquerque City of | 194 | NM | MTN | WECC |  | 22 | 3 | NAICS-22 Cogen | IC | OBG | ORW | PNM | 76948 | 7524.799 | 2022
natural gas combined cycle | TRUE | 10342 | Y | . | Marathon Bay Area Cogen | Tesoro Marketing & Refining Co. LLC (Martinez) | 65130 | CA | PACC | WECC |  | 22 | 3 | NAICS-22 Cogen | CA | NG | NG | CISO | 0 | 138549 | 2022
natural gas combined cycle | TRUE | 10342 | Y | . | Marathon Bay Area Cogen | Tesoro Marketing & Refining Co. LLC (Martinez) | 65130 | CA | PACC | WECC |  | 22 | 3 | NAICS-22 Cogen | CT | NG | NG | CISO | 3009087 | 340998 | 2022
natural gas steam turbine | TRUE | 10343 | Y | . | Foster Wheeler Mt Carmel Cogen | Mount Carmel Cogen Inc | 49889 | PA | MAT | RFC |  | 22 | 3 | NAICS-22 Cogen | ST | NG | NG | PJM | 163756 | 9243.501 | 2022
other | TRUE | 10343 | Y | . | Foster Wheeler Mt Carmel Cogen | Mount Carmel Cogen Inc | 49889 | PA | MAT | RFC |  | 22 | 3 | NAICS-22 Cogen | ST | PG | WOO | PJM | 0 | 0 | 2022
hard coal | TRUE | 10343 | Y | . | Foster Wheeler Mt Carmel Cogen | Mount Carmel Cogen Inc | 49889 | PA | MAT | RFC |  | 22 | 3 | NAICS-22 Cogen | ST | WC | WOC | PJM | 1694729 | 96770.499 | 2022
natural gas steam turbine | TRUE | 10346 | N | . | Hillman Power LLC | Hillman Power Co | 8641 | MI | ENC | RFC |  | 22 | 2 | NAICS-22 Non-Cogen | ST | NG | NG | MISO | 0 | 0 | 2022
other | TRUE | 10346 | N | . | Hillman Power LLC | Hillman Power Co | 8641 | MI | ENC | RFC |  | 22 | 2 | NAICS-22 Non-Cogen | ST | TDF | OTH | MISO | 0 | 0 | 2022
biomass | TRUE | 10346 | N | . | Hillman Power LLC | Hillman Power Co | 8641 | MI | ENC | RFC |  | 22 | 2 | NAICS-22 Non-Cogen | ST | WDS | WWW | MISO | 0 | 0 | 2022
natural gas peaker | TRUE | 10349 | Y | . | Greenleaf 2 Power Plant | Greenleaf Energy LLC | 59879 | CA | PACC | WECC |  | 22 | 3 | NAICS-22 Cogen | GT | NG | NG | CISO | 507562 | 64240 | 2022
natural gas peaker | TRUE | 10350 | N | . | Greenleaf 1 | Calpine Greenleaf Holding, Inc. | 64430 | CA | PACC | WECC |  | 22 | 2 | NAICS-22 Non-Cogen | GT | NG | NG | CISO | 17836 | 1672 | 2022
biomass | TRUE | 10354 | N | . | ReEnergy Livermore Falls | ReEnergy Livermore Falls | 57432 | ME | NEW | NPCC |  | 22 | 2 | NAICS-22 Non-Cogen | ST | WDS | WWW | ISNE | 3575077 | 270966 | 2022
natural gas steam turbine | FALSE | 10360 | Y | . | Consumer Operations LLC | Georgia-Pacific Consumer Oper. Green Bay LLC | 55919 | WI | ENC | MRO |  | 322 | 7 | Industrial NAICS Cogen | ST | NG | NG | MISO | 905824 | 189254 | 2022
petroleum | FALSE | 10361 | Y | . | Savannah River Mill | Georgia-Pacific Consr Prods LP-Savannah | 7127 | GA | SAT | SERC |  | 322 | 7 | Industrial NAICS Cogen | GT | DFO | DFO | SOCO | 0 | 0 | 2022
natural gas peaker | FALSE | 10361 | Y | . | Savannah River Mill | Georgia-Pacific Consr Prods LP-Savannah | 7127 | GA | SAT | SERC |  | 322 | 7 | Industrial NAICS Cogen | GT | NG | NG | SOCO | 22773 | 3273 | 2022
hard coal | FALSE | 10361 | Y | . | Savannah River Mill | Georgia-Pacific Consr Prods LP-Savannah | 7127 | GA | SAT | SERC |  | 322 | 7 | Industrial NAICS Cogen | ST | BIT | COL | SOCO | 317026 | 48019.362 | 2022
petroleum | FALSE | 10361 | Y | . | Savannah River Mill | Georgia-Pacific Consr Prods LP-Savannah | 7127 | GA | SAT | SERC |  | 322 | 7 | Industrial NAICS Cogen | ST | DFO | DFO | SOCO | 760 | 109.937 | 2022
petroleum | FALSE | 10361 | Y | . | Savannah River Mill | Georgia-Pacific Consr Prods LP-Savannah | 7127 | GA | SAT | SERC |  | 322 | 7 | Industrial NAICS Cogen | ST | PC | PC | SOCO | 864543 | 131342.7 | 2022
hard coal | FALSE | 10362 | Y | . | Georgia-Pacific Muskogee | Georgia-Pacific Muskogee LLC | 6589 | OK | WSC | MRO |  | 322 | 7 | Industrial NAICS Cogen | ST | BIT | COL | SWPP | 36344 | 4500.71 | 2022
natural gas steam turbine | FALSE | 10362 | Y | . | Georgia-Pacific Muskogee | Georgia-Pacific Muskogee LLC | 6589 | OK | WSC | MRO |  | 322 | 7 | Industrial NAICS Cogen | ST | NG | NG | SWPP | 2876612 | 356230.97 | 2022
hard coal | FALSE | 10362 | Y | . | Georgia-Pacific Muskogee | Georgia-Pacific Muskogee LLC | 6589 | OK | WSC | MRO |  | 322 | 7 | Industrial NAICS Cogen | ST | SUB | COL | SWPP | 451270 | 55883.917 | 2022
hard coal | TRUE | 10382 | Y | . | Lumberton | NC Renewable Power - Lumberton LLC | 59593 | NC | SAT | SERC |  | 22 | 3 | NAICS-22 Cogen | ST | BIT | COL | CPLE | 0 | 0 | 2022
petroleum | TRUE | 10382 | Y | . | Lumberton | NC Renewable Power - Lumberton LLC | 59593 | NC | SAT | SERC |  | 22 | 3 | NAICS-22 Cogen | ST | DFO | DFO | CPLE | 0 | 0 | 2022
biomass | TRUE | 10382 | Y | . | Lumberton | NC Renewable Power - Lumberton LLC | 59593 | NC | SAT | SERC |  | 22 | 3 | NAICS-22 Cogen | ST | OBS | ORW | CPLE | 0 | 0 | 2022
biomass | TRUE | 10382 | Y | . | Lumberton | NC Renewable Power - Lumberton LLC | 59593 | NC | SAT | SERC |  | 22 | 3 | NAICS-22 Cogen | ST | WDS | WWW | CPLE | 0 | 0 | 2022
biomass | TRUE | 10387 | N | . | Sycamore Energy LLC | Sycamore Energy LLC | 57223 | CA | PACC | WECC |  | 22 | 2 | NAICS-22 Non-Cogen | GT | LFG | MLG | CISO | 538739 | 20938 | 2022
natural gas peaker | TRUE | 10387 | N | . | Sycamore Energy LLC | Sycamore Energy LLC | 57223 | CA | PACC | WECC |  | 22 | 2 | NAICS-22 Non-Cogen | GT | NG | NG | CISO | 0 | 0 | 2022
other | TRUE | 10387 | N | . | Sycamore Energy LLC | Sycamore Energy LLC | 57223 | CA | PACC | WECC |  | 22 | 2 | NAICS-22 Non-Cogen | GT | PG | WOO | CISO | 0 | 0 | 2022
other | FALSE | 10397 | Y | . | Indiana Harbor West | Cleveland Cliffs | 56165 | IN | ENC | RFC |  | 3311 | 7 | Industrial NAICS Cogen | ST | BFG | OOG | MISO | 107226 | 21369.762 | 2022
natural gas steam turbine | FALSE | 10397 | Y | . | Indiana Harbor West | Cleveland Cliffs | 56165 | IN | ENC | RFC |  | 3311 | 7 | Industrial NAICS Cogen | ST | NG | NG | MISO | 595349 | 118651.24 | 2022
other | FALSE | 10398 | Y | . | Arcelormittal Cleveland Inc | ArcelorMittal Cleveland Inc | 9454 | OH | ENC | RFC |  | 3311 | 7 | Industrial NAICS Cogen | ST | BFG | OOG | PJM | 356334 | 56395.3 | 2022
natural gas steam turbine | FALSE | 10398 | Y | . | Arcelormittal Cleveland Inc | ArcelorMittal Cleveland Inc | 9454 | OH | ENC | RFC |  | 3311 | 7 | Industrial NAICS Cogen | ST | NG | NG | PJM | 366457 | 57997.7 | 2022
petroleum | FALSE | 10398 | Y | . | Arcelormittal Cleveland Inc | ArcelorMittal Cleveland Inc | 9454 | OH | ENC | RFC |  | 3311 | 7 | Industrial NAICS Cogen | ST | RFO | RFO | PJM | 0 | 0 | 2022
natural gas combined cycle | TRUE | 10405 | Y | . | Kingsburg Cogen | KES Kingsburg LP | 10337 | CA | PACC | WECC |  | 22 | 3 | NAICS-22 Cogen | CA | NG | NG | CISO | 2899 | 2378 | 2022
natural gas combined cycle | TRUE | 10405 | Y | . | Kingsburg Cogen | KES Kingsburg LP | 10337 | CA | PACC | WECC |  | 22 | 3 | NAICS-22 Cogen | CT | NG | NG | CISO | 137574 | 11626 | 2022
petroleum | FALSE | 10408 | Y | . | Clark University | Clark University | 3692 | MA | NEW | NPCC |  | 611 | 5 | Commercial NAICS Cogen | IC | DFO | DFO | ISNE | 0 | 0 | 2022
natural gas peaker | FALSE | 10408 | Y | . | Clark University | Clark University | 3692 | MA | NEW | NPCC |  | 611 | 5 | Commercial NAICS Cogen | IC | NG | NG | ISNE | 48638 | 8102.64 | 2022
petroleum | FALSE | 10408 | Y | . | Clark University | Clark University | 3692 | MA | NEW | NPCC |  | 611 | 5 | Commercial NAICS Cogen | IC | RFO | RFO | ISNE | 0 | 0 | 2022
hydro | FALSE | 10412 | N | . | Kalaheo Hydro | BBCP Kauai Operating LLC | 65153 | HI | PACN |  |  | 111 | 6 | Industrial NAICS Non-Cogen | HY | WAT | HYC |  | 7056 | 2068 | 2022
hydro | FALSE | 10413 | N | . | Wainiha Hydro | BBCP Kauai Operating LLC | 65153 | HI | PACN |  |  | 111 | 6 | Industrial NAICS Non-Cogen | HY | WAT | HYC |  | 79590 | 23326 | 2022
natural gas peaker | FALSE | 10416 | Y | . | Pensacola Florida Plant | Ascend Performance Materials LLC | 56600 | FL | SAT | SERC |  | 325 | 7 | Industrial NAICS Cogen | GT | NG | NG | SOCO | 2454766 | 473400.2 | 2022
natural gas steam turbine | FALSE | 10416 | Y | . | Pensacola Florida Plant | Ascend Performance Materials LLC | 56600 | FL | SAT | SERC |  | 325 | 7 | Industrial NAICS Cogen | ST | NG | NG | SOCO | 285609 | 54401.303 | 2022
other | FALSE | 10416 | Y | . | Pensacola Florida Plant | Ascend Performance Materials LLC | 56600 | FL | SAT | SERC |  | 325 | 7 | Industrial NAICS Cogen | ST | OG | OOG | SOCO | 636 | 120.933 | 2022
petroleum | FALSE | 10416 | Y | . | Pensacola Florida Plant | Ascend Performance Materials LLC | 56600 | FL | SAT | SERC |  | 325 | 7 | Industrial NAICS Cogen | ST | RFO | RFO | SOCO | 0 | 0 | 2022
petroleum | FALSE | 10416 | Y | . | Pensacola Florida Plant | Ascend Performance Materials LLC | 56600 | FL | SAT | SERC |  | 325 | 7 | Industrial NAICS Cogen | ST | WO | WOO | SOCO | 0 | 0.494 | 2022
hard coal | FALSE | 10417 | Y | . | Indian Orchard Plant 1 | Solutia Inc-Indian | 39878 | MA | NEW | NPCC |  | 325211 | 7 | Industrial NAICS Cogen | ST | BIT | COL | ISNE | 0 | 0 | 2022
natural gas steam turbine | FALSE | 10417 | Y | . | Indian Orchard Plant 1 | Solutia Inc-Indian | 39878 | MA | NEW | NPCC |  | 325211 | 7 | Industrial NAICS Cogen | ST | NG | NG | ISNE | 92680 | 15123 | 2022
natural gas steam turbine | FALSE | 10418 | Y | . | Ascend Performance Materials Texas Inc. | Ascend Performance Materials | 56488 | TX | WSC | TRE |  | 325 | 7 | Industrial NAICS Cogen | ST | NG | NG | ERCO | 489723 | 115555.13 | 2022
other | FALSE | 10418 | Y | . | Ascend Performance Materials Texas Inc. | Ascend Performance Materials | 56488 | TX | WSC | TRE |  | 325 | 7 | Industrial NAICS Cogen | ST | OG | OOG | ERCO | 0 | 0 | 2022
hydro | TRUE | 10421 | N | . | Dillon Hydro Plant | Denver City & County of | 5068 | CO | MTN | WECC |  | 22 | 2 | NAICS-22 Non-Cogen | HY | WAT | HYC | PSCO | 30729 | 9006 | 2022
hydro | TRUE | 10422 | N | . | Williams Fork Hydro Plant | Denver City & County of | 5068 | CO | MTN | WECC |  | 22 | 2 | NAICS-22 Non-Cogen | HY | WAT | HYC | WACM | 41844 | 12264 | 2022
hydro | TRUE | 10423 | N | . | North Fork Hydro Plant | Denver City & County of | 5068 | CO | MTN | WECC |  | 22 | 2 | NAICS-22 Non-Cogen | HY | WAT | HYC | WACM | 10349 | 3033 | 2022
hydro | TRUE | 10424 | N | . | Gross Hydro Plant | Denver City & County of | 5068 | CO | MTN | WECC |  | 22 | 2 | NAICS-22 Non-Cogen | HY | WAT | HYC | PSCO | 43605 | 12780 | 2022
biomass | FALSE | 10425 | Y | . | International Paper - Orange | International Paper - Orange | 54745 | TX | WSC | SERC |  | 32213 | 7 | Industrial NAICS Cogen | ST | BLQ | WWW | MISO | 905246 | 151227.95 | 2022
natural gas steam turbine | FALSE | 10425 | Y | . | International Paper - Orange | International Paper - Orange | 54745 | TX | WSC | SERC |  | 32213 | 7 | Industrial NAICS Cogen | ST | NG | NG | MISO | 373215 | 62348.216 | 2022
other | FALSE | 10425 | Y | . | International Paper - Orange | International Paper - Orange | 54745 | TX | WSC | SERC |  | 32213 | 7 | Industrial NAICS Cogen | ST | TDF | OTH | MISO | 13001 | 2171.967 | 2022
biomass | FALSE | 10425 | Y | . | International Paper - Orange | International Paper - Orange | 54745 | TX | WSC | SERC |  | 32213 | 7 | Industrial NAICS Cogen | ST | WDS | WWW | MISO | 338516 | 56551.872 | 2022
hard coal | FALSE | 10426 | Y | . | Inland Paperboard Packaging Rome | Inland Paperboard - Rome Mill | 23632 | GA | SAT | SERC |  | 32213 | 7 | Industrial NAICS Cogen | ST | BIT | COL | SOCO | 0 | 0 | 2022
biomass | FALSE | 10426 | Y | . | Inland Paperboard Packaging Rome | Inland Paperboard - Rome Mill | 23632 | GA | SAT | SERC |  | 32213 | 7 | Industrial NAICS Cogen | ST | BLQ | WWW | SOCO | 579009 | 137455.54 | 2022
petroleum | FALSE | 10426 | Y | . | Inland Paperboard Packaging Rome | Inland Paperboard - Rome Mill | 23632 | GA | SAT | SERC |  | 32213 | 7 | Industrial NAICS Cogen | ST | DFO | DFO | SOCO | 0 | 0 | 2022
natural gas steam turbine | FALSE | 10426 | Y | . | Inland Paperboard Packaging Rome | Inland Paperboard - Rome Mill | 23632 | GA | SAT | SERC |  | 32213 | 7 | Industrial NAICS Cogen | ST | NG | NG | SOCO | 208993 | 49614.169 | 2022
other | FALSE | 10426 | Y | . | Inland Paperboard Packaging Rome | Inland Paperboard - Rome Mill | 23632 | GA | SAT | SERC |  | 32213 | 7 | Industrial NAICS Cogen | ST | OTH | OTH | SOCO | 1256 | 297.949 | 2022
petroleum | FALSE | 10426 | Y | . | Inland Paperboard Packaging Rome | Inland Paperboard - Rome Mill | 23632 | GA | SAT | SERC |  | 32213 | 7 | Industrial NAICS Cogen | ST | RFO | RFO | SOCO | 626837 | 148809.9 | 2022
biomass | FALSE | 10426 | Y | . | Inland Paperboard Packaging Rome | Inland Paperboard - Rome Mill | 23632 | GA | SAT | SERC |  | 32213 | 7 | Industrial NAICS Cogen | ST | WDS | WWW | SOCO | 336245 | 79823.445 | 2022
natural gas peaker | FALSE | 10427 | N | . | New-Indy Ontario Mill | New-Indy Ontario LLC | 22091 | CA | PACC | WECC |  | 32213 | 6 | Industrial NAICS Non-Cogen | GT | NG | NG | CISO | 2905655 | 251976 | 2022
hard coal | FALSE | 10430 | Y | . | Anheuser-Busch St Louis | Anheuser-Busch Inc | 623 | MO | WNC | SERC |  | 311 | 7 | Industrial NAICS Cogen | ST | BIT | COL | MISO | 0 | 0 | 2022
lignite | FALSE | 10430 | Y | . | Anheuser-Busch St Louis | Anheuser-Busch Inc | 623 | MO | WNC | SERC |  | 311 | 7 | Industrial NAICS Cogen | ST | LIG | COL | MISO | 0 | 0 | 2022
natural gas steam turbine | FALSE | 10430 | Y | . | Anheuser-Busch St Louis | Anheuser-Busch Inc | 623 | MO | WNC | SERC |  | 311 | 7 | Industrial NAICS Cogen | ST | NG | NG | MISO | 172697 | 44541.01 | 2022
biomass | FALSE | 10430 | Y | . | Anheuser-Busch St Louis | Anheuser-Busch Inc | 623 | MO | WNC | SERC |  | 311 | 7 | Industrial NAICS Cogen | ST | OBG | ORW | MISO | 11455 | 2953.99 | 2022
petroleum | FALSE | 10430 | Y | . | Anheuser-Busch St Louis | Anheuser-Busch Inc | 623 | MO | WNC | SERC |  | 311 | 7 | Industrial NAICS Cogen | ST | RFO | RFO | MISO | 0 | 0 | 2022
biomass | FALSE | 10430 | Y | . | Anheuser-Busch St Louis | Anheuser-Busch Inc | 623 | MO | WNC | SERC |  | 311 | 7 | Industrial NAICS Cogen | ST | WDS | WWW | MISO | 0 | 0 | 2022
petroleum | FALSE | 10431 | Y | . | Anheuser-Busch Jacksonville | Anheuser-Busch Inc | 623 | FL | SAT | SERC |  | 311 | 7 | Industrial NAICS Cogen | GT | DFO | DFO | JEA | 0 | 0 | 2022
natural gas peaker | FALSE | 10431 | Y | . | Anheuser-Busch Jacksonville | Anheuser-Busch Inc | 623 | FL | SAT | SERC |  | 311 | 7 | Industrial NAICS Cogen | GT | NG | NG | JEA | 302585 | 75380 | 2022
other | FALSE | 10434 | Y | . | Mosaic New Wales Operations | Mosaic Fertilizer LLC | 9383 | FL | SAT | SERC |  | 325311 | 7 | Industrial NAICS Cogen | ST | WH | OTH | TEC | 1191689 | 349264 | 2022
petroleum | TRUE | 10435 | N | . | Camden Resource Recovery Facility | Covanta Camden Energy Recovery Center | 49966 | NJ | MAT | RFC |  | 22 | 2 | NAICS-22 Non-Cogen | ST | DFO | DFO | PJM | 0 | 0 | 2022
municipal solid waste | TRUE | 10435 | N | . | Camden Resource Recovery Facility | Covanta Camden Energy Recovery Center | 49966 | NJ | MAT | RFC |  | 22 | 2 | NAICS-22 Non-Cogen | ST | MSB | MLG | PJM | 1460834 | 67960.265 | 2022
municipal solid waste | TRUE | 10435 | N | . | Camden Resource Recovery Facility | Covanta Camden Energy Recovery Center | 49966 | NJ | MAT | RFC |  | 22 | 2 | NAICS-22 Non-Cogen | ST | MSN | OTH | PJM | 1785465 | 83062.735 | 2022
natural gas steam turbine | TRUE | 10435 | N | . | Camden Resource Recovery Facility | Covanta Camden Energy Recovery Center | 49966 | NJ | MAT | RFC |  | 22 | 2 | NAICS-22 Non-Cogen | ST | NG | NG | PJM | 0 | 0 | 2022
natural gas peaker | FALSE | 10436 | Y | . | ExxonMobil Baytown Refinery | Exxon Mobil Refining and Supply Co. | 6091 | TX | WSC | TRE |  | 324 | 7 | Industrial NAICS Cogen | GT | NG | NG | ERCO | 5618860 | 1202159 | 2022
other | FALSE | 10436 | Y | . | ExxonMobil Baytown Refinery | Exxon Mobil Refining and Supply Co. | 6091 | TX | WSC | TRE |  | 324 | 7 | Industrial NAICS Cogen | ST | WH | OTH | ERCO | 0 | 0 | 2022
solar pv | TRUE | 10437 | N | . | Sunray 2 | Sunray Energy 2, LLC | 60246 | CA | PACC | WECC |  | 22 | 2 | NAICS-22 Non-Cogen | PV | SUN | SUN | CISO | 192061 | 56290 | 2022
solar pv | TRUE | 10438 | N | . | Sunray 3 | Sunray Energy 3 LLC | 60247 | CA | PACC | WECC |  | 22 | 2 | NAICS-22 Non-Cogen | PV | SUN | SUN | CISO | 107231 | 31428 | 2022
natural gas steam turbine | TRUE | 10446 | N | . | SEGS IX | Terra-Gen Operating Co-Solar | 61950 | CA | PACC | WECC |  | 22 | 2 | NAICS-22 Non-Cogen | ST | NG | NG | CISO | 0 | 0 | 2022
solar thermal | TRUE | 10446 | N | . | SEGS IX | Terra-Gen Operating Co-Solar | 61950 | CA | PACC | WECC |  | 22 | 2 | NAICS-22 Non-Cogen | ST | SUN | SUN | CISO | 413466 | 121180 | 2022
hydro | TRUE | 10453 | N | . | LAC Courte Oreilles Hydroelect | Renewable World Energies LLC | 58149 | WI | ENC | MRO |  | 22 | 2 | NAICS-22 Non-Cogen | HY | WAT | HYC | MISO | 31207 | 9146 | 2022
hydro | TRUE | 10458 | N | . | Muck Valley Hydroelectric | Brookfield Renewable Trading and Marketing LP | 63235 | CA | PACC | WECC |  | 22 | 2 | NAICS-22 Non-Cogen | HY | WAT | HYC | CISO | 58456 | 17132 | 2022
hard coal | TRUE | 10464 | N | . | ReEnergy Black River | Black River Generation LLC | 1746 | NY | MAT | NPCC |  | 22 | 2 | NAICS-22 Non-Cogen | ST | BIT | COL | NYIS | 0 | 0 | 2022
petroleum | TRUE | 10464 | N | . | ReEnergy Black River | Black River Generation LLC | 1746 | NY | MAT | NPCC |  | 22 | 2 | NAICS-22 Non-Cogen | ST | DFO | DFO | NYIS | 6933 | 355.487 | 2022
petroleum | TRUE | 10464 | N | . | ReEnergy Black River | Black River Generation LLC | 1746 | NY | MAT | NPCC |  | 22 | 2 | NAICS-22 Non-Cogen | ST | JF | WOO | NYIS | 0 | 0 | 2022
petroleum | TRUE | 10464 | N | . | ReEnergy Black River | Black River Generation LLC | 1746 | NY | MAT | NPCC |  | 22 | 2 | NAICS-22 Non-Cogen | ST | PC | PC | NYIS | 0 | 0 | 2022
other | TRUE | 10464 | N | . | ReEnergy Black River | Black River Generation LLC | 1746 | NY | MAT | NPCC |  | 22 | 2 | NAICS-22 Non-Cogen | ST | TDF | OTH | NYIS | 84032 | 4306.893 | 2022
biomass | TRUE | 10464 | N | . | ReEnergy Black River | Black River Generation LLC | 1746 | NY | MAT | NPCC |  | 22 | 2 | NAICS-22 Non-Cogen | ST | WDS | WWW | NYIS | 4950207 | 254813.62 | 2022
hydro | TRUE | 10467 | N | . | Fourth Branch Hydroelectric Facility | Boralex Hydro Operations Inc | 55754 | NY | MAT | NPCC |  | 22 | 2 | NAICS-22 Non-Cogen | HY | WAT | HYC | NYIS | 41817 | 12256 | 2022
biomass | FALSE | 10472 | N | . | Puente Hills Energy Recovery | Los Angeles County Sanitation | 11217 | CA | PACC | WECC |  | 562212 | 4 | Commercial NAICS Non-Cogen | IC | LFG | MLG | CISO | 0 | 0 | 2022
biomass | FALSE | 10472 | N | . | Puente Hills Energy Recovery | Los Angeles County Sanitation | 11217 | CA | PACC | WECC |  | 562212 | 4 | Commercial NAICS Non-Cogen | ST | LFG | MLG | CISO | 2296143 | 171035 | 2022
natural gas steam turbine | FALSE | 10472 | N | . | Puente Hills Energy Recovery | Los Angeles County Sanitation | 11217 | CA | PACC | WECC |  | 562212 | 4 | Commercial NAICS Non-Cogen | ST | NG | NG | CISO | 0 | 0 | 2022
other | FALSE | 10475 | N | . | Expander Turbine | ArcelorMittal USA Inc | 56150 | IN | ENC | RFC |  | 3311 | 6 | Industrial NAICS Non-Cogen | OT | BFG | OOG | MISO | 0 | 24190 | 2022
biomass | FALSE | 10477 | Y | . | Wisconsin Rapids Pulp Mill | Verso Corporation | 55965 | WI | ENC | MRO |  | 322122 | 7 | Industrial NAICS Cogen | ST | BLQ | WWW | MISO | 0 | 0 | 2022
natural gas steam turbine | FALSE | 10477 | Y | . | Wisconsin Rapids Pulp Mill | Verso Corporation | 55965 | WI | ENC | MRO |  | 322122 | 7 | Industrial NAICS Cogen | ST | NG | NG | MISO | 0 | 0 | 2022
hard coal | FALSE | 10477 | Y | . | Wisconsin Rapids Pulp Mill | Verso Corporation | 55965 | WI | ENC | MRO |  | 322122 | 7 | Industrial NAICS Cogen | ST | SUB | COL | MISO | 0 | 0 | 2022
biomass | FALSE | 10477 | Y | . | Wisconsin Rapids Pulp Mill | Verso Corporation | 55965 | WI | ENC | MRO |  | 322122 | 7 | Industrial NAICS Cogen | ST | WDS | WWW | MISO | 0 | 0 | 2022
geothermal | TRUE | 10479 | N | . | Mammoth G3 | Ormat Nevada Inc | 34691 | CA | PACC | WECC |  | 22 | 2 | NAICS-22 Non-Cogen | BT | GEO | GEO | CISO | 317564 | 93073 | 2022
geothermal | TRUE | 10480 | N | . | Mammoth G1 | Ormat Nevada Inc | 34691 | CA | PACC | WECC |  | 22 | 2 | NAICS-22 Non-Cogen | BT | GEO | GEO | CISO | 154847 | 45383 | 2022
geothermal | TRUE | 10481 | N | . | Mammoth G2 | Ormat Nevada Inc | 34691 | CA | PACC | WECC |  | 22 | 2 | NAICS-22 Non-Cogen | BT | GEO | GEO | CISO | 177189 | 51931 | 2022
biomass | FALSE | 10486 | Y | . | Boise Cascade International Falls | Boise White Paper LLC | 1991 | MN | WNC | MRO |  | 322 | 7 | Industrial NAICS Cogen | ST | BLQ | WWW | MISO | 703323 | 171089.78 | 2022
natural gas steam turbine | FALSE | 10486 | Y | . | Boise Cascade International Falls | Boise White Paper LLC | 1991 | MN | WNC | MRO |  | 322 | 7 | Industrial NAICS Cogen | ST | NG | NG | MISO | 244344 | 59438.965 | 2022
biomass | FALSE | 10486 | Y | . | Boise Cascade International Falls | Boise White Paper LLC | 1991 | MN | WNC | MRO |  | 322 | 7 | Industrial NAICS Cogen | ST | SLW | ORW | MISO | 9292 | 2260.099 | 2022
biomass | FALSE | 10486 | Y | . | Boise Cascade International Falls | Boise White Paper LLC | 1991 | MN | WNC | MRO |  | 322 | 7 | Industrial NAICS Cogen | ST | WDS | WWW | MISO | 137318 | 33404.154 | 2022
hydro | FALSE | 10487 | N | . | International Falls Power | Boise White Paper LLC | 1991 | MN | WNC | MRO |  | 322 | 6 | Industrial NAICS Non-Cogen | HY | WAT | HYC | MISO | 172948 | 50688 | 2022
biomass | FALSE | 10488 | Y | . | DeRidder Mill | Packaging Corporation of America | 1924 | LA | WSC | SERC |  | 32213 | 7 | Industrial NAICS Cogen | ST | BLQ | WWW | MISO | 892257 | 192436.37 | 2022
petroleum | FALSE | 10488 | Y | . | DeRidder Mill | Packaging Corporation of America | 1924 | LA | WSC | SERC |  | 32213 | 7 | Industrial NAICS Cogen | ST | DFO | DFO | MISO | 0 | 0 | 2022
lignite | FALSE | 10488 | Y | . | DeRidder Mill | Packaging Corporation of America | 1924 | LA | WSC | SERC |  | 32213 | 7 | Industrial NAICS Cogen | ST | LIG | COL | MISO | 0 | 0 | 2022
natural gas steam turbine | FALSE | 10488 | Y | . | DeRidder Mill | Packaging Corporation of America | 1924 | LA | WSC | SERC |  | 32213 | 7 | Industrial NAICS Cogen | ST | NG | NG | MISO | 424716 | 91600.23 | 2022
other | FALSE | 10488 | Y | . | DeRidder Mill | Packaging Corporation of America | 1924 | LA | WSC | SERC |  | 32213 | 7 | Industrial NAICS Cogen | ST | TDF | OTH | MISO | 0 | 0 | 2022
biomass | FALSE | 10488 | Y | . | DeRidder Mill | Packaging Corporation of America | 1924 | LA | WSC | SERC |  | 32213 | 7 | Industrial NAICS Cogen | ST | WDS | WWW | MISO | 570306 | 122999.82 | 2022
hydro | TRUE | 10490 | N | . | Upper Beaver Falls Project | Eagle Creek Renewable Energy, LLC | 57280 | NY | MAT | NPCC |  | 22 | 2 | NAICS-22 Non-Cogen | HY | WAT | HYC | NYIS | 28049 | 8221 | 2022
natural gas steam turbine | FALSE | 10491 | Y | . | Mead Rumford Cogen | ND Paper, Inc. | 61813 | ME | NEW | NPCC |  | 322122 | 7 | Industrial NAICS Cogen | ST | NG | NG | ISNE | 0 | 0 | 2022
petroleum | FALSE | 10491 | Y | . | Mead Rumford Cogen | ND Paper, Inc. | 61813 | ME | NEW | NPCC |  | 322122 | 7 | Industrial NAICS Cogen | ST | RFO | RFO | ISNE | 0 | 0 | 2022
biomass | FALSE | 10491 | Y | . | Mead Rumford Cogen | ND Paper, Inc. | 61813 | ME | NEW | NPCC |  | 322122 | 7 | Industrial NAICS Cogen | ST | SLW | ORW | ISNE | 0 | 0 | 2022
hydro | TRUE | 10493 | N | . | Rumford Falls Hydro Facility | Brookfield Power New England | 50083 | ME | NEW | NPCC |  | 22 | 2 | NAICS-22 Non-Cogen | HY | WAT | HYC | ISNE | 840266 | 246268 | 2022
hydro | TRUE | 10494 | N | . | Sheldon Springs Hydroelectric | Central Rivers Power US, LLC | 64078 | VT | NEW | NPCC |  | 22 | 2 | NAICS-22 Non-Cogen | HY | WAT | HYC | ISNE | 243601 | 71395 | 2022
hard coal | TRUE | 10495 | Y | . | Rumford Cogeneration | ND Paper, Inc. | 61813 | ME | NEW | NPCC |  | 22 | 3 | NAICS-22 Cogen | ST | BIT | COL | ISNE | 238241 | 42442.265 | 2022
biomass | TRUE | 10495 | Y | . | Rumford Cogeneration | ND Paper, Inc. | 61813 | ME | NEW | NPCC |  | 22 | 3 | NAICS-22 Cogen | ST | BLQ | WWW | ISNE | 1168631 | 209426.59 | 2022
petroleum | TRUE | 10495 | Y | . | Rumford Cogeneration | ND Paper, Inc. | 61813 | ME | NEW | NPCC |  | 22 | 3 | NAICS-22 Cogen | ST | DFO | DFO | ISNE | 0 | 0 | 2022
petroleum | TRUE | 10495 | Y | . | Rumford Cogeneration | ND Paper, Inc. | 61813 | ME | NEW | NPCC |  | 22 | 3 | NAICS-22 Cogen | ST | RFO | RFO | ISNE | 75289 | 13462.797 | 2022
biomass | TRUE | 10495 | Y | . | Rumford Cogeneration | ND Paper, Inc. | 61813 | ME | NEW | NPCC |  | 22 | 3 | NAICS-22 Cogen | ST | SLW | ORW | ISNE | 20257 | 3599.154 | 2022
other | TRUE | 10495 | Y | . | Rumford Cogeneration | ND Paper, Inc. | 61813 | ME | NEW | NPCC |  | 22 | 3 | NAICS-22 Cogen | ST | TDF | OTH | ISNE | 440869 | 78779.656 | 2022
biomass | TRUE | 10495 | Y | . | Rumford Cogeneration | ND Paper, Inc. | 61813 | ME | NEW | NPCC |  | 22 | 3 | NAICS-22 Cogen | ST | WDS | WWW | ISNE | 452191 | 80700.542 | 2022
natural gas peaker | TRUE | 10496 | Y | . | Kern River Cogeneration | Kern River Cogeneration Co | 10203 | CA | PACC | WECC |  | 22 | 3 | NAICS-22 Cogen | GT | NG | NG | CISO | 2623981 | 442695 | 2022
municipal solid waste | FALSE | 10503 | N | . | Wheelabrator Hudson Falls | Wheelabrator Environmental Systems | 20541 | NY | MAT | NPCC |  | 562212 | 4 | Commercial NAICS Non-Cogen | ST | MSB | MLG | NYIS | 685925 | 29689.025 | 2022
municipal solid waste | FALSE | 10503 | N | . | Wheelabrator Hudson Falls | Wheelabrator Environmental Systems | 20541 | NY | MAT | NPCC |  | 562212 | 4 | Commercial NAICS Non-Cogen | ST | MSN | OTH | NYIS | 838350 | 36286.467 | 2022
natural gas steam turbine | FALSE | 10503 | N | . | Wheelabrator Hudson Falls | Wheelabrator Environmental Systems | 20541 | NY | MAT | NPCC |  | 562212 | 4 | Commercial NAICS Non-Cogen | ST | NG | NG | NYIS | 1236 | 56.508 | 2022
hard coal | FALSE | 10504 | Y | . | Amalgamated Sugar Twin Falls | The Amalgamated Sugar Co | 450 | ID | MTN | WECC |  | 311 | 7 | Industrial NAICS Cogen | ST | BIT | COL | IPCO | 30926 | 6266.985 | 2022
petroleum | FALSE | 10504 | Y | . | Amalgamated Sugar Twin Falls | The Amalgamated Sugar Co | 450 | ID | MTN | WECC |  | 311 | 7 | Industrial NAICS Cogen | ST | DFO | DFO | IPCO | 0 | 0 | 2022
natural gas steam turbine | FALSE | 10504 | Y | . | Amalgamated Sugar Twin Falls | The Amalgamated Sugar Co | 450 | ID | MTN | WECC |  | 311 | 7 | Industrial NAICS Cogen | ST | NG | NG | IPCO | 133183 | 26988.205 | 2022
hard coal | FALSE | 10504 | Y | . | Amalgamated Sugar Twin Falls | The Amalgamated Sugar Co | 450 | ID | MTN | WECC |  | 311 | 7 | Industrial NAICS Cogen | ST | SUB | COL | IPCO | 0 | 0 | 2022
natural gas steam turbine | FALSE | 10511 | Y | . | Finch Paper | Finch Paper LLC | 56174 | NY | MAT | NPCC |  | 322122 | 7 | Industrial NAICS Cogen | ST | NG | NG | NYIS | 188268 | 36561.398 | 2022
petroleum | FALSE | 10511 | Y | . | Finch Paper | Finch Paper LLC | 56174 | NY | MAT | NPCC |  | 322122 | 7 | Industrial NAICS Cogen | ST | RFO | RFO | NYIS | 0 | 0 | 2022
biomass | FALSE | 10511 | Y | . | Finch Paper | Finch Paper LLC | 56174 | NY | MAT | NPCC |  | 322122 | 7 | Industrial NAICS Cogen | ST | WDL | WWW | NYIS | 310352 | 60270.101 | 2022
biomass | FALSE | 10511 | Y | . | Finch Paper | Finch Paper LLC | 56174 | NY | MAT | NPCC |  | 322122 | 7 | Industrial NAICS Cogen | ST | WDS | WWW | NYIS | 133534 | 25932.294 | 2022
hydro | TRUE | 10519 | N | . | Milton Hydro | SFR Hydro Cor | 16498 | NH | NEW | NPCC |  | 22 | 2 | NAICS-22 Non-Cogen | HY | WAT | HYC | ISNE | 22386 | 6561 | 2022
hydro | TRUE | 10520 | N | . | Dayton Hydro | Eagle Creek Renewable Energy, LLC | 57280 | IL | ENC | SERC |  | 22 | 2 | NAICS-22 Non-Cogen | HY | WAT | HYC | MISO | 37842 | 11091 | 2022
petroleum | FALSE | 10521 | Y | . | Lederle Laboratories | Veolia NA - Municipal & Commercial Business | 60641 | NY | MAT | NPCC |  | 325 | 7 | Industrial NAICS Cogen | CA | DFO | DFO | NYIS | 1025 | 178.12 | 2022
natural gas combined cycle | FALSE | 10521 | Y | . | Lederle Laboratories | Veolia NA - Municipal & Commercial Business | 60641 | NY | MAT | NPCC |  | 325 | 7 | Industrial NAICS Cogen | CA | NG | NG | NYIS | 43904 | 7488.76 | 2022
petroleum | FALSE | 10521 | Y | . | Lederle Laboratories | Veolia NA - Municipal & Commercial Business | 60641 | NY | MAT | NPCC |  | 325 | 7 | Industrial NAICS Cogen | CT | DFO | DFO | NYIS | 454 | 74.111 | 2022
natural gas combined cycle | FALSE | 10521 | Y | . | Lederle Laboratories | Veolia NA - Municipal & Commercial Business | 60641 | NY | MAT | NPCC |  | 325 | 7 | Industrial NAICS Cogen | CT | NG | NG | NYIS | 787918 | 134398.93 | 2022
hydro | TRUE | 10523 | N | . | Benton Falls Associates | Essex Hydro Associates LLC | 55753 | ME | NEW | NPCC |  | 22 | 2 | NAICS-22 Non-Cogen | HY | WAT | HYC | ISNE | 50671 | 14851 | 2022
natural gas steam turbine | TRUE | 10525 | N | . | Craven County Wood Energy LP | CMS Generation Operating Co II | 3837 | NC | SAT | SERC |  | 22 | 2 | NAICS-22 Non-Cogen | ST | NG | NG | CPLE | 0 | 0 | 2022
biomass | TRUE | 10525 | N | . | Craven County Wood Energy LP | CMS Generation Operating Co II | 3837 | NC | SAT | SERC |  | 22 | 2 | NAICS-22 Non-Cogen | ST | OBS | ORW | CPLE | 1113427 | 74115.046 | 2022
biomass | TRUE | 10525 | N | . | Craven County Wood Energy LP | CMS Generation Operating Co II | 3837 | NC | SAT | SERC |  | 22 | 2 | NAICS-22 Non-Cogen | ST | WDS | WWW | CPLE | 3261450 | 216941.95 | 2022
petroleum | TRUE | 10525 | N | . | Craven County Wood Energy LP | CMS Generation Operating Co II | 3837 | NC | SAT | SERC |  | 22 | 2 | NAICS-22 Non-Cogen | ST | WO | WOO | CPLE | 0 | 0 | 2022
hydro | TRUE | 10526 | N | . | Dodge Falls Associates | Dodge Falls Associates LP | 5226 | NH | NEW | NPCC |  | 22 | 2 | NAICS-22 Non-Cogen | HY | WAT | HYC | ISNE | 40265 | 11801 | 2022
hydro | TRUE | 10530 | N | . | Feeder Dam Hydro Plant | Erie Boulevard Hydropower LP | 5914 | NY | MAT | NPCC |  | 22 | 2 | NAICS-22 Non-Cogen | HY | WAT | HYC | NYIS | 78289 | 22945 | 2022
hydro | TRUE | 10531 | N | . | Beebee Island Hydro Plant | Erie Boulevard Hydropower LP | 5914 | NY | MAT | NPCC |  | 22 | 2 | NAICS-22 Non-Cogen | HY | WAT | HYC | NYIS | 160261 | 46970 | 2022
biomass | TRUE | 10532 | N | . | Grand River | EDL Inc | 55858 | MI | ENC | RFC |  | 22 | 2 | NAICS-22 Non-Cogen | IC | LFG | MLG | MISO | 88824 | 6768 | 2022
hydro | TRUE | 10538 | N | . | Dexter Plant | Central Rivers Power US, LLC | 64078 | NY | MAT | NPCC |  | 22 | 2 | NAICS-22 Non-Cogen | HY | WAT | HYC | NYIS | 12614 | 3697 | 2022
hydro | TRUE | 10539 | N | . | Theresa Plant | Central Rivers Power US, LLC | 64078 | NY | MAT | NPCC |  | 22 | 2 | NAICS-22 Non-Cogen | HY | WAT | HYC | NYIS | 1772 | 520 | 2022
hydro | TRUE | 10540 | N | . | Diamond Island Plant | Central Rivers Power US, LLC | 64078 | NY | MAT | NPCC |  | 22 | 2 | NAICS-22 Non-Cogen | HY | WAT | HYC | NYIS | 14048 | 4117 | 2022
hydro | TRUE | 10544 | N | . | Hailesboro 4 Plant | Central Rivers Power US, LLC | 64078 | NY | MAT | NPCC |  | 22 | 2 | NAICS-22 Non-Cogen | HY | WAT | HYC | NYIS | 39614 | 11610 | 2022
hydro | TRUE | 10545 | N | . | Copenhagen Plant | Central Rivers Power US, LLC | 64078 | NY | MAT | NPCC |  | 22 | 2 | NAICS-22 Non-Cogen | HY | WAT | HYC | NYIS | 23856 | 6992 | 2022
hydro | TRUE | 10546 | N | . | Beaver Valley Patterson Dam | Central Rivers Power US, LLC | 64078 | PA | MAT | RFC |  | 22 | 2 | NAICS-22 Non-Cogen | HY | WAT | HYC | PJM | 13155 | 3855 | 2022
hydro | TRUE | 10547 | N | . | Pyrites Plant | Central Rivers Power US, LLC | 64078 | NY | MAT | NPCC |  | 22 | 2 | NAICS-22 Non-Cogen | HY | WAT | HYC | NYIS | 97963 | 28711 | 2022
petroleum | FALSE | 10548 | Y | . | San Jose Cogeneration | San Jose State University Fclts Dev &Ops | 16732 | CA | PACC | WECC |  | 611 | 5 | Commercial NAICS Cogen | GT | DFO | DFO | CISO | 0 | 0 | 2022
petroleum | FALSE | 10548 | Y | . | San Jose Cogeneration | San Jose State University Fclts Dev &Ops | 16732 | CA | PACC | WECC |  | 611 | 5 | Commercial NAICS Cogen | GT | KER | WOO | CISO | 0 | 0 | 2022
natural gas peaker | FALSE | 10548 | Y | . | San Jose Cogeneration | San Jose State University Fclts Dev &Ops | 16732 | CA | PACC | WECC |  | 611 | 5 | Commercial NAICS Cogen | GT | NG | NG | CISO | 222226 | 24165 | 2022
biomass | TRUE | 10549 | N | . | Al Turi | Ameresco LFG I Inc | 463 | NY | MAT | NPCC |  | 22 | 2 | NAICS-22 Non-Cogen | IC | LFG | MLG | NYIS | 0 | 0 | 2022
hydro | TRUE | 10550 | N | . | High Shoals Hydro (NC) | Central Rivers Power US, LLC | 64078 | NC | SAT | SERC |  | 22 | 2 | NAICS-22 Non-Cogen | HY | WAT | HYC | DUK | 9417 | 2760 | 2022
natural gas combined cycle | FALSE | 10554 | Y | . | Formosa Utility Venture Ltd | Formosa Plastics Corp | 6541 | TX | WSC | TRE |  | 325211 | 7 | Industrial NAICS Cogen | CA | NG | NG | ERCO | 357688 | 445206.91 | 2022
other | FALSE | 10554 | Y | . | Formosa Utility Venture Ltd | Formosa Plastics Corp | 6541 | TX | WSC | TRE |  | 325211 | 7 | Industrial NAICS Cogen | CA | OG | OOG | ERCO | 572 | 115.238 | 2022
natural gas combined cycle | FALSE | 10554 | Y | . | Formosa Utility Venture Ltd | Formosa Plastics Corp | 6541 | TX | WSC | TRE |  | 325211 | 7 | Industrial NAICS Cogen | CT | NG | NG | ERCO | 15796427 | 2815443.4 | 2022
other | FALSE | 10554 | Y | . | Formosa Utility Venture Ltd | Formosa Plastics Corp | 6541 | TX | WSC | TRE |  | 325211 | 7 | Industrial NAICS Cogen | CT | OG | OOG | ERCO | 0 | 0 | 2022
hydro | TRUE | 10555 | N | . | Brassua Hydroelectric Project | Brassua Hydroelectric LP | 2179 | ME | NEW | NPCC |  | 22 | 2 | NAICS-22 Non-Cogen | HY | WAT | HYC | ISNE | 42789 | 12541 | 2022
hydro | TRUE | 10556 | N | . | Boott Hydropower | Central Rivers Power US, LLC | 64078 | MA | NEW | NPCC |  | 22 | 2 | NAICS-22 Non-Cogen | HY | WAT | HYC | ISNE | 189989 | 55683 | 2022
biomass | FALSE | 10560 | Y | . | Jesup Plant | Rayonier Advanced Materials | 15726 | GA | SAT | SERC |  | 322 | 7 | Industrial NAICS Cogen | ST | BLQ | WWW | SOCO | 1538994 | 368174.78 | 2022
petroleum | FALSE | 10560 | Y | . | Jesup Plant | Rayonier Advanced Materials | 15726 | GA | SAT | SERC |  | 322 | 7 | Industrial NAICS Cogen | ST | DFO | DFO | SOCO | 0 | 0 | 2022
natural gas steam turbine | FALSE | 10560 | Y | . | Jesup Plant | Rayonier Advanced Materials | 15726 | GA | SAT | SERC |  | 322 | 7 | Industrial NAICS Cogen | ST | NG | NG | SOCO | 240480 | 57530.292 | 2022
petroleum | FALSE | 10560 | Y | . | Jesup Plant | Rayonier Advanced Materials | 15726 | GA | SAT | SERC |  | 322 | 7 | Industrial NAICS Cogen | ST | RFO | RFO | SOCO | 25820 | 6177.274 | 2022
biomass | FALSE | 10560 | Y | . | Jesup Plant | Rayonier Advanced Materials | 15726 | GA | SAT | SERC |  | 322 | 7 | Industrial NAICS Cogen | ST | WDS | WWW | SOCO | 268185 | 64157.748 | 2022
petroleum | FALSE | 10562 | Y | . | Fernandina Plant | Rayonier Advanced Materials | 15726 | FL | SAT | SERC |  | 322 | 7 | Industrial NAICS Cogen | ST | DFO | DFO | JEA | 1119 | 152.762 | 2022
natural gas steam turbine | FALSE | 10562 | Y | . | Fernandina Plant | Rayonier Advanced Materials | 15726 | FL | SAT | SERC |  | 322 | 7 | Industrial NAICS Cogen | ST | NG | NG | JEA | 311101 | 42466.118 | 2022
biomass | FALSE | 10562 | Y | . | Fernandina Plant | Rayonier Advanced Materials | 15726 | FL | SAT | SERC |  | 322 | 7 | Industrial NAICS Cogen | ST | OBS | ORW | JEA | 39561 | 5400.24 | 2022
petroleum | FALSE | 10562 | Y | . | Fernandina Plant | Rayonier Advanced Materials | 15726 | FL | SAT | SERC |  | 322 | 7 | Industrial NAICS Cogen | ST | RFO | RFO | JEA | 4956 | 676.626 | 2022
other | FALSE | 10562 | Y | . | Fernandina Plant | Rayonier Advanced Materials | 15726 | FL | SAT | SERC |  | 322 | 7 | Industrial NAICS Cogen | ST | TDF | OTH | JEA | 10947 | 1494.44 | 2022
biomass | FALSE | 10562 | Y | . | Fernandina Plant | Rayonier Advanced Materials | 15726 | FL | SAT | SERC |  | 322 | 7 | Industrial NAICS Cogen | ST | WDL | WWW | JEA | 619385 | 84547.451 | 2022
biomass | FALSE | 10562 | Y | . | Fernandina Plant | Rayonier Advanced Materials | 15726 | FL | SAT | SERC |  | 322 | 7 | Industrial NAICS Cogen | ST | WDS | WWW | JEA | 635435 | 86738.321 | 2022
hard coal | TRUE | 10566 | Y | . | Chambers Cogeneration LP | US Operating Services Company | 14932 | NJ | MAT | RFC |  | 22 | 3 | NAICS-22 Cogen | ST | BIT | COL | PJM | 3001893 | 303241.19 | 2022
petroleum | TRUE | 10566 | Y | . | Chambers Cogeneration LP | US Operating Services Company | 14932 | NJ | MAT | RFC |  | 22 | 3 | NAICS-22 Cogen | ST | DFO | DFO | PJM | 45847 | 4812.806 | 2022
petroleum | TRUE | 10567 | Y | . | Algonquin Windsor Locks | Algonquin Windsor Locks LLC | 291 | CT | NEW | NPCC |  | 22 | 3 | NAICS-22 Cogen | CA | DFO | DFO | ISNE | 0 | 124.889 | 2022
natural gas combined cycle | TRUE | 10567 | Y | . | Algonquin Windsor Locks | Algonquin Windsor Locks LLC | 291 | CT | NEW | NPCC |  | 22 | 3 | NAICS-22 Cogen | CA | NG | NG | ISNE | 0 | 4350.691 | 2022
petroleum | TRUE | 10567 | Y | . | Algonquin Windsor Locks | Algonquin Windsor Locks LLC | 291 | CT | NEW | NPCC |  | 22 | 3 | NAICS-22 Cogen | CT | DFO | DFO | ISNE | 18971 | 3218.988 | 2022
natural gas combined cycle | TRUE | 10567 | Y | . | Algonquin Windsor Locks | Algonquin Windsor Locks LLC | 291 | CT | NEW | NPCC |  | 22 | 3 | NAICS-22 Cogen | CT | NG | NG | ISNE | 741939 | 126423.45 | 2022
natural gas peaker | FALSE | 10568 | Y | . | Port Arthur Texas Refinery | Total Petrochemicals USA Inc | 914 | TX | WSC | SERC |  | 32411 | 7 | Industrial NAICS Cogen | GT | NG | NG | MISO | 871497 | 219662 | 2022
other | FALSE | 10568 | Y | . | Port Arthur Texas Refinery | Total Petrochemicals USA Inc | 914 | TX | WSC | SERC |  | 32411 | 7 | Industrial NAICS Cogen | GT | OG | OOG | MISO | 0 | 0 | 2022
hydro | TRUE | 10570 | N | . | Errol Hydroelectric Project | Errol Hydroelectric Co LLC | 23037 | NH | NEW | NPCC |  | 22 | 2 | NAICS-22 Non-Cogen | HY | WAT | HYC | ISNE | 46488 | 13625 | 2022
onshore wind | TRUE | 10586 | N | . | Cameron Ridge LLC | Terra-Gen Operating Co-Wind | 2770 | CA | PACC | WECC |  | 22 | 2 | NAICS-22 Non-Cogen | WT | WND | WND | CISO | 520310 | 152494 | 2022
biomass | TRUE | 10593 | N | . | Agrilectric Power Partners Ltd | Agrilectric Power Partners Ltd | 135 | LA | WSC | SERC |  | 22 | 2 | NAICS-22 Non-Cogen | ST | AB | ORW | MISO | 1318664 | 79784.196 | 2022
natural gas steam turbine | TRUE | 10593 | N | . | Agrilectric Power Partners Ltd | Agrilectric Power Partners Ltd | 135 | LA | WSC | SERC |  | 22 | 2 | NAICS-22 Non-Cogen | ST | NG | NG | MISO | 10228 | 601.804 | 2022
onshore wind | TRUE | 10597 | N | . | Ridgetop Energy LLC | Terra-Gen Operating Co-Wind | 2770 | CA | PACC | WECC |  | 22 | 2 | NAICS-22 Non-Cogen | WT | WND | WND | CISO | 123095 | 36077 | 2022
natural gas steam turbine | FALSE | 10601 | Y | . | Tesoro Wilmington Calciner | Tesoro Refining & Marketing Company LLC | 2674 | CA | PACC | WECC |  | 324 | 7 | Industrial NAICS Cogen | ST | NG | NG | CISO | 0 | 0 | 2022
petroleum | FALSE | 10601 | Y | . | Tesoro Wilmington Calciner | Tesoro Refining & Marketing Company LLC | 2674 | CA | PACC | WECC |  | 324 | 7 | Industrial NAICS Cogen | ST | PC | PC | CISO | 0 | 0 | 2022
other | FALSE | 10601 | Y | . | Tesoro Wilmington Calciner | Tesoro Refining & Marketing Company LLC | 2674 | CA | PACC | WECC |  | 324 | 7 | Industrial NAICS Cogen | ST | WH | OTH | CISO | 341013 | 99945 | 2022
natural gas steam turbine | TRUE | 10603 | N | . | Ebensburg Power | Ebensburg Power Co | 5670 | PA | MAT | RFC |  | 22 | 2 | NAICS-22 Non-Cogen | ST | NG | NG | PJM | 3860 | 266.429 | 2022
hard coal | TRUE | 10603 | N | . | Ebensburg Power | Ebensburg Power Co | 5670 | PA | MAT | RFC |  | 22 | 2 | NAICS-22 Non-Cogen | ST | WC | WOC | PJM | 5378850 | 365920.57 | 2022
biomass | FALSE | 10605 | Y | . | Brunswick Cellulose | Brunswick Cellulose LLC | 50003 | GA | SAT | SERC |  | 322 | 7 | Industrial NAICS Cogen | ST | BLQ | WWW | SOCO | 1470072 | 341683.64 | 2022
petroleum | FALSE | 10605 | Y | . | Brunswick Cellulose | Brunswick Cellulose LLC | 50003 | GA | SAT | SERC |  | 322 | 7 | Industrial NAICS Cogen | ST | DFO | DFO | SOCO | 0 | 0 | 2022
natural gas steam turbine | FALSE | 10605 | Y | . | Brunswick Cellulose | Brunswick Cellulose LLC | 50003 | GA | SAT | SERC |  | 322 | 7 | Industrial NAICS Cogen | ST | NG | NG | SOCO | 223555 | 52019.912 | 2022
petroleum | FALSE | 10605 | Y | . | Brunswick Cellulose | Brunswick Cellulose LLC | 50003 | GA | SAT | SERC |  | 322 | 7 | Industrial NAICS Cogen | ST | RFO | RFO | SOCO | 46838 | 10823.642 | 2022
other | FALSE | 10605 | Y | . | Brunswick Cellulose | Brunswick Cellulose LLC | 50003 | GA | SAT | SERC |  | 322 | 7 | Industrial NAICS Cogen | ST | TDF | OTH | SOCO | 5060 | 1162.466 | 2022
biomass | FALSE | 10605 | Y | . | Brunswick Cellulose | Brunswick Cellulose LLC | 50003 | GA | SAT | SERC |  | 322 | 7 | Industrial NAICS Cogen | ST | WDS | WWW | SOCO | 183511 | 42667.344 | 2022
biomass | FALSE | 10606 | Y | . | Georgia-Pacific Crossett LLC | Georgia-Pacific Crossett LLC | 4580 | AR | WSC | SERC |  | 322 | 7 | Industrial NAICS Cogen | ST | BLQ | WWW | MISO | 0 | 0 | 2022
petroleum | FALSE | 10606 | Y | . | Georgia-Pacific Crossett LLC | Georgia-Pacific Crossett LLC | 4580 | AR | WSC | SERC |  | 322 | 7 | Industrial NAICS Cogen | ST | DFO | DFO | MISO | 0 | 0 | 2022
natural gas steam turbine | FALSE | 10606 | Y | . | Georgia-Pacific Crossett LLC | Georgia-Pacific Crossett LLC | 4580 | AR | WSC | SERC |  | 322 | 7 | Industrial NAICS Cogen | ST | NG | NG | MISO | 234932 | 44962.206 | 2022
other | FALSE | 10606 | Y | . | Georgia-Pacific Crossett LLC | Georgia-Pacific Crossett LLC | 4580 | AR | WSC | SERC |  | 322 | 7 | Industrial NAICS Cogen | ST | TDF | OTH | MISO | 0 | 0 | 2022
biomass | FALSE | 10606 | Y | . | Georgia-Pacific Crossett LLC | Georgia-Pacific Crossett LLC | 4580 | AR | WSC | SERC |  | 322 | 7 | Industrial NAICS Cogen | ST | WDS | WWW | MISO | 0 | 0 | 2022
petroleum | FALSE | 10606 | Y | . | Georgia-Pacific Crossett LLC | Georgia-Pacific Crossett LLC | 4580 | AR | WSC | SERC |  | 322 | 7 | Industrial NAICS Cogen | ST | WO | WOO | MISO | 0 | 0 | 2022
hydro | TRUE | 10608 | N | . | Gilman Mill | Ampersand Gilman Hydro LP | 56467 | VT | NEW | NPCC |  | 22 | 2 | NAICS-22 Non-Cogen | HY | WAT | HYC | ISNE | 78497 | 23007 | 2022
biomass | FALSE | 10610 | Y | . | Georgia-Pacific Monticello Paper | Georgia-Pacific Monticello LLC | 7166 | MS | ESC | SERC |  | 32213 | 7 | Industrial NAICS Cogen | ST | BLQ | WWW | MISO | 990790 | 207917.41 | 2022
natural gas steam turbine | FALSE | 10610 | Y | . | Georgia-Pacific Monticello Paper | Georgia-Pacific Monticello LLC | 7166 | MS | ESC | SERC |  | 32213 | 7 | Industrial NAICS Cogen | ST | NG | NG | MISO | 805772 | 169412.9 | 2022
biomass | FALSE | 10610 | Y | . | Georgia-Pacific Monticello Paper | Georgia-Pacific Monticello LLC | 7166 | MS | ESC | SERC |  | 32213 | 7 | Industrial NAICS Cogen | ST | WDS | WWW | MISO | 252544 | 52972.694 | 2022
biomass | FALSE | 10611 | Y | . | Georgia-Pacific Palatka Operations | Georgia-Pacific Consr Ops LLC-Palatka | 50128 | FL | SAT | SERC |  | 322 | 7 | Industrial NAICS Cogen | ST | BLQ | WWW | FPL | 886878 | 160813.61 | 2022
natural gas steam turbine | FALSE | 10611 | Y | . | Georgia-Pacific Palatka Operations | Georgia-Pacific Consr Ops LLC-Palatka | 50128 | FL | SAT | SERC |  | 322 | 7 | Industrial NAICS Cogen | ST | NG | NG | FPL | 740290 | 134212.39 | 2022
petroleum | FALSE | 10611 | Y | . | Georgia-Pacific Palatka Operations | Georgia-Pacific Consr Ops LLC-Palatka | 50128 | FL | SAT | SERC |  | 322 | 7 | Industrial NAICS Cogen | ST | RFO | RFO | FPL | 0 | 0 | 2022
biomass | FALSE | 10611 | Y | . | Georgia-Pacific Palatka Operations | Georgia-Pacific Consr Ops LLC-Palatka | 50128 | FL | SAT | SERC |  | 322 | 7 | Industrial NAICS Cogen | ST | WDS | WWW | FPL | 0 | 0 | 2022
hydro | FALSE | 10613 | Y | . | Woodland Pulp, LLC | Woodland Pulp LLC | 5232 | ME | NEW | NPCC |  | 322122 | 7 | Industrial NAICS Cogen | HY | WAT | HYC | NBSO | 216226 | 63372 | 2022
biomass | FALSE | 10613 | Y | . | Woodland Pulp, LLC | Woodland Pulp LLC | 5232 | ME | NEW | NPCC |  | 322122 | 7 | Industrial NAICS Cogen | ST | BLQ | WWW | NBSO | 906311 | 204530.68 | 2022
natural gas steam turbine | FALSE | 10613 | Y | . | Woodland Pulp, LLC | Woodland Pulp LLC | 5232 | ME | NEW | NPCC |  | 322122 | 7 | Industrial NAICS Cogen | ST | NG | NG | NBSO | 330408 | 74564.525 | 2022
petroleum | FALSE | 10613 | Y | . | Woodland Pulp, LLC | Woodland Pulp LLC | 5232 | ME | NEW | NPCC |  | 322122 | 7 | Industrial NAICS Cogen | ST | RFO | RFO | NBSO | 0 | 0 | 2022
biomass | FALSE | 10613 | Y | . | Woodland Pulp, LLC | Woodland Pulp LLC | 5232 | ME | NEW | NPCC |  | 322122 | 7 | Industrial NAICS Cogen | ST | WDS | WWW | NBSO | 91699 | 31047.793 | 2022
petroleum | TRUE | 10617 | Y | . | CH Resources Beaver Falls | Lakeside Beaver Falls LLC | 58338 | NY | MAT | NPCC |  | 22 | 3 | NAICS-22 Cogen | CA | DFO | DFO | NYIS | 0 | 0 | 2022
natural gas combined cycle | TRUE | 10617 | Y | . | CH Resources Beaver Falls | Lakeside Beaver Falls LLC | 58338 | NY | MAT | NPCC |  | 22 | 3 | NAICS-22 Cogen | CA | NG | NG | NYIS | 474 | 89 | 2022
petroleum | TRUE | 10617 | Y | . | CH Resources Beaver Falls | Lakeside Beaver Falls LLC | 58338 | NY | MAT | NPCC |  | 22 | 3 | NAICS-22 Cogen | CT | DFO | DFO | NYIS | 0 | 0 | 2022
natural gas combined cycle | TRUE | 10617 | Y | . | CH Resources Beaver Falls | Lakeside Beaver Falls LLC | 58338 | NY | MAT | NPCC |  | 22 | 3 | NAICS-22 Cogen | CT | NG | NG | NYIS | 35180 | 5280 | 2022
petroleum | TRUE | 10620 | N | . | Carthage Energy LLC | Carthage Energy LLC | 3085 | NY | MAT | NPCC |  | 22 | 2 | NAICS-22 Non-Cogen | CA | DFO | DFO | NYIS | 0 | 0 | 2022
natural gas combined cycle | TRUE | 10620 | N | . | Carthage Energy LLC | Carthage Energy LLC | 3085 | NY | MAT | NPCC |  | 22 | 2 | NAICS-22 Non-Cogen | CA | NG | NG | NYIS | 2501 | 901 | 2022
petroleum | TRUE | 10620 | N | . | Carthage Energy LLC | Carthage Energy LLC | 3085 | NY | MAT | NPCC |  | 22 | 2 | NAICS-22 Non-Cogen | CT | DFO | DFO | NYIS | 0 | 0 | 2022
natural gas combined cycle | TRUE | 10620 | N | . | Carthage Energy LLC | Carthage Energy LLC | 3085 | NY | MAT | NPCC |  | 22 | 2 | NAICS-22 Non-Cogen | CT | NG | NG | NYIS | 25130 | 1862 | 2022
petroleum | TRUE | 10621 | N | . | CH Resources Syracuse | Lakeside Syracuse LLC | 58337 | NY | MAT | NPCC |  | 22 | 2 | NAICS-22 Non-Cogen | CA | DFO | DFO | NYIS | 0 | 0 | 2022
natural gas combined cycle | TRUE | 10621 | N | . | CH Resources Syracuse | Lakeside Syracuse LLC | 58337 | NY | MAT | NPCC |  | 22 | 2 | NAICS-22 Non-Cogen | CA | NG | NG | NYIS | 1288 | 40 | 2022
petroleum | TRUE | 10621 | N | . | CH Resources Syracuse | Lakeside Syracuse LLC | 58337 | NY | MAT | NPCC |  | 22 | 2 | NAICS-22 Non-Cogen | CT | DFO | DFO | NYIS | 0 | 0 | 2022
natural gas combined cycle | TRUE | 10621 | N | . | CH Resources Syracuse | Lakeside Syracuse LLC | 58337 | NY | MAT | NPCC |  | 22 | 2 | NAICS-22 Non-Cogen | CT | NG | NG | NYIS | 27579 | 2697 | 2022
natural gas combined cycle | FALSE | 10623 | Y | . | Civic Center | Los Angeles County | 11216 | CA | PACC | WECC |  | 53 | 5 | Commercial NAICS Cogen | CA | NG | NG | LDWP | 0 | 0 | 2022
petroleum | FALSE | 10623 | Y | . | Civic Center | Los Angeles County | 11216 | CA | PACC | WECC |  | 53 | 5 | Commercial NAICS Cogen | CT | DFO | DFO | LDWP | 0 | 0 | 2022
natural gas combined cycle | FALSE | 10623 | Y | . | Civic Center | Los Angeles County | 11216 | CA | PACC | WECC |  | 53 | 5 | Commercial NAICS Cogen | CT | NG | NG | LDWP | 0 | 0 | 2022
biomass | FALSE | 10627 | Y | . | Pine Bluff Mill | Evergreen Packaging Inc | 55863 | AR | WSC | SERC |  | 32213 | 7 | Industrial NAICS Cogen | ST | BLQ | WWW | MISO | 1492732 | 255811.96 | 2022
petroleum | FALSE | 10627 | Y | . | Pine Bluff Mill | Evergreen Packaging Inc | 55863 | AR | WSC | SERC |  | 32213 | 7 | Industrial NAICS Cogen | ST | DFO | DFO | MISO | 0 | 0 | 2022
natural gas steam turbine | FALSE | 10627 | Y | . | Pine Bluff Mill | Evergreen Packaging Inc | 55863 | AR | WSC | SERC |  | 32213 | 7 | Industrial NAICS Cogen | ST | NG | NG | MISO | 292618 | 50211.037 | 2022
other | FALSE | 10627 | Y | . | Pine Bluff Mill | Evergreen Packaging Inc | 55863 | AR | WSC | SERC |  | 32213 | 7 | Industrial NAICS Cogen | ST | PUR | OTH | MISO | 0 | 0 | 2022
petroleum | FALSE | 10627 | Y | . | Pine Bluff Mill | Evergreen Packaging Inc | 55863 | AR | WSC | SERC |  | 32213 | 7 | Industrial NAICS Cogen | ST | RFO | RFO | MISO | 0 | 0 | 2022
municipal solid waste | TRUE | 10629 | Y | . | Wheelabrator Baltimore Refuse | Wheelabrator Environmental Systems | 20541 | MD | SAT | RFC |  | 22 | 3 | NAICS-22 Cogen | ST | MSB | MLG | PJM | 1299551 | 98389.733 | 2022
municipal solid waste | TRUE | 10629 | Y | . | Wheelabrator Baltimore Refuse | Wheelabrator Environmental Systems | 20541 | MD | SAT | RFC |  | 22 | 3 | NAICS-22 Cogen | ST | MSN | OTH | PJM | 1588354 | 120255.27 | 2022
geothermal | TRUE | 10631 | N | . | CE Leathers | CalEnergy Operating Corporation | 49899 | CA | PACC | WECC |  | 22 | 2 | NAICS-22 Non-Cogen | ST | GEO | GEO | IID | 1180988 | 346128 | 2022
geothermal | TRUE | 10632 | N | . | Del Ranch Company | CalEnergy Operating Corporation | 49899 | CA | PACC | WECC |  | 22 | 2 | NAICS-22 Non-Cogen | ST | GEO | GEO | IID | 1193266 | 349726 | 2022
petroleum | TRUE | 10633 | Y | . | Hopewell Cogeneration | Luminant Generation Company LLC | 55983 | VA | SAT | SERC |  | 22 | 3 | NAICS-22 Cogen | CA | DFO | DFO | PJM | 0 | 5625.293 | 2022
natural gas combined cycle | TRUE | 10633 | Y | . | Hopewell Cogeneration | Luminant Generation Company LLC | 55983 | VA | SAT | SERC |  | 22 | 3 | NAICS-22 Cogen | CA | NG | NG | PJM | 0 | 159387.71 | 2022
petroleum | TRUE | 10633 | Y | . | Hopewell Cogeneration | Luminant Generation Company LLC | 55983 | VA | SAT | SERC |  | 22 | 3 | NAICS-22 Cogen | CT | DFO | DFO | PJM | 243553 | 22379.658 | 2022
natural gas combined cycle | TRUE | 10633 | Y | . | Hopewell Cogeneration | Luminant Generation Company LLC | 55983 | VA | SAT | SERC |  | 22 | 3 | NAICS-22 Cogen | CT | NG | NG | PJM | 5857420 | 490338.34 | 2022
geothermal | TRUE | 10634 | N | . | Elmore Company | CalEnergy Operating Corporation | 49899 | CA | PACC | WECC |  | 22 | 2 | NAICS-22 Non-Cogen | ST | GEO | GEO | IID | 1195725 | 350447 | 2022
petroleum | FALSE | 10642 | N | . | Covanta Hempstead | Covanta Hempstead Company | 473 | NY | MAT | NPCC |  | 562213 | 4 | Commercial NAICS Non-Cogen | ST | DFO | DFO | NYIS | 10238 | 589.605 | 2022
municipal solid waste | FALSE | 10642 | N | . | Covanta Hempstead | Covanta Hempstead Company | 473 | NY | MAT | NPCC |  | 562213 | 4 | Commercial NAICS Non-Cogen | ST | MSB | MLG | NYIS | 4478932 | 260891.17 | 2022
municipal solid waste | FALSE | 10642 | N | . | Covanta Hempstead | Covanta Hempstead Company | 473 | NY | MAT | NPCC |  | 562213 | 4 | Commercial NAICS Non-Cogen | ST | MSN | OTH | NYIS | 5474305 | 318870.22 | 2022
biomass | FALSE | 10642 | N | . | Covanta Hempstead | Covanta Hempstead Company | 473 | NY | MAT | NPCC |  | 562213 | 4 | Commercial NAICS Non-Cogen | ST | WDS | WWW | NYIS | 0 | 0 | 2022
petroleum | FALSE | 10643 | N | . | Covanta Essex Company | Covanta Essex Company | 542 | NJ | MAT | RFC |  | 562213 | 4 | Commercial NAICS Non-Cogen | ST | DFO | DFO | PJM | 0 | 0 | 2022
municipal solid waste | FALSE | 10643 | N | . | Covanta Essex Company | Covanta Essex Company | 542 | NJ | MAT | RFC |  | 562213 | 4 | Commercial NAICS Non-Cogen | ST | MSB | MLG | PJM | 4100092 | 191750.98 | 2022
municipal solid waste | FALSE | 10643 | N | . | Covanta Essex Company | Covanta Essex Company | 542 | NJ | MAT | RFC |  | 562213 | 4 | Commercial NAICS Non-Cogen | ST | MSN | OTH | PJM | 5011241 | 234363.02 | 2022
petroleum | TRUE | 10646 | N | . | Covanta Southeastern Connecticut Company | Covanta Southeastern Connecticut Company | 528 | CT | NEW | NPCC |  | 22 | 2 | NAICS-22 Non-Cogen | ST | DFO | DFO | ISNE | 148234 | 11674.633 | 2022
municipal solid waste | TRUE | 10646 | N | . | Covanta Southeastern Connecticut Company | Covanta Southeastern Connecticut Company | 528 | CT | NEW | NPCC |  | 22 | 2 | NAICS-22 Non-Cogen | ST | MSB | MLG | ISNE | 985141 | 47499.278 | 2022
municipal solid waste | TRUE | 10646 | N | . | Covanta Southeastern Connecticut Company | Covanta Southeastern Connecticut Company | 528 | CT | NEW | NPCC |  | 22 | 2 | NAICS-22 Non-Cogen | ST | MSN | OTH | ISNE | 1204051 | 58054.089 | 2022
natural gas peaker | TRUE | 10649 | Y | . | Bear Mountain Limited | WCAC Operating Company | 60662 | CA | PACC | WECC |  | 22 | 3 | NAICS-22 Cogen | GT | NG | NG | CISO | 743304 | 94671 | 2022
natural gas peaker | TRUE | 10650 | Y | . | Badger Creek Limited | WCAC Operating Company | 60662 | CA | PACC | WECC |  | 22 | 3 | NAICS-22 Cogen | GT | NG | NG | CISO | 261642 | 33473 | 2022
natural gas steam turbine | TRUE | 10652 | Y | . | Burney Forest Products | Burney Forest Products, A Joint Venture | 62970 | CA | PACC | WECC |  | 22 | 3 | NAICS-22 Cogen | ST | NG | NG | CISO | 95449 | 6311.076 | 2022
biomass | TRUE | 10652 | Y | . | Burney Forest Products | Burney Forest Products, A Joint Venture | 62970 | CA | PACC | WECC |  | 22 | 3 | NAICS-22 Cogen | ST | WDS | WWW | CISO | 3240108 | 215584.92 | 2022
hydro | FALSE | 10656 | N | . | French Paper Hydro | French Paper Co | 6789 | MI | ENC | RFC |  | 322122 | 6 | Industrial NAICS Non-Cogen | HY | WAT | HYC | PJM | 14740 | 4320 | 2022
petroleum | FALSE | 10661 | Y | . | Collins Pine Project | Collins Pine Co | 3953 | CA | PACC | WECC |  | 321 | 7 | Industrial NAICS Cogen | ST | DFO | DFO | CISO | 0 | 0 | 2022
biomass | FALSE | 10661 | Y | . | Collins Pine Project | Collins Pine Co | 3953 | CA | PACC | WECC |  | 321 | 7 | Industrial NAICS Cogen | ST | WDS | WWW | CISO | 121565 | 24144 | 2022
hard coal | TRUE | 10671 | N | . | River Valley | Oklahoma Gas & Electric Co | 14063 | OK | WSC | MRO |  | 22 | 1 | Electric Utility | ST | BIT | COL | SWPP | 331839 | 27937.399 | 2022
natural gas steam turbine | TRUE | 10671 | N | . | River Valley | Oklahoma Gas & Electric Co | 14063 | OK | WSC | MRO |  | 22 | 1 | Electric Utility | ST | NG | NG | SWPP | 565297 | 46846.144 | 2022
hard coal | TRUE | 10671 | N | . | River Valley | Oklahoma Gas & Electric Co | 14063 | OK | WSC | MRO |  | 22 | 1 | Electric Utility | ST | RC | COL | SWPP | 0 | 0 | 2022
hard coal | TRUE | 10671 | N | . | River Valley | Oklahoma Gas & Electric Co | 14063 | OK | WSC | MRO |  | 22 | 1 | Electric Utility | ST | SUB | COL | SWPP | 7455509 | 627411.12 | 2022
other | TRUE | 10671 | N | . | River Valley | Oklahoma Gas & Electric Co | 14063 | OK | WSC | MRO |  | 22 | 1 | Electric Utility | ST | TDF | OTH | SWPP | 188836 | 14977.342 | 2022
biomass | TRUE | 10671 | N | . | River Valley | Oklahoma Gas & Electric Co | 14063 | OK | WSC | MRO |  | 22 | 1 | Electric Utility | ST | WDS | WWW | SWPP | 0 | 0 | 2022
hard coal | TRUE | 10673 | Y | . | AES Hawaii | AES Hawaii LLC | 177 | HI | PACN |  |  | 22 | 3 | NAICS-22 Cogen | ST | BIT | COL |  | 0 | 0 | 2022
petroleum | TRUE | 10673 | Y | . | AES Hawaii | AES Hawaii LLC | 177 | HI | PACN |  |  | 22 | 3 | NAICS-22 Cogen | ST | DFO | DFO |  | 20612 | 1771.176 | 2022
biomass | TRUE | 10673 | Y | . | AES Hawaii | AES Hawaii LLC | 177 | HI | PACN |  |  | 22 | 3 | NAICS-22 Cogen | ST | OBS | ORW |  | 0 | 0 | 2022
hard coal | TRUE | 10673 | Y | . | AES Hawaii | AES Hawaii LLC | 177 | HI | PACN |  |  | 22 | 3 | NAICS-22 Cogen | ST | SUB | COL |  | 7495982 | 647757.91 | 2022
other | TRUE | 10673 | Y | . | AES Hawaii | AES Hawaii LLC | 177 | HI | PACN |  |  | 22 | 3 | NAICS-22 Cogen | ST | TDF | OTH |  | 1705 | 149.917 | 2022
petroleum | TRUE | 10673 | Y | . | AES Hawaii | AES Hawaii LLC | 177 | HI | PACN |  |  | 22 | 3 | NAICS-22 Cogen | ST | WO | WOO |  | 193695 | 16659.996 | 2022
hard coal | TRUE | 10678 | Y | . | AES Warrior Run Cogeneration Facility | AES WR Ltd Partnership | 35 | MD | SAT | RFC |  | 22 | 3 | NAICS-22 Cogen | ST | BIT | COL | PJM | 11072292 | 1258788.4 | 2022
petroleum | TRUE | 10678 | Y | . | AES Warrior Run Cogeneration Facility | AES WR Ltd Partnership | 35 | MD | SAT | RFC |  | 22 | 3 | NAICS-22 Cogen | ST | DFO | DFO | PJM | 14847 | 1687.596 | 2022
hard coal | TRUE | 10678 | Y | . | AES Warrior Run Cogeneration Facility | AES WR Ltd Partnership | 35 | MD | SAT | RFC |  | 22 | 3 | NAICS-22 Cogen | ST | WC | WOC | PJM | 0 | 0 | 2022
natural gas combined cycle | TRUE | 10682 | N | . | Brush Generation Facility | Colorado Energy Management | 55307 | CO | MTN | WECC |  | 22 | 2 | NAICS-22 Non-Cogen | CA | NG | NG | PSCO | 429369 | 75213 | 2022
natural gas combined cycle | TRUE | 10682 | N | . | Brush Generation Facility | Colorado Energy Management | 55307 | CO | MTN | WECC |  | 22 | 2 | NAICS-22 Non-Cogen | CT | NG | NG | PSCO | 1115170 | 65993 | 2022
natural gas peaker | TRUE | 10682 | N | . | Brush Generation Facility | Colorado Energy Management | 55307 | CO | MTN | WECC |  | 22 | 2 | NAICS-22 Non-Cogen | GT | NG | NG | PSCO | 190985 | 11674 | 2022
hard coal | FALSE | 10684 | Y | . | Argus Cogen Plant | Searles Valley Minerals Operations Inc. | 49968 | CA | PACC | WECC |  | 325188 | 7 | Industrial NAICS Cogen | ST | BIT | COL | CISO | 1121816 | 251564.9 | 2022
natural gas steam turbine | FALSE | 10684 | Y | . | Argus Cogen Plant | Searles Valley Minerals Operations Inc. | 49968 | CA | PACC | WECC |  | 325188 | 7 | Industrial NAICS Cogen | ST | NG | NG | CISO | 150871 | 33107.96 | 2022
hard coal | FALSE | 10684 | Y | . | Argus Cogen Plant | Searles Valley Minerals Operations Inc. | 49968 | CA | PACC | WECC |  | 325188 | 7 | Industrial NAICS Cogen | ST | RC | COL | CISO | 0 | 0 | 2022
hydro | TRUE | 10686 | Y | . | Rapids Energy Center | ALLETE, Inc. | 12647 | MN | WNC | MRO |  | 22 | 1 | Electric Utility | HY | WAT | HYC | MISO | 35737 | 10474 | 2022
natural gas steam turbine | TRUE | 10686 | Y | . | Rapids Energy Center | ALLETE, Inc. | 12647 | MN | WNC | MRO |  | 22 | 1 | Electric Utility | ST | NG | NG | MISO | 192445 | 0 | 2022
hard coal | TRUE | 10686 | Y | . | Rapids Energy Center | ALLETE, Inc. | 12647 | MN | WNC | MRO |  | 22 | 1 | Electric Utility | ST | SUB | COL | MISO | 0 | 0 | 2022
hydro | TRUE | 10687 | N | . | Black River Hydro Associates | Central Rivers Power US, LLC | 64078 | NY | MAT | NPCC |  | 22 | 2 | NAICS-22 Non-Cogen | HY | WAT | HYC | NYIS | 34442 | 10094 | 2022
natural gas peaker | FALSE | 10690 | Y | . | ExxonMobil Baton Rouge Turbine Generator | Exxon Mobil Corp | 6088 | LA | WSC | SERC |  | 325 | 7 | Industrial NAICS Cogen | GT | NG | NG | MISO | 1923160 | 473463 | 2022
natural gas peaker | FALSE | 10692 | Y | . | ExxonMobil Baytown Turbine | Exxon Mobil Refining and Supply Co. | 6091 | TX | WSC | TRE |  | 32512 | 7 | Industrial NAICS Cogen | GT | NG | NG | ERCO | 11952141 | 2437368 | 2022
petroleum | FALSE | 10693 | Y | . | Eastern Correctional Institute | Maryland Environmental Service | 11704 | MD | SAT | RFC |  | 92214 | 5 | Commercial NAICS Cogen | IC | DFO | DFO | PJM | 1106 | 133 | 2022
hard coal | FALSE | 10693 | Y | . | Eastern Correctional Institute | Maryland Environmental Service | 11704 | MD | SAT | RFC |  | 92214 | 5 | Commercial NAICS Cogen | ST | BIT | COL | PJM | 0 | 0 | 2022
petroleum | FALSE | 10693 | Y | . | Eastern Correctional Institute | Maryland Environmental Service | 11704 | MD | SAT | RFC |  | 92214 | 5 | Commercial NAICS Cogen | ST | DFO | DFO | PJM | 1411 | 99.315 | 2022
natural gas steam turbine | FALSE | 10693 | Y | . | Eastern Correctional Institute | Maryland Environmental Service | 11704 | MD | SAT | RFC |  | 92214 | 5 | Commercial NAICS Cogen | ST | NG | NG | PJM | 0 | 0 | 2022
other | FALSE | 10693 | Y | . | Eastern Correctional Institute | Maryland Environmental Service | 11704 | MD | SAT | RFC |  | 92214 | 5 | Commercial NAICS Cogen | ST | PG | WOO | PJM | 0 | 0 | 2022
biomass | FALSE | 10693 | Y | . | Eastern Correctional Institute | Maryland Environmental Service | 11704 | MD | SAT | RFC |  | 92214 | 5 | Commercial NAICS Cogen | ST | WDS | WWW | PJM | 98220 | 6855.685 | 2022
hydro | TRUE | 10694 | N | . | Pepperell Hydro Power Plant | Eagle Creek Renewable Energy, LLC | 57280 | MA | NEW | NPCC |  | 22 | 2 | NAICS-22 Non-Cogen | HY | WAT | HYC | ISNE | 15424 | 4520 | 2022
biomass | FALSE | 10697 | Y | . | St Francisville Mill | Hood Container of Louisiana, LLC | 59867 | LA | WSC | SERC |  | 322122 | 7 | Industrial NAICS Cogen | ST | BLQ | WWW | MISO | 401067 | 69352.078 | 2022
natural gas steam turbine | FALSE | 10697 | Y | . | St Francisville Mill | Hood Container of Louisiana, LLC | 59867 | LA | WSC | SERC |  | 322122 | 7 | Industrial NAICS Cogen | ST | NG | NG | MISO | 293265 | 50710.922 | 2022
hard coal | FALSE | 10699 | Y | . | Georgia-Pacific Consr Prods LP-Naheola | Georgia-Pacific Consr Prods LP-Naheola | 7136 | AL | ESC | SERC |  | 322 | 7 | Industrial NAICS Cogen | ST | BIT | COL | SOCO | 0 | 0 | 2022
biomass | FALSE | 10699 | Y | . | Georgia-Pacific Consr Prods LP-Naheola | Georgia-Pacific Consr Prods LP-Naheola | 7136 | AL | ESC | SERC |  | 322 | 7 | Industrial NAICS Cogen | ST | BLQ | WWW | SOCO | 1598712 | 206334.85 | 2022
petroleum | FALSE | 10699 | Y | . | Georgia-Pacific Consr Prods LP-Naheola | Georgia-Pacific Consr Prods LP-Naheola | 7136 | AL | ESC | SERC |  | 322 | 7 | Industrial NAICS Cogen | ST | DFO | DFO | SOCO | 4195 | 588.839 | 2022
natural gas steam turbine | FALSE | 10699 | Y | . | Georgia-Pacific Consr Prods LP-Naheola | Georgia-Pacific Consr Prods LP-Naheola | 7136 | AL | ESC | SERC |  | 322 | 7 | Industrial NAICS Cogen | ST | NG | NG | SOCO | 279011 | 35314.017 | 2022
petroleum | FALSE | 10699 | Y | . | Georgia-Pacific Consr Prods LP-Naheola | Georgia-Pacific Consr Prods LP-Naheola | 7136 | AL | ESC | SERC |  | 322 | 7 | Industrial NAICS Cogen | ST | RFO | RFO | SOCO | 0 | 0 | 2022
biomass | FALSE | 10699 | Y | . | Georgia-Pacific Consr Prods LP-Naheola | Georgia-Pacific Consr Prods LP-Naheola | 7136 | AL | ESC | SERC |  | 322 | 7 | Industrial NAICS Cogen | ST | WDS | WWW | SOCO | 834330 | 107913.62 | 2022
biomass | FALSE | 10700 | Y | . | Red Shield Envir Old Town Facility | ND Paper, Inc. | 61813 | ME | NEW | NPCC |  | 322 | 7 | Industrial NAICS Cogen | ST | BLQ | WWW | ISNE | 9787 | 2179.889 | 2022
natural gas steam turbine | FALSE | 10700 | Y | . | Red Shield Envir Old Town Facility | ND Paper, Inc. | 61813 | ME | NEW | NPCC |  | 322 | 7 | Industrial NAICS Cogen | ST | NG | NG | ISNE | 48517 | 10806.771 | 2022
petroleum | FALSE | 10700 | Y | . | Red Shield Envir Old Town Facility | ND Paper, Inc. | 61813 | ME | NEW | NPCC |  | 322 | 7 | Industrial NAICS Cogen | ST | RFO | RFO | ISNE | 720 | 160.406 | 2022
biomass | FALSE | 10700 | Y | . | Red Shield Envir Old Town Facility | ND Paper, Inc. | 61813 | ME | NEW | NPCC |  | 322 | 7 | Industrial NAICS Cogen | ST | WDS | WWW | ISNE | 244060 | 54362.934 | 2022
hydro | TRUE | 10706 | N | . | Burney Creek | Snow Mountain Hydro LLC | 17725 | CA | PACC | WECC |  | 22 | 2 | NAICS-22 Non-Cogen | HY | WAT | HYC | CISO | 6824 | 2000 | 2022
hydro | TRUE | 10707 | N | . | Cove Hydroelectric | Snow Mountain Hydro LLC | 17725 | CA | PACC | WECC |  | 22 | 2 | NAICS-22 Non-Cogen | HY | WAT | HYC | CISO | 25089 | 7353 | 2022
hydro | TRUE | 10708 | N | . | Lost Creek I | Snow Mountain Hydro LLC | 17725 | CA | PACC | WECC |  | 22 | 2 | NAICS-22 Non-Cogen | HY | WAT | HYC | CISO | 16682 | 4889 | 2022
hydro | TRUE | 10709 | N | . | Ponderosa Bailey Creek | Snow Mountain Hydro LLC | 17725 | CA | PACC | WECC |  | 22 | 2 | NAICS-22 Non-Cogen | HY | WAT | HYC | CISO | 1271 | 373 | 2022
onshore wind | TRUE | 10718 | N | . | Karen Avenue Wind Farm | San Gorgonio Farms Inc | 16630 | CA | PACC | WECC |  | 22 | 2 | NAICS-22 Non-Cogen | WT | WND | WND | CISO | 87525 | 25652 | 2022
natural gas peaker | FALSE | 10720 | Y | . | Kyocera International Inc.(San Diego) | Kyocera International, Inc | 9948 | CA | PACC | WECC |  | 334 | 7 | Industrial NAICS Cogen | IC | NG | NG | CISO | 120906 | 10693 | 2022
petroleum | TRUE | 10725 | Y | . | Selkirk Cogen | Selkirk Cogen Partners LP | 16909 | NY | MAT | NPCC |  | 22 | 3 | NAICS-22 Cogen | CA | DFO | DFO | NYIS | 0 | 0 | 2022
natural gas combined cycle | TRUE | 10725 | Y | . | Selkirk Cogen | Selkirk Cogen Partners LP | 16909 | NY | MAT | NPCC |  | 22 | 3 | NAICS-22 Cogen | CA | NG | NG | NYIS | 39956 | 91224 | 2022
petroleum | TRUE | 10725 | Y | . | Selkirk Cogen | Selkirk Cogen Partners LP | 16909 | NY | MAT | NPCC |  | 22 | 3 | NAICS-22 Cogen | CT | DFO | DFO | NYIS | 0 | 0 | 2022
natural gas combined cycle | TRUE | 10725 | Y | . | Selkirk Cogen | Selkirk Cogen Partners LP | 16909 | NY | MAT | NPCC |  | 22 | 3 | NAICS-22 Cogen | CT | NG | NG | NYIS | 2608898 | 248022 | 2022
petroleum | TRUE | 10726 | Y | . | Masspower | Masspower | 11741 | MA | NEW | NPCC |  | 22 | 3 | NAICS-22 Cogen | CA | DFO | DFO | ISNE | 0 | 0 | 2022
natural gas combined cycle | TRUE | 10726 | Y | . | Masspower | Masspower | 11741 | MA | NEW | NPCC |  | 22 | 3 | NAICS-22 Cogen | CA | NG | NG | ISNE | 0 | 77968 | 2022
petroleum | TRUE | 10726 | Y | . | Masspower | Masspower | 11741 | MA | NEW | NPCC |  | 22 | 3 | NAICS-22 Cogen | CT | DFO | DFO | ISNE | 0 | 0 | 2022
natural gas combined cycle | TRUE | 10726 | Y | . | Masspower | Masspower | 11741 | MA | NEW | NPCC |  | 22 | 3 | NAICS-22 Cogen | CT | NG | NG | ISNE | 2002512 | 155936 | 2022
hydro | TRUE | 10728 | N | . | Barker Lower | KEI (Maine) Power Management (III) LLC | 56838 | ME | NEW | NPCC |  | 22 | 2 | NAICS-22 Non-Cogen | HY | WAT | HYC | ISNE | 16728 | 4903 | 2022
hydro | TRUE | 10735 | N | . | Barber Dam | Central Rivers Power US, LLC | 64078 | ID | MTN | WECC |  | 22 | 2 | NAICS-22 Non-Cogen | HY | WAT | HYC | IPCO | 13327 | 3906 | 2022
hydro | TRUE | 10737 | N | . | Sprague Hydro | Sprague Hydro LLC | 8353 | OR | PACC | WECC |  | 22 | 2 | NAICS-22 Non-Cogen | HY | WAT | HYC | PACW | 1288 | 377 | 2022
hydro | TRUE | 10740 | N | . | Magic Dam Hydroelectric Project | Wood Hydro, LLC | 62045 | ID | MTN | WECC |  | 22 | 2 | NAICS-22 Non-Cogen | HY | WAT | HYC | IPCO | 0 | 0 | 2022
natural gas combined cycle | TRUE | 10745 | Y | . | Midland Cogeneration Venture | Midland Cogeneration Venture | 12492 | MI | ENC | RFC |  | 22 | 3 | NAICS-22 Cogen | CA | NG | NG | MISO | 2309520 | 1529889.8 | 2022
natural gas combined cycle | TRUE | 10745 | Y | . | Midland Cogeneration Venture | Midland Cogeneration Venture | 12492 | MI | ENC | RFC |  | 22 | 3 | NAICS-22 Cogen | CT | NG | NG | MISO | 54368415 | 5882095.5 | 2022
petroleum | TRUE | 10745 | Y | . | Midland Cogeneration Venture | Midland Cogeneration Venture | 12492 | MI | ENC | RFC |  | 22 | 3 | NAICS-22 Cogen | IC | DFO | DFO | MISO | 0 | 0 | 2022
municipal solid waste | TRUE | 10746 | N | . | Covanta Delaware Valley | Covanta Delaware Valley LP | 570 | PA | MAT | RFC |  | 22 | 2 | NAICS-22 Non-Cogen | ST | MSB | MLG | PJM | 4994163 | 231842.78 | 2022
municipal solid waste | TRUE | 10746 | N | . | Covanta Delaware Valley | Covanta Delaware Valley LP | 570 | PA | MAT | RFC |  | 22 | 2 | NAICS-22 Non-Cogen | ST | MSN | OTH | PJM | 6104087 | 283367.86 | 2022
natural gas steam turbine | TRUE | 10746 | N | . | Covanta Delaware Valley | Covanta Delaware Valley LP | 570 | PA | MAT | RFC |  | 22 | 2 | NAICS-22 Non-Cogen | ST | NG | NG | PJM | 3825 | 155.358 | 2022
biomass | FALSE | 10748 | N | . | Marina Landfill Gas | Monterey Regional Waste Mgmt | 12869 | CA | PACC | WECC |  | 562212 | 4 | Commercial NAICS Non-Cogen | IC | LFG | MLG | CISO | 324586 | 33695 | 2022
petroleum | TRUE | 10751 | N | . | Camden Plant Holdings LLC | Camden Plant Holdings LLC | 63360 | NJ | MAT | RFC |  | 22 | 2 | NAICS-22 Non-Cogen | CA | KER | WOO | PJM | 0 | 0 | 2022
natural gas combined cycle | TRUE | 10751 | N | . | Camden Plant Holdings LLC | Camden Plant Holdings LLC | 63360 | NJ | MAT | RFC |  | 22 | 2 | NAICS-22 Non-Cogen | CA | NG | NG | PJM | 70200 | 31573 | 2022
petroleum | TRUE | 10751 | N | . | Camden Plant Holdings LLC | Camden Plant Holdings LLC | 63360 | NJ | MAT | RFC |  | 22 | 2 | NAICS-22 Non-Cogen | CT | KER | WOO | PJM | 0 | 0 | 2022
natural gas combined cycle | TRUE | 10751 | N | . | Camden Plant Holdings LLC | Camden Plant Holdings LLC | 63360 | NJ | MAT | RFC |  | 22 | 2 | NAICS-22 Non-Cogen | CT | NG | NG | PJM | 900401 | 73673 | 2022
hydro | TRUE | 10752 | N | . | Lachute Hydro Lower | Central Rivers Power US, LLC | 64078 | NY | MAT | NPCC |  | 22 | 2 | NAICS-22 Non-Cogen | HY | WAT | HYC | NYIS | 37923 | 11115 | 2022
hydro | TRUE | 10753 | N | . | Lachute Hydro Upper | Central Rivers Power US, LLC | 64078 | NY | MAT | NPCC |  | 22 | 2 | NAICS-22 Non-Cogen | HY | WAT | HYC | NYIS | 37923 | 11115 | 2022
natural gas combined cycle | TRUE | 10755 | N | . | Rifle Generating Station | Tri-State G & T Assn, Inc | 30151 | CO | MTN | WECC |  | 22 | 1 | Electric Utility | CA | NG | NG | PSCO | 0 | 417 | 2022
natural gas combined cycle | TRUE | 10755 | N | . | Rifle Generating Station | Tri-State G & T Assn, Inc | 30151 | CO | MTN | WECC |  | 22 | 1 | Electric Utility | CT | NG | NG | PSCO | 9413 | 515 | 2022
geothermal | TRUE | 10759 | N | . | Salton Sea Power Gen Co - Unit 3 | CalEnergy Operating Corporation | 49899 | CA | PACC | WECC |  | 22 | 2 | NAICS-22 Non-Cogen | ST | GEO | GEO | IID | 1037681 | 304127 | 2022
natural gas combined cycle | TRUE | 10761 | N | . | Las Vegas Generating Station | Nevada Power Co | 13407 | NV | MTN | WECC |  | 22 | 1 | Electric Utility | CA | NG | NG | NEVP | 0 | 63584 | 2022
natural gas combined cycle | TRUE | 10761 | N | . | Las Vegas Generating Station | Nevada Power Co | 13407 | NV | MTN | WECC |  | 22 | 1 | Electric Utility | CT | NG | NG | NEVP | 2534628 | 221027 | 2022
geothermal | TRUE | 10763 | N | . | Ormesa III | Ormat Nevada Inc | 34691 | CA | PACC | WECC |  | 22 | 2 | NAICS-22 Non-Cogen | BT | GEO | GEO | IID | 243040 | 71231 | 2022
geothermal | TRUE | 10763 | N | . | Ormesa III | Ormat Nevada Inc | 34691 | CA | PACC | WECC |  | 22 | 2 | NAICS-22 Non-Cogen | ST | GEO | GEO | IID | 0 | 0 | 2022
other | TRUE | 10765 | N | . | Indeck Jonesboro Energy Center | Stored Solar J&WE | 62815 | ME | NEW | NPCC |  | 22 | 2 | NAICS-22 Non-Cogen | ST | PG | WOO | ISNE | 5881 | 190.077 | 2022
biomass | TRUE | 10765 | N | . | Indeck Jonesboro Energy Center | Stored Solar J&WE | 62815 | ME | NEW | NPCC |  | 22 | 2 | NAICS-22 Non-Cogen | ST | WDS | WWW | ISNE | 422985 | 18511.923 | 2022
other | TRUE | 10766 | N | . | Indeck West Enfield Energy Center | Stored Solar J&WE | 62815 | ME | NEW | NPCC |  | 22 | 2 | NAICS-22 Non-Cogen | ST | PG | WOO | ISNE | 692 | 32.159 | 2022
biomass | TRUE | 10766 | N | . | Indeck West Enfield Energy Center | Stored Solar J&WE | 62815 | ME | NEW | NPCC |  | 22 | 2 | NAICS-22 Non-Cogen | ST | WDS | WWW | ISNE | 467009 | 22190.841 | 2022
natural gas steam turbine | TRUE | 10767 | N | . | Rio Bravo Fresno | Rio Bravo Fresno | 15986 | CA | PACC | WECC |  | 22 | 2 | NAICS-22 Non-Cogen | ST | NG | NG | CISO | 113048 | 7982.656 | 2022
biomass | TRUE | 10767 | N | . | Rio Bravo Fresno | Rio Bravo Fresno | 15986 | CA | PACC | WECC |  | 22 | 2 | NAICS-22 Non-Cogen | ST | WDS | WWW | CISO | 1887740 | 129912.34 | 2022
hard coal | TRUE | 10771 | N | . | Hopewell Power Station | Virginia Electric & Power Co | 19876 | VA | SAT | SERC |  | 22 | 1 | Electric Utility | ST | BIT | COL | PJM | 0 | 0 | 2022
natural gas steam turbine | TRUE | 10771 | N | . | Hopewell Power Station | Virginia Electric & Power Co | 19876 | VA | SAT | SERC |  | 22 | 1 | Electric Utility | ST | NG | NG | PJM | 0 | 0 | 2022
biomass | TRUE | 10771 | N | . | Hopewell Power Station | Virginia Electric & Power Co | 19876 | VA | SAT | SERC |  | 22 | 1 | Electric Utility | ST | WDS | WWW | PJM | 5874722 | 355646 | 2022
natural gas steam turbine | TRUE | 10772 | N | . | Rio Bravo Rocklin | Rio Bravo Rocklin | 16077 | CA | PACC | WECC |  | 22 | 2 | NAICS-22 Non-Cogen | ST | NG | NG | CISO | 32933 | 1983.399 | 2022
biomass | TRUE | 10772 | N | . | Rio Bravo Rocklin | Rio Bravo Rocklin | 16077 | CA | PACC | WECC |  | 22 | 2 | NAICS-22 Non-Cogen | ST | WDS | WWW | CISO | 2837380 | 170865.6 | 2022
hard coal | TRUE | 10773 | N | . | Altavista Power Station | Virginia Electric & Power Co | 19876 | VA | SAT | SERC |  | 22 | 1 | Electric Utility | ST | BIT | COL | PJM | 0 | 0 | 2022
petroleum | TRUE | 10773 | N | . | Altavista Power Station | Virginia Electric & Power Co | 19876 | VA | SAT | SERC |  | 22 | 1 | Electric Utility | ST | DFO | DFO | PJM | 0 | 0 | 2022
natural gas steam turbine | TRUE | 10773 | N | . | Altavista Power Station | Virginia Electric & Power Co | 19876 | VA | SAT | SERC |  | 22 | 1 | Electric Utility | ST | NG | NG | PJM | 13507 | 820.28 | 2022
biomass | TRUE | 10773 | N | . | Altavista Power Station | Virginia Electric & Power Co | 19876 | VA | SAT | SERC |  | 22 | 1 | Electric Utility | ST | WDS | WWW | PJM | 5517901 | 333282.72 | 2022
hard coal | TRUE | 10774 | N | . | Southampton Power Station | Virginia Electric & Power Co | 19876 | VA | SAT | SERC |  | 22 | 1 | Electric Utility | ST | BIT | COL | PJM | 0 | 0 | 2022
petroleum | TRUE | 10774 | N | . | Southampton Power Station | Virginia Electric & Power Co | 19876 | VA | SAT | SERC |  | 22 | 1 | Electric Utility | ST | DFO | DFO | PJM | 13831 | 811.775 | 2022
petroleum | TRUE | 10774 | N | . | Southampton Power Station | Virginia Electric & Power Co | 19876 | VA | SAT | SERC |  | 22 | 1 | Electric Utility | ST | RFO | RFO | PJM | 0 | 0 | 2022
biomass | TRUE | 10774 | N | . | Southampton Power Station | Virginia Electric & Power Co | 19876 | VA | SAT | SERC |  | 22 | 1 | Electric Utility | ST | WDS | WWW | PJM | 5685450 | 334397.23 | 2022
natural gas peaker | TRUE | 10776 | N | . | E F Oxnard Energy Facility | EF Oxnard, LLC | 5533 | CA | PACC | WECC |  | 22 | 2 | NAICS-22 Non-Cogen | GT | NG | NG | CISO | 39604 | 4027 | 2022
natural gas steam turbine | TRUE | 10777 | N | . | HL Power | HL Power Company | 56866 | CA | PACC | WECC |  | 22 | 2 | NAICS-22 Non-Cogen | ST | NG | NG | CISO | 30648 | 1890.533 | 2022
biomass | TRUE | 10777 | N | . | HL Power | HL Power Company | 56866 | CA | PACC | WECC |  | 22 | 2 | NAICS-22 Non-Cogen | ST | WDS | WWW | CISO | 2639723 | 174986.47 | 2022
hydro | TRUE | 10781 | N | . | Koyle Ranch Hydroelectric Project | Koyle Hydro Inc | 10363 | ID | MTN | WECC |  | 22 | 2 | NAICS-22 Non-Cogen | HY | WAT | HYC | IPCO | 8322 | 2439 | 2022
petroleum | TRUE | 10784 | N | . | Colstrip Energy LP | Colstrip Energy LP | 4217 | MT | MTN | WECC |  | 22 | 2 | NAICS-22 Non-Cogen | ST | DFO | DFO | NWMT | 5268 | 378.893 | 2022
hard coal | TRUE | 10784 | N | . | Colstrip Energy LP | Colstrip Energy LP | 4217 | MT | MTN | WECC |  | 22 | 2 | NAICS-22 Non-Cogen | ST | SUB | COL | NWMT | 0 | 0 | 2022
hard coal | TRUE | 10784 | N | . | Colstrip Energy LP | Colstrip Energy LP | 4217 | MT | MTN | WECC |  | 22 | 2 | NAICS-22 Non-Cogen | ST | WC | WOC | NWMT | 4236203 | 291368.11 | 2022
hydro | TRUE | 10787 | N | . | Piedmont Hydro Power Project | Central Rivers Power US, LLC | 64078 | SC | SAT | SERC |  | 22 | 2 | NAICS-22 Non-Cogen | HY | WAT | HYC | DUK | 1748 | 512 | 2022
natural gas combined cycle | FALSE | 10789 | Y | . | Sabine River Operations | The Dow Chemical Company | 57160 | TX | WSC | SERC |  | 325211 | 7 | Industrial NAICS Cogen | CA | NG | NG | MISO | 1083313 | 531374.7 | 2022
other | FALSE | 10789 | Y | . | Sabine River Operations | The Dow Chemical Company | 57160 | TX | WSC | SERC |  | 325211 | 7 | Industrial NAICS Cogen | CA | OG | OOG | MISO | 37848 | 6958.296 | 2022
natural gas combined cycle | FALSE | 10789 | Y | . | Sabine River Operations | The Dow Chemical Company | 57160 | TX | WSC | SERC |  | 325211 | 7 | Industrial NAICS Cogen | CT | NG | NG | MISO | 14892104 | 2398780 | 2022
other | FALSE | 10789 | Y | . | Sabine River Operations | The Dow Chemical Company | 57160 | TX | WSC | SERC |  | 325211 | 7 | Industrial NAICS Cogen | CT | OG | OOG | MISO | 0 | 0 | 2022
natural gas peaker | FALSE | 10790 | Y | . | Victoria Texas Plant | Invista | 50006 | TX | WSC | TRE |  | 325211 | 7 | Industrial NAICS Cogen | GT | NG | NG | ERCO | 2774445 | 566189 | 2022
hard coal | FALSE | 10795 | Y | . | Camden South Carolina | Invista | 50006 | SC | SAT | SERC |  | 325211 | 7 | Industrial NAICS Cogen | ST | BIT | COL | CPLE | 0 | 0 | 2022
petroleum | FALSE | 10795 | Y | . | Camden South Carolina | Invista | 50006 | SC | SAT | SERC |  | 325211 | 7 | Industrial NAICS Cogen | ST | DFO | DFO | CPLE | 0 | 0 | 2022
natural gas steam turbine | FALSE | 10795 | Y | . | Camden South Carolina | Invista | 50006 | SC | SAT | SERC |  | 325211 | 7 | Industrial NAICS Cogen | ST | NG | NG | CPLE | 0 | 0 | 2022
hydro | TRUE | 10798 | N | . | Fries Hydroelectric Project | Central Rivers Power US, LLC | 64078 | VA | SAT | RFC |  | 22 | 2 | NAICS-22 Non-Cogen | HY | WAT | HYC | PJM | 62730 | 18385 | 2022
hydro | TRUE | 10799 | N | . | Pelzer Upper | Central Rivers Power US, LLC | 64078 | SC | SAT | SERC |  | 22 | 2 | NAICS-22 Non-Cogen | HY | WAT | HYC | DUK | 15348 | 4498 | 2022
hydro | TRUE | 10800 | N | . | Pelzer Lower | Central Rivers Power US, LLC | 64078 | SC | SAT | SERC |  | 22 | 2 | NAICS-22 Non-Cogen | HY | WAT | HYC | DUK | 20820 | 6102 | 2022
hydro | TRUE | 10801 | N | . | Ware Shoals Hydro Project | Central Rivers Power US, LLC | 64078 | SC | SAT | SERC |  | 22 | 2 | NAICS-22 Non-Cogen | HY | WAT | HYC | DUK | 8096 | 2373 | 2022
petroleum | TRUE | 10805 | Y | . | Kenilworth Energy Facility | E F Kenilworth LLC | 5530 | NJ | MAT | RFC |  | 22 | 3 | NAICS-22 Cogen | CA | DFO | DFO | PJM | 0 | 0 | 2022
natural gas combined cycle | TRUE | 10805 | Y | . | Kenilworth Energy Facility | E F Kenilworth LLC | 5530 | NJ | MAT | RFC |  | 22 | 3 | NAICS-22 Cogen | CA | NG | NG | PJM | 0 | 28511.21 | 2022
petroleum | TRUE | 10805 | Y | . | Kenilworth Energy Facility | E F Kenilworth LLC | 5530 | NJ | MAT | RFC |  | 22 | 3 | NAICS-22 Cogen | CT | DFO | DFO | PJM | 0 | 0 | 2022
natural gas combined cycle | TRUE | 10805 | Y | . | Kenilworth Energy Facility | E F Kenilworth LLC | 5530 | NJ | MAT | RFC |  | 22 | 3 | NAICS-22 Cogen | CT | NG | NG | PJM | 1363027 | 138112.48 | 2022
hydro | TRUE | 10806 | N | . | Crystal Springs | Crystal Springs Hydro Elec LP | 3490 | ID | MTN | WECC |  | 22 | 2 | NAICS-22 Non-Cogen | HY | WAT | HYC | IPCO | 25304 | 7416 | 2022
hydro | TRUE | 10807 | N | . | Dietrich Drop | Central Rivers Power US, LLC | 64078 | ID | MTN | WECC |  | 22 | 2 | NAICS-22 Non-Cogen | HY | WAT | HYC | IPCO | 45843 | 13436 | 2022
hydro | TRUE | 10808 | N | . | Low Line Rapids | Central Rivers Power US, LLC | 64078 | ID | MTN | WECC |  | 22 | 2 | NAICS-22 Non-Cogen | HY | WAT | HYC | IPCO | 26788 | 7851 | 2022
hydro | TRUE | 10809 | N | . | Rock Creek II | Hydroland Omega LLC | 63985 | ID | MTN | WECC |  | 22 | 2 | NAICS-22 Non-Cogen | HY | WAT | HYC | IPCO | 11264 | 3301 | 2022
hydro | TRUE | 10817 | N | . | Port Leyden Hydroelectric Project | Empire Hydro Partners | 5811 | NY | MAT | NPCC |  | 22 | 2 | NAICS-22 Non-Cogen | HY | WAT | HYC | NYIS | 15193 | 4453 | 2022
natural gas combined cycle | TRUE | 10819 | Y | . | Ada Cogeneration LP | Ada Cogeneration LLC | 64125 | MI | ENC | RFC |  | 22 | 3 | NAICS-22 Cogen | CA | NG | NG | MISO | 331058 | 66851 | 2022
natural gas combined cycle | TRUE | 10819 | Y | . | Ada Cogeneration LP | Ada Cogeneration LLC | 64125 | MI | ENC | RFC |  | 22 | 3 | NAICS-22 Cogen | CT | NG | NG | MISO | 1580224 | 181069 | 2022
natural gas steam turbine | TRUE | 10822 | N | . | Grayling Generating Station | CMS Generation Operating LLC | 3836 | MI | ENC | RFC |  | 22 | 2 | NAICS-22 Non-Cogen | ST | NG | NG | MISO | 4382 | 307.933 | 2022
other | TRUE | 10822 | N | . | Grayling Generating Station | CMS Generation Operating LLC | 3836 | MI | ENC | RFC |  | 22 | 2 | NAICS-22 Non-Cogen | ST | TDF | OTH | MISO | 183248 | 12244.517 | 2022
biomass | TRUE | 10822 | N | . | Grayling Generating Station | CMS Generation Operating LLC | 3836 | MI | ENC | RFC |  | 22 | 2 | NAICS-22 Non-Cogen | ST | WDS | WWW | MISO | 2995569 | 206618.55 | 2022
petroleum | FALSE | 10823 | Y | . | Deer Island Treatment Plant | Massachusetts Wtr Rauth-Deer I | 11427 | MA | NEW | NPCC |  | 22132 | 5 | Commercial NAICS Cogen | GT | DFO | DFO | ISNE | 2579 | 630.14 | 2022
hydro | FALSE | 10823 | Y | . | Deer Island Treatment Plant | Massachusetts Wtr Rauth-Deer I | 11427 | MA | NEW | NPCC |  | 22132 | 5 | Commercial NAICS Cogen | HY | WAT | HYC | ISNE | 17540 | 5141.07 | 2022
solar pv | FALSE | 10823 | Y | . | Deer Island Treatment Plant | Massachusetts Wtr Rauth-Deer I | 11427 | MA | NEW | NPCC |  | 22132 | 5 | Commercial NAICS Cogen | PV | SUN | SUN | ISNE | 2710 | 793.98 | 2022
petroleum | FALSE | 10823 | Y | . | Deer Island Treatment Plant | Massachusetts Wtr Rauth-Deer I | 11427 | MA | NEW | NPCC |  | 22132 | 5 | Commercial NAICS Cogen | ST | DFO | DFO | ISNE | 9513 | 2298.697 | 2022
biomass | FALSE | 10823 | Y | . | Deer Island Treatment Plant | Massachusetts Wtr Rauth-Deer I | 11427 | MA | NEW | NPCC |  | 22132 | 5 | Commercial NAICS Cogen | ST | OBG | ORW | ISNE | 105171 | 25414.203 | 2022
onshore wind | FALSE | 10823 | Y | . | Deer Island Treatment Plant | Massachusetts Wtr Rauth-Deer I | 11427 | MA | NEW | NPCC |  | 22132 | 5 | Commercial NAICS Cogen | WT | WND | WND | ISNE | 4199 | 1230.57 | 2022
hydro | TRUE | 10824 | N | . | Oakdale Power Station | Massachusetts Water Res Auth | 11426 | MA | NEW | NPCC |  | 22 | 2 | NAICS-22 Non-Cogen | HY | WAT | HYC | ISNE | 46903 | 13747 | 2022
hydro | TRUE | 10825 | N | . | Cosgrove Intake and Power Station | Massachusetts Water Res Auth | 11426 | MA | NEW | NPCC |  | 22 | 2 | NAICS-22 Non-Cogen | HY | WAT | HYC | ISNE | 5259 | 1541 | 2022
natural gas steam turbine | TRUE | 10836 | N | . | Woodland Biomass Power Ltd | DTE Energy Services-Woodland | 54806 | CA | PACC | WECC |  | 22 | 2 | NAICS-22 Non-Cogen | ST | NG | NG | CISO | 11838 | 688.044 | 2022
biomass | TRUE | 10836 | N | . | Woodland Biomass Power Ltd | DTE Energy Services-Woodland | 54806 | CA | PACC | WECC |  | 22 | 2 | NAICS-22 Non-Cogen | ST | WDS | WWW | CISO | 3016848 | 181756.96 | 2022
biomass | TRUE | 10838 | N | . | NE Renewable Springfield, LLC | NE Renewable Springfield, LLC | 65546 | NH | NEW | NPCC |  | 22 | 2 | NAICS-22 Non-Cogen | ST | WDS | WWW | ISNE | 397640 | 23430 | 2022
biomass | TRUE | 10839 | N | . | NE Renewable Whitefield, LLC | NE Renewable Whitefield, LLC | 65544 | NH | NEW | NPCC |  | 22 | 2 | NAICS-22 Non-Cogen | ST | WDS | WWW | ISNE | 165680 | 10220 | 2022
hydro | TRUE | 10848 | N | . | Walden | Hydroland Omega LLC | 63985 | NY | MAT | NPCC |  | 22 | 2 | NAICS-22 Non-Cogen | HY | WAT | HYC | NYIS | 3974 | 1165 | 2022
hydro | FALSE | 10853 | N | . | Center Falls | Hollingworth & Vose Co Center Falls | 8736 | NY | MAT | NPCC |  | 322 | 6 | Industrial NAICS Non-Cogen | HY | WAT | HYC | NYIS | 3360 | 985 | 2022
natural gas steam turbine | FALSE | 10855 | Y | . | Cargill Corn Milling Division | Cargill Inc North America Sweetners | 3106 | IA | WNC | MRO |  | 311 | 7 | Industrial NAICS Cogen | ST | NG | NG | MISO | 500070 | 104150.3 | 2022
hard coal | FALSE | 10855 | Y | . | Cargill Corn Milling Division | Cargill Inc North America Sweetners | 3106 | IA | WNC | MRO |  | 311 | 7 | Industrial NAICS Cogen | ST | SUB | COL | MISO | 0 | 0 | 2022
hard coal | FALSE | 10860 | Y | . | Archer Daniels Midland Clinton | Archer Daniels Midland Co | 772 | IA | WNC | MRO |  | 311 | 7 | Industrial NAICS Cogen | ST | BIT | COL | MISO | 38662 | 5794.479 | 2022
biomass | FALSE | 10860 | Y | . | Archer Daniels Midland Clinton | Archer Daniels Midland Co | 772 | IA | WNC | MRO |  | 311 | 7 | Industrial NAICS Cogen | ST | OBS | ORW | MISO | 470227 | 71088.329 | 2022
petroleum | FALSE | 10860 | Y | . | Archer Daniels Midland Clinton | Archer Daniels Midland Co | 772 | IA | WNC | MRO |  | 311 | 7 | Industrial NAICS Cogen | ST | PC | PC | MISO | 0 | 0 | 2022
hard coal | FALSE | 10860 | Y | . | Archer Daniels Midland Clinton | Archer Daniels Midland Co | 772 | IA | WNC | MRO |  | 311 | 7 | Industrial NAICS Cogen | ST | SUB | COL | MISO | 4622040 | 698628.19 | 2022
other | FALSE | 10860 | Y | . | Archer Daniels Midland Clinton | Archer Daniels Midland Co | 772 | IA | WNC | MRO |  | 311 | 7 | Industrial NAICS Cogen | ST | TDF | OTH | MISO | 0 | 0 | 2022
biomass | FALSE | 10860 | Y | . | Archer Daniels Midland Clinton | Archer Daniels Midland Co | 772 | IA | WNC | MRO |  | 311 | 7 | Industrial NAICS Cogen | ST | WDS | WWW | MISO | 0 | 0 | 2022
natural gas steam turbine | FALSE | 10861 | Y | . | Archer Daniels Midland Des Moines | Archer Daniels Midland Co | 772 | IA | WNC | MRO |  | 311 | 7 | Industrial NAICS Cogen | ST | NG | NG | MISO | 0 | 0 | 2022
hard coal | FALSE | 10861 | Y | . | Archer Daniels Midland Des Moines | Archer Daniels Midland Co | 772 | IA | WNC | MRO |  | 311 | 7 | Industrial NAICS Cogen | ST | SUB | COL | MISO | 153539 | 23532 | 2022
natural gas steam turbine | FALSE | 10862 | Y | . | Archer Daniels Midland Lincoln | Archer Daniels Midland Co | 772 | NE | WNC | MRO |  | 311 | 7 | Industrial NAICS Cogen | ST | NG | NG | SWPP | 0 | 0 | 2022
hard coal | FALSE | 10862 | Y | . | Archer Daniels Midland Lincoln | Archer Daniels Midland Co | 772 | NE | WNC | MRO |  | 311 | 7 | Industrial NAICS Cogen | ST | SUB | COL | SWPP | 181812 | 30432 | 2022
hard coal | FALSE | 10863 | Y | . | Archer Daniels Midland Mankato | Archer Daniels Midland Co | 772 | MN | WNC | MRO |  | 311 | 7 | Industrial NAICS Cogen | ST | SUB | COL | MISO | 90844 | 11568 | 2022
natural gas peaker | FALSE | 10864 | Y | . | Archer Daniels Midland Cedar Rapids | Archer Daniels Midland Co | 772 | IA | WNC | MRO |  | 311 | 7 | Industrial NAICS Cogen | GT | NG | NG | MISO | 702619 | 175037 | 2022
hard coal | FALSE | 10864 | Y | . | Archer Daniels Midland Cedar Rapids | Archer Daniels Midland Co | 772 | IA | WNC | MRO |  | 311 | 7 | Industrial NAICS Cogen | ST | BIT | COL | MISO | 597230 | 113931.57 | 2022
natural gas steam turbine | FALSE | 10864 | Y | . | Archer Daniels Midland Cedar Rapids | Archer Daniels Midland Co | 772 | IA | WNC | MRO |  | 311 | 7 | Industrial NAICS Cogen | ST | NG | NG | MISO | 3357 | 637.727 | 2022
biomass | FALSE | 10864 | Y | . | Archer Daniels Midland Cedar Rapids | Archer Daniels Midland Co | 772 | IA | WNC | MRO |  | 311 | 7 | Industrial NAICS Cogen | ST | SLW | ORW | MISO | 0 | 0 | 2022
hard coal | FALSE | 10864 | Y | . | Archer Daniels Midland Cedar Rapids | Archer Daniels Midland Co | 772 | IA | WNC | MRO |  | 311 | 7 | Industrial NAICS Cogen | ST | SUB | COL | MISO | 3316873 | 634185.7 | 2022
hard coal | FALSE | 10865 | Y | . | Archer Daniels Midland Decatur | Archer Daniels Midland Co | 772 | IL | ENC | SERC |  | 311 | 7 | Industrial NAICS Cogen | ST | BIT | COL | MISO | 5729280 | 993647.99 | 2022
natural gas steam turbine | FALSE | 10865 | Y | . | Archer Daniels Midland Decatur | Archer Daniels Midland Co | 772 | IL | ENC | SERC |  | 311 | 7 | Industrial NAICS Cogen | ST | NG | NG | MISO | 10606 | 1828.837 | 2022
hard coal | FALSE | 10865 | Y | . | Archer Daniels Midland Decatur | Archer Daniels Midland Co | 772 | IL | ENC | SERC |  | 311 | 7 | Industrial NAICS Cogen | ST | SUB | COL | MISO | 737060 | 125627.21 | 2022
other | FALSE | 10865 | Y | . | Archer Daniels Midland Decatur | Archer Daniels Midland Co | 772 | IL | ENC | SERC |  | 311 | 7 | Industrial NAICS Cogen | ST | TDF | OTH | MISO | 574 | 98.964 | 2022
biomass | FALSE | 10865 | Y | . | Archer Daniels Midland Decatur | Archer Daniels Midland Co | 772 | IL | ENC | SERC |  | 311 | 7 | Industrial NAICS Cogen | ST | WDS | WWW | MISO | 0 | 0 | 2022
hard coal | FALSE | 10866 | Y | . | Archer Daniels Midland Peoria | BioUrja Renewables LLC | 64580 | IL | ENC | SERC |  | 311 | 7 | Industrial NAICS Cogen | GT | BIT | COL | MISO | 0 | 0 | 2022
natural gas peaker | FALSE | 10866 | Y | . | Archer Daniels Midland Peoria | BioUrja Renewables LLC | 64580 | IL | ENC | SERC |  | 311 | 7 | Industrial NAICS Cogen | GT | NG | NG | MISO | 172722 | 43029 | 2022
hard coal | FALSE | 10867 | Y | . | Primient Decatur Plant Cogen | Primary Products Ingredients Americas, LLC | 7 | IL | ENC | SERC |  | 311 | 7 | Industrial NAICS Cogen | ST | BIT | COL | MISO | 0 | 0 | 2022
natural gas steam turbine | FALSE | 10867 | Y | . | Primient Decatur Plant Cogen | Primary Products Ingredients Americas, LLC | 7 | IL | ENC | SERC |  | 311 | 7 | Industrial NAICS Cogen | ST | NG | NG | MISO | 1241551 | 283825 | 2022
biomass | TRUE | 10869 | N | . | Biomass One LP | Biomass One LP | 1745 | OR | PACC | WECC |  | 22 | 2 | NAICS-22 Non-Cogen | ST | WDS | WWW | PACW | 3407295 | 193560.95 | 2022
petroleum | TRUE | 10870 | N | . | Hazelton | Hazleton Generation LLC | 56214 | PA | MAT | RFC |  | 22 | 2 | NAICS-22 Non-Cogen | GT | DFO | DFO | PJM | 29853 | 2488.008 | 2022
natural gas peaker | TRUE | 10870 | N | . | Hazelton | Hazleton Generation LLC | 56214 | PA | MAT | RFC |  | 22 | 2 | NAICS-22 Non-Cogen | GT | NG | NG | PJM | 187381 | 15622.992 | 2022
hydro | TRUE | 10872 | N | . | Kings Falls Hydroelectric | Silverstreet Hydro | 56590 | NY | MAT | NPCC |  | 22 | 2 | NAICS-22 Non-Cogen | HY | WAT | HYC | NYIS | 11137 | 3264 | 2022
geothermal | TRUE | 10873 | N | . | Coso Finance Partners | Coso Operating Co LLC | 4397 | CA | PACC | WECC |  | 22 | 2 | NAICS-22 Non-Cogen | ST | GEO | GEO | CISO | 1541035 | 451651 | 2022
geothermal | TRUE | 10874 | N | . | Coso Power Developers | Coso Operating Co LLC | 4397 | CA | PACC | WECC |  | 22 | 2 | NAICS-22 Non-Cogen | ST | GEO | GEO | CISO | 1317100 | 386020 | 2022
geothermal | TRUE | 10875 | N | . | Coso Energy Developers | Coso Operating Co LLC | 4397 | CA | PACC | WECC |  | 22 | 2 | NAICS-22 Non-Cogen | ST | GEO | GEO | CISO | 973901 | 285434 | 2022
geothermal | TRUE | 10878 | N | . | Salton Sea Power Gen Co Unit 1 | CalEnergy Operating Corporation | 49899 | CA | PACC | WECC |  | 22 | 2 | NAICS-22 Non-Cogen | ST | GEO | GEO | IID | 270087 | 79158 | 2022
geothermal | TRUE | 10879 | N | . | Salton Sea Power Gen Co - Unit 2 | CalEnergy Operating Corporation | 49899 | CA | PACC | WECC |  | 22 | 2 | NAICS-22 Non-Cogen | ST | GEO | GEO | IID | 264446 | 77505 | 2022
hydro | TRUE | 10880 | N | . | Bidwell Ditch Project | Mega Renewables | 12239 | CA | PACC | WECC |  | 22 | 2 | NAICS-22 Non-Cogen | HY | WAT | HYC | CISO | 37580 | 11014 | 2022
hydro | TRUE | 10881 | N | . | Roaring Creek Water Power | Shasta Hydroelectric Inc | 16997 | CA | PACC | WECC |  | 22 | 2 | NAICS-22 Non-Cogen | HY | WAT | HYC | CISO | 9158 | 2684 | 2022
hydro | TRUE | 10882 | N | . | Hatchet Creek Project | Mega Renewables | 12239 | CA | PACC | WECC |  | 22 | 2 | NAICS-22 Non-Cogen | HY | WAT | HYC | CISO | 31029 | 9094 | 2022
petroleum | FALSE | 10883 | Y | . | Medical Area Total Energy Plant | MATEP LLC | 12258 | MA | NEW | NPCC |  | 622 | 5 | Commercial NAICS Cogen | GT | DFO | DFO | ISNE | 523 | 109.785 | 2022
natural gas peaker | FALSE | 10883 | Y | . | Medical Area Total Energy Plant | MATEP LLC | 12258 | MA | NEW | NPCC |  | 622 | 5 | Commercial NAICS Cogen | GT | NG | NG | ISNE | 1214744 | 254697.08 | 2022
petroleum | FALSE | 10883 | Y | . | Medical Area Total Energy Plant | MATEP LLC | 12258 | MA | NEW | NPCC |  | 622 | 5 | Commercial NAICS Cogen | IC | DFO | DFO | ISNE | 8021 | 1681.68 | 2022
petroleum | FALSE | 10883 | Y | . | Medical Area Total Energy Plant | MATEP LLC | 12258 | MA | NEW | NPCC |  | 622 | 5 | Commercial NAICS Cogen | ST | DFO | DFO | ISNE | 1727 | 358.484 | 2022
natural gas steam turbine | FALSE | 10883 | Y | . | Medical Area Total Energy Plant | MATEP LLC | 12258 | MA | NEW | NPCC |  | 622 | 5 | Commercial NAICS Cogen | ST | NG | NG | ISNE | 400949 | 83209.926 | 2022
petroleum | FALSE | 10884 | Y | . | Olive View Medical Center | Los Angeles County | 11216 | CA | PACC | WECC |  | 622 | 5 | Commercial NAICS Cogen | GT | DFO | DFO | LDWP | 0 | 0 | 2022
natural gas peaker | FALSE | 10884 | Y | . | Olive View Medical Center | Los Angeles County | 11216 | CA | PACC | WECC |  | 622 | 5 | Commercial NAICS Cogen | GT | NG | NG | LDWP | 47759 | 10576.4 | 2022
hydro | TRUE | 10902 | N | . | Victory Mills | Central Rivers Power US, LLC | 64078 | NY | MAT | NPCC |  | 22 | 2 | NAICS-22 Non-Cogen | HY | WAT | HYC | NYIS | 13536 | 3967 | 2022
hydro | TRUE | 10903 | N | . | Lockport Powerhouse | Metro Wtr Recl Dist Grtr Chi | 3473 | IL | ENC | RFC |  | 22 | 2 | NAICS-22 Non-Cogen | HY | WAT | HYC | PJM | 74487 | 21831 | 2022
petroleum | TRUE | 50002 | Y | . | Pittsfield Generating LP | Pittsfield Generating Company, LP | 15114 | MA | NEW | NPCC |  | 22 | 3 | NAICS-22 Cogen | CA | DFO | DFO | ISNE | 0 | 47.372 | 2022
natural gas combined cycle | TRUE | 50002 | Y | . | Pittsfield Generating LP | Pittsfield Generating Company, LP | 15114 | MA | NEW | NPCC |  | 22 | 3 | NAICS-22 Cogen | CA | NG | NG | ISNE | 0 | 17488.628 | 2022
petroleum | TRUE | 50002 | Y | . | Pittsfield Generating LP | Pittsfield Generating Company, LP | 15114 | MA | NEW | NPCC |  | 22 | 3 | NAICS-22 Cogen | CT | DFO | DFO | ISNE | 1632 | 124.934 | 2022
natural gas combined cycle | TRUE | 50002 | Y | . | Pittsfield Generating LP | Pittsfield Generating Company, LP | 15114 | MA | NEW | NPCC |  | 22 | 3 | NAICS-22 Cogen | CT | NG | NG | ISNE | 532562 | 39135.066 | 2022
natural gas peaker | TRUE | 50003 | Y | . | Chalk Cliff Limited | WCAC Operating Company | 60662 | CA | PACC | WECC |  | 22 | 3 | NAICS-22 Cogen | GT | NG | NG | CISO | 109591 | 12997 | 2022
petroleum | TRUE | 50006 | Y | . | Linden Cogen Plant | EFS Cogen Holdings I LLC | 3890 | NJ | MAT | RFC |  | 22 | 3 | NAICS-22 Cogen | CA | DFO | DFO | NYIS | 0 | 53.35 | 2022
natural gas combined cycle | TRUE | 50006 | Y | . | Linden Cogen Plant | EFS Cogen Holdings I LLC | 3890 | NJ | MAT | RFC |  | 22 | 3 | NAICS-22 Cogen | CA | NG | NG | NYIS | 4982415 | 1281097 | 2022
petroleum | TRUE | 50006 | Y | . | Linden Cogen Plant | EFS Cogen Holdings I LLC | 3890 | NJ | MAT | RFC |  | 22 | 3 | NAICS-22 Cogen | CA | WO | WOO | NYIS | 13246 | 2528.607 | 2022
petroleum | TRUE | 50006 | Y | . | Linden Cogen Plant | EFS Cogen Holdings I LLC | 3890 | NJ | MAT | RFC |  | 22 | 3 | NAICS-22 Cogen | CT | DFO | DFO | NYIS | 1374 | 170.978 | 2022
natural gas combined cycle | TRUE | 50006 | Y | . | Linden Cogen Plant | EFS Cogen Holdings I LLC | 3890 | NJ | MAT | RFC |  | 22 | 3 | NAICS-22 Cogen | CT | NG | NG | NYIS | 26820611 | 3951777 | 2022
petroleum | TRUE | 50006 | Y | . | Linden Cogen Plant | EFS Cogen Holdings I LLC | 3890 | NJ | MAT | RFC |  | 22 | 3 | NAICS-22 Cogen | CT | WO | WOO | NYIS | 44533 | 6898.973 | 2022
hydro | FALSE | 50010 | N | . | Glen Ferris Hydro | Hawks Nest Hydro LLC | 55698 | WV | SAT | RFC |  | 331 | 6 | Industrial NAICS Non-Cogen | HY | WAT | HYC | PJM | 56894 | 16674 | 2022
hydro | FALSE | 50011 | N | . | Hawks Nest Hydro | Hawks Nest Hydro LLC | 55698 | WV | SAT | RFC |  | 331 | 6 | Industrial NAICS Non-Cogen | HY | WAT | HYC | PJM | 1736707 | 509000 | 2022
natural gas peaker | FALSE | 50026 | Y | . | Corpus Refinery | Flint Hills Resources Corpus Christi LLC | 6426 | TX | WSC | TRE |  | 32411 | 7 | Industrial NAICS Cogen | GT | NG | NG | ERCO | 1127804 | 251461 | 2022
natural gas peaker | FALSE | 50028 | Y | . | Plant 31 Paper Mill | Graphic Packaging International | 16064 | LA | WSC | SERC |  | 32213 | 7 | Industrial NAICS Cogen | GT | NG | NG | MISO | 2692895 | 256988.34 | 2022
biomass | FALSE | 50028 | Y | . | Plant 31 Paper Mill | Graphic Packaging International | 16064 | LA | WSC | SERC |  | 32213 | 7 | Industrial NAICS Cogen | ST | BLQ | WWW | MISO | 2274338 | 186271.41 | 2022
natural gas steam turbine | FALSE | 50028 | Y | . | Plant 31 Paper Mill | Graphic Packaging International | 16064 | LA | WSC | SERC |  | 32213 | 7 | Industrial NAICS Cogen | ST | NG | NG | MISO | 1006703 | 82450.416 | 2022
biomass | FALSE | 50028 | Y | . | Plant 31 Paper Mill | Graphic Packaging International | 16064 | LA | WSC | SERC |  | 32213 | 7 | Industrial NAICS Cogen | ST | WDS | WWW | MISO | 960370 | 78655.389 | 2022
hydro | TRUE | 50031 | N | . | Mt Ida Hydroelectric | Clear Energy Capital, LLC | 63840 | NY | MAT | NPCC |  | 22 | 2 | NAICS-22 Non-Cogen | HY | WAT | HYC | NYIS | 17720 | 5194 | 2022
hydro | TRUE | 50034 | N | . | Valley Falls Hydroelectric Facility | Valley Falls Associates | 19774 | NY | MAT | NPCC |  | 22 | 2 | NAICS-22 Non-Cogen | HY | WAT | HYC | NYIS | 19878 | 5826 | 2022
municipal solid waste | FALSE | 50035 | N | . | MMWAC Resource Recovery Facility | Maine Waste to Energy | 22219 | ME | NEW | NPCC |  | 562212 | 4 | Commercial NAICS Non-Cogen | ST | MSB | MLG | ISNE | 325665 | 6292.634 | 2022
municipal solid waste | FALSE | 50035 | N | . | MMWAC Resource Recovery Facility | Maine Waste to Energy | 22219 | ME | NEW | NPCC |  | 562212 | 4 | Commercial NAICS Non-Cogen | ST | MSN | OTH | ISNE | 398033 | 7691.035 | 2022
natural gas steam turbine | FALSE | 50035 | N | . | MMWAC Resource Recovery Facility | Maine Waste to Energy | 22219 | ME | NEW | NPCC |  | 562212 | 4 | Commercial NAICS Non-Cogen | ST | NG | NG | ISNE | 7750 | 146.331 | 2022
hydro | TRUE | 50036 | N | . | New Martinsville Hannibal Hydro | New Martinsville Hannibal Hydro | 4434 | WV | SAT | RFC |  | 22 | 2 | NAICS-22 Non-Cogen | HY | WAT | HYC | PJM | 567123 | 166214 | 2022
hydro | TRUE | 50037 | N | . | Rio Bravo Hydro Project | Olcese Water District | 30347 | CA | PACC | WECC |  | 22 | 2 | NAICS-22 Non-Cogen | HY | WAT | HYC | CISO | 20527 | 6016 | 2022
hard coal | FALSE | 50041 | Y | . | Norton Powerhouse | Saint - Gobain Abrasives Inc | 16544 | MA | NEW | NPCC |  | 327 | 7 | Industrial NAICS Cogen | ST | BIT | COL | ISNE | 0 | 0 | 2022
natural gas steam turbine | FALSE | 50041 | Y | . | Norton Powerhouse | Saint - Gobain Abrasives Inc | 16544 | MA | NEW | NPCC |  | 327 | 7 | Industrial NAICS Cogen | ST | NG | NG | ISNE | 154375 | 17591 | 2022
natural gas combined cycle | FALSE | 50043 | Y | . | Houston Chemical Complex Battleground | Oxy Vinyls LP | 14254 | TX | WSC | TRE |  | 325 | 7 | Industrial NAICS Cogen | CA | NG | NG | ERCO | 1133561 | 474287.94 | 2022
other | FALSE | 50043 | Y | . | Houston Chemical Complex Battleground | Oxy Vinyls LP | 14254 | TX | WSC | TRE |  | 325 | 7 | Industrial NAICS Cogen | CA | OG | OOG | ERCO | 134478 | 24436.065 | 2022
natural gas combined cycle | FALSE | 50043 | Y | . | Houston Chemical Complex Battleground | Oxy Vinyls LP | 14254 | TX | WSC | TRE |  | 325 | 7 | Industrial NAICS Cogen | CT | NG | NG | ERCO | 9720467 | 1437407 | 2022
other | FALSE | 50043 | Y | . | Houston Chemical Complex Battleground | Oxy Vinyls LP | 14254 | TX | WSC | TRE |  | 325 | 7 | Industrial NAICS Cogen | CT | OG | OOG | ERCO | 0 | 0 | 2022
hydro | TRUE | 50047 | N | . | International Paper Jay Hydro | Eagle Creek Renewable Energy, LLC | 57280 | ME | NEW | NPCC |  | 22 | 2 | NAICS-22 Non-Cogen | HY | WAT | HYC | ISNE | 47404 | 13893 | 2022
petroleum | FALSE | 50049 | Y | . | Humboldt Sawmill Company | Mendocino Forest Products | 60153 | CA | PACC | WECC |  | 321 | 7 | Industrial NAICS Cogen | ST | DFO | DFO | CISO | 32459 | 1557.975 | 2022
biomass | FALSE | 50049 | Y | . | Humboldt Sawmill Company | Mendocino Forest Products | 60153 | CA | PACC | WECC |  | 321 | 7 | Industrial NAICS Cogen | ST | WDS | WWW | CISO | 2742827 | 141154.03 | 2022
petroleum | FALSE | 50051 | N | . | Penobscot Energy Recovery | ESOCO Orrington LLC | 6036 | ME | NEW | NPCC |  | 562212 | 4 | Commercial NAICS Non-Cogen | ST | DFO | DFO | ISNE | 15358 | 706.351 | 2022
municipal solid waste | FALSE | 50051 | N | . | Penobscot Energy Recovery | ESOCO Orrington LLC | 6036 | ME | NEW | NPCC |  | 562212 | 4 | Commercial NAICS Non-Cogen | ST | MSB | MLG | ISNE | 551935 | 26110.55 | 2022
municipal solid waste | FALSE | 50051 | N | . | Penobscot Energy Recovery | ESOCO Orrington LLC | 6036 | ME | NEW | NPCC |  | 562212 | 4 | Commercial NAICS Non-Cogen | ST | MSN | OTH | ISNE | 674592 | 31913.099 | 2022
biomass | FALSE | 50051 | N | . | Penobscot Energy Recovery | ESOCO Orrington LLC | 6036 | ME | NEW | NPCC |  | 562212 | 4 | Commercial NAICS Non-Cogen | ST | WDS | WWW | ISNE | 0 | 0 | 2022
natural gas peaker | FALSE | 50054 | Y | . | Rice University | Rice University | 15941 | TX | WSC | TRE |  | 611 | 5 | Commercial NAICS Cogen | GT | NG | NG | ERCO | 100028 | 20398.7 | 2022
natural gas combined cycle | FALSE | 50061 | Y | . | San Diego State University | San Diego State University | 16625 | CA | PACC | WECC |  | 611 | 5 | Commercial NAICS Cogen | CA | NG | NG | CISO | 0 | 483 | 2022
natural gas combined cycle | FALSE | 50061 | Y | . | San Diego State University | San Diego State University | 16625 | CA | PACC | WECC |  | 611 | 5 | Commercial NAICS Cogen | CT | NG | NG | CISO | 429632 | 61478 | 2022
solar pv | FALSE | 50061 | Y | . | San Diego State University | San Diego State University | 16625 | CA | PACC | WECC |  | 611 | 5 | Commercial NAICS Cogen | PV | SUN | SUN | CISO | 5026 | 1473 | 2022
natural gas peaker | FALSE | 50064 | Y | . | Univ of Calif Santa Cruz Cogeneration | Santa Cruz Cogeneration Assoc | 22142 | CA | PACC | WECC |  | 611 | 5 | Commercial NAICS Cogen | GT | NG | NG | CISO | 214760 | 33434 | 2022
geothermal | TRUE | 50066 | N | . | Calistoga Power Plant | Geysers Power Co LLC | 7160 | CA | PACC | WECC |  | 22 | 2 | NAICS-22 Non-Cogen | ST | GEO | GEO | CISO | 1828054 | 535772 | 2022
other | FALSE | 50067 | Y | . | Borger Plant | Sid Richardson Carbon Ltd | 17145 | TX | WSC | MRO |  | 32512 | 7 | Industrial NAICS Cogen | ST | BFG | OOG | SWPP | 81894 | 6177.745 | 2022
natural gas steam turbine | FALSE | 50067 | Y | . | Borger Plant | Sid Richardson Carbon Ltd | 17145 | TX | WSC | MRO |  | 32512 | 7 | Industrial NAICS Cogen | ST | NG | NG | SWPP | 221682 | 12335.255 | 2022
municipal solid waste | FALSE | 50071 | N | . | Palm Beach Renewable Energy Facility 1 | Solid Waste Authority of Palm Beach Co | 17445 | FL | SAT | SERC |  | 562213 | 4 | Commercial NAICS Non-Cogen | ST | MSB | MLG | FPL | 2601441 | 142275.61 | 2022
municipal solid waste | FALSE | 50071 | N | . | Palm Beach Renewable Energy Facility 1 | Solid Waste Authority of Palm Beach Co | 17445 | FL | SAT | SERC |  | 562213 | 4 | Commercial NAICS Non-Cogen | ST | MSN | OTH | FPL | 3179442 | 173886.93 | 2022
natural gas steam turbine | FALSE | 50071 | N | . | Palm Beach Renewable Energy Facility 1 | Solid Waste Authority of Palm Beach Co | 17445 | FL | SAT | SERC |  | 562213 | 4 | Commercial NAICS Non-Cogen | ST | NG | NG | FPL | 17713 | 966.464 | 2022
hydro | TRUE | 50076 | N | . | Santa Felicia Dam | United Water Conservation District | 19532 | CA | PACC | WECC |  | 22 | 2 | NAICS-22 Non-Cogen | HY | WAT | HYC | CISO | 0 | 0 | 2022
hydro | TRUE | 50079 | N | . | Goodyear Lake Plant | Hydroland Omega LLC | 63985 | NY | MAT | NPCC |  | 22 | 2 | NAICS-22 Non-Cogen | HY | WAT | HYC | NYIS | 3948 | 1157 | 2022
hydro | TRUE | 50080 | N | . | Otis Hydro | Eagle Creek Renewable Energy, LLC | 57280 | ME | NEW | NPCC |  | 22 | 2 | NAICS-22 Non-Cogen | HY | WAT | HYC | ISNE | 154130 | 45173 | 2022
hydro | TRUE | 50081 | N | . | International Paper Riley Hydro | Eagle Creek Renewable Energy, LLC | 57280 | ME | NEW | NPCC |  | 22 | 2 | NAICS-22 Non-Cogen | HY | WAT | HYC | ISNE | 74916 | 21957 | 2022
hydro | TRUE | 50082 | N | . | International Paper Livermore Hydro | Eagle Creek Renewable Energy, LLC | 57280 | ME | NEW | NPCC |  | 22 | 2 | NAICS-22 Non-Cogen | HY | WAT | HYC | ISNE | 115660 | 33898 | 2022
petroleum | FALSE | 50087 | Y | . | Univ of Massachusetts Medical Center | University of Massachusetts Medical | 23955 | MA | NEW | NPCC |  | 611 | 5 | Commercial NAICS Cogen | GT | DFO | DFO | ISNE | 2545 | 410.159 | 2022
natural gas peaker | FALSE | 50087 | Y | . | Univ of Massachusetts Medical Center | University of Massachusetts Medical | 23955 | MA | NEW | NPCC |  | 611 | 5 | Commercial NAICS Cogen | GT | NG | NG | ISNE | 301949 | 48672.841 | 2022
natural gas steam turbine | FALSE | 50087 | Y | . | Univ of Massachusetts Medical Center | University of Massachusetts Medical | 23955 | MA | NEW | NPCC |  | 611 | 5 | Commercial NAICS Cogen | ST | NG | NG | ISNE | 240061 | 15677.901 | 2022
petroleum | FALSE | 50087 | Y | . | Univ of Massachusetts Medical Center | University of Massachusetts Medical | 23955 | MA | NEW | NPCC |  | 611 | 5 | Commercial NAICS Cogen | ST | RFO | RFO | ISNE | 14641 | 1101.099 | 2022
hard coal | FALSE | 50088 | Y | . | University of Northern Iowa | University of Northern Iowa | 21223 | IA | WNC | MRO |  | 611 | 5 | Commercial NAICS Cogen | ST | BIT | COL | MISO | 58448 | 7357.443 | 2022
petroleum | FALSE | 50088 | Y | . | University of Northern Iowa | University of Northern Iowa | 21223 | IA | WNC | MRO |  | 611 | 5 | Commercial NAICS Cogen | ST | DFO | DFO | MISO | 212 | 26.315 | 2022
natural gas steam turbine | FALSE | 50088 | Y | . | University of Northern Iowa | University of Northern Iowa | 21223 | IA | WNC | MRO |  | 611 | 5 | Commercial NAICS Cogen | ST | NG | NG | MISO | 14857 | 2017.553 | 2022
petroleum | FALSE | 50088 | Y | . | University of Northern Iowa | University of Northern Iowa | 21223 | IA | WNC | MRO |  | 611 | 5 | Commercial NAICS Cogen | ST | PC | PC | MISO | 80552 | 10115.689 | 2022
natural gas peaker | FALSE | 50089 | Y | . | Univ of San Francisco Cogen | University of San Francisco | 24010 | CA | PACC | WECC |  | 611 | 5 | Commercial NAICS Cogen | IC | NG | NG | CISO | 0 | 0 | 2022
hydro | TRUE | 50091 | N | . | Sheep Creek Hydro | Sheep Creek Hydro Inc | 16990 | WA | PACC | WECC |  | 22 | 2 | NAICS-22 Non-Cogen | HY | WAT | HYC | AVA | 26645 | 7809 | 2022
hydro | TRUE | 50093 | N | . | Chateaugay High Falls Hydro | Hydroland Omega LLC | 63985 | NY | MAT | NPCC |  | 22 | 2 | NAICS-22 Non-Cogen | HY | WAT | HYC | NYIS | 8720 | 2556 | 2022
petroleum | FALSE | 50094 | Y | . | Vicinity Energy Trenton, L.P. | Vicinity Energy Trenton, L.P. | 19148 | NJ | MAT | RFC |  | 22133 | 5 | Commercial NAICS Cogen | IC | DFO | DFO | PJM | 75 | 0.683 | 2022
natural gas peaker | FALSE | 50094 | Y | . | Vicinity Energy Trenton, L.P. | Vicinity Energy Trenton, L.P. | 19148 | NJ | MAT | RFC |  | 22133 | 5 | Commercial NAICS Cogen | IC | NG | NG | PJM | 481 | 37.317 | 2022
biomass | TRUE | 50099 | Y | . | Tamarack Energy Partnership | Tamarack Energy | 18461 | ID | MTN | WECC |  | 22 | 3 | NAICS-22 Cogen | ST | WDS | WWW | IPCO | 94008 | 13747 | 2022
biomass | FALSE | 50101 | Y | . | WestRock (TX) | WestRock (TX) | 12307 | TX | WSC | TRE |  | 322 | 7 | Industrial NAICS Cogen | ST | BLQ | WWW | MISO | 976153 | 203304.76 | 2022
petroleum | FALSE | 50101 | Y | . | WestRock (TX) | WestRock (TX) | 12307 | TX | WSC | TRE |  | 322 | 7 | Industrial NAICS Cogen | ST | DFO | DFO | MISO | 0 | 0 | 2022
natural gas steam turbine | FALSE | 50101 | Y | . | WestRock (TX) | WestRock (TX) | 12307 | TX | WSC | TRE |  | 322 | 7 | Industrial NAICS Cogen | ST | NG | NG | MISO | 294946 | 61428.781 | 2022
biomass | FALSE | 50101 | Y | . | WestRock (TX) | WestRock (TX) | 12307 | TX | WSC | TRE |  | 322 | 7 | Industrial NAICS Cogen | ST | WDS | WWW | MISO | 471277 | 98153.263 | 2022
hydro | TRUE | 50103 | N | . | China Mill Hydro | New Hampshire Hydro Associates | 13442 | NH | NEW | NPCC |  | 22 | 2 | NAICS-22 Non-Cogen | HY | WAT | HYC | ISNE | 11391 | 3339 | 2022
petroleum | TRUE | 50109 | N | . | Paris Energy Center | Paris Generation LP | 54700 | TX | WSC | TRE |  | 22 | 2 | NAICS-22 Non-Cogen | CA | DFO | DFO | ERCO | 0 | 0 | 2022
natural gas combined cycle | TRUE | 50109 | N | . | Paris Energy Center | Paris Generation LP | 54700 | TX | WSC | TRE |  | 22 | 2 | NAICS-22 Non-Cogen | CA | NG | NG | ERCO | 236328 | 217042 | 2022
petroleum | TRUE | 50109 | N | . | Paris Energy Center | Paris Generation LP | 54700 | TX | WSC | TRE |  | 22 | 2 | NAICS-22 Non-Cogen | CT | DFO | DFO | ERCO | 0 | 0 | 2022
natural gas combined cycle | TRUE | 50109 | N | . | Paris Energy Center | Paris Generation LP | 54700 | TX | WSC | TRE |  | 22 | 2 | NAICS-22 Non-Cogen | CT | NG | NG | ERCO | 5678979 | 449263 | 2022
biomass | FALSE | 50110 | Y | . | Sierra Pacific Burney Facility | Sierra Pacific Industries | 17164 | CA | PACC | WECC |  | 321 | 7 | Industrial NAICS Cogen | ST | WDS | WWW | CISO | 443586 | 92331 | 2022
biomass | FALSE | 50112 | N | . | Sierra Pacific Quincy Facility | Sierra Pacific Industries | 17164 | CA | PACC | WECC |  | 321 | 6 | Industrial NAICS Non-Cogen | ST | WDS | WWW | CISO | 4330818 | 180619 | 2022
natural gas peaker | FALSE | 50115 | Y | . | US Borax | U S Borax Inc | 22669 | CA | PACC | WECC |  | 2123 | 7 | Industrial NAICS Cogen | GT | NG | NG | CISO | 1411149 | 303112 | 2022
petroleum | FALSE | 50118 | Y | . | Hal C Weaver Power Plant | University of Texas at Austin | 19537 | TX | WSC | TRE |  | 611 | 5 | Commercial NAICS Cogen | CA | DFO | DFO | ERCO | 0 | 0 | 2022
natural gas combined cycle | FALSE | 50118 | Y | . | Hal C Weaver Power Plant | University of Texas at Austin | 19537 | TX | WSC | TRE |  | 611 | 5 | Commercial NAICS Cogen | CA | NG | NG | ERCO | 408971 | 99782.93 | 2022
petroleum | FALSE | 50118 | Y | . | Hal C Weaver Power Plant | University of Texas at Austin | 19537 | TX | WSC | TRE |  | 611 | 5 | Commercial NAICS Cogen | CT | DFO | DFO | ERCO | 0 | 0 | 2022
natural gas combined cycle | FALSE | 50118 | Y | . | Hal C Weaver Power Plant | University of Texas at Austin | 19537 | TX | WSC | TRE |  | 611 | 5 | Commercial NAICS Cogen | CT | NG | NG | ERCO | 1034756 | 244985.14 | 2022
natural gas peaker | FALSE | 50119 | Y | . | Phillips 66 Rodeo Refinery | Phillips 66 Company | 4208 | CA | PACC | WECC |  | 32411 | 7 | Industrial NAICS Cogen | GT | NG | NG | CISO | 464026 | 101243.58 | 2022
other | FALSE | 50119 | Y | . | Phillips 66 Rodeo Refinery | Phillips 66 Company | 4208 | CA | PACC | WECC |  | 32411 | 7 | Industrial NAICS Cogen | GT | OG | OOG | CISO | 1229342 | 268171.42 | 2022
natural gas steam turbine | FALSE | 50121 | N | . | Valero Refinery Corpus Christi West | Valero Refining Co | 19685 | TX | WSC | TRE |  | 32411 | 6 | Industrial NAICS Non-Cogen | ST | NG | NG | ERCO | 388917 | 26971.214 | 2022
other | FALSE | 50121 | N | . | Valero Refinery Corpus Christi West | Valero Refining Co | 19685 | TX | WSC | TRE |  | 32411 | 6 | Industrial NAICS Non-Cogen | ST | OG | OOG | ERCO | 868582 | 60235.685 | 2022
petroleum | FALSE | 50121 | N | . | Valero Refinery Corpus Christi West | Valero Refining Co | 19685 | TX | WSC | TRE |  | 32411 | 6 | Industrial NAICS Non-Cogen | ST | PC | PC | ERCO | 923337 | 64033.101 | 2022
other | FALSE | 50121 | N | . | Valero Refinery Corpus Christi West | Valero Refining Co | 19685 | TX | WSC | TRE |  | 32411 | 6 | Industrial NAICS Non-Cogen | ST | WH | OTH | ERCO | 49 | 14.97 | 2022
hydro | TRUE | 50123 | N | . | Normanskill Hydro Project | Watervliet City of | 20148 | NY | MAT | NPCC |  | 22 | 2 | NAICS-22 Non-Cogen | HY | WAT | HYC | NYIS | 4664 | 1367 | 2022
hydro | TRUE | 50126 | N | . | Ottauquechee Hydro | Green Mountain Power Corp | 7601 | VT | NEW | NPCC |  | 22 | 1 | Electric Utility | HY | WAT | HYC | ISNE | 7616 | 2232 | 2022
natural gas combined cycle | TRUE | 50127 | N | . | Signal Hill Generating LLC | Signal Hill Generating LLC | 54777 | TX | WSC | TRE |  | 22 | 2 | NAICS-22 Non-Cogen | CA | NG | NG | ERCO | 0 | 0 | 2022
natural gas combined cycle | TRUE | 50127 | N | . | Signal Hill Generating LLC | Signal Hill Generating LLC | 54777 | TX | WSC | TRE |  | 22 | 2 | NAICS-22 Non-Cogen | CT | NG | NG | ERCO | 72815 | 4771 | 2022
hydro | TRUE | 50129 | N | . | Indian Valley Dam Hydro Project | Yolo County Flood Control WCD | 22079 | CA | PACC | WECC |  | 22 | 2 | NAICS-22 Non-Cogen | HY | WAT | HYC | CISO | 0 | 0 | 2022
natural gas peaker | TRUE | 50134 | Y | . | Sycamore Cogeneration | Sycamore Cogeneration Co | 18390 | CA | PACC | WECC |  | 22 | 3 | NAICS-22 Cogen | GT | NG | NG | CISO | 2900959 | 458808 | 2022
natural gas peaker | FALSE | 50136 | Y | . | South Oaks Hospital | South Oak Hospital | 17460 | NY | MAT | NPCC |  | 622 | 5 | Commercial NAICS Cogen | IC | NG | NG | NYIS | 26121 | 6288 | 2022
biomass | FALSE | 50141 | Y | . | Snider Industries | Snider Industries Inc | 27211 | TX | WSC | MRO |  | 321 | 7 | Industrial NAICS Cogen | ST | WDS | WWW | SWPP | 173831 | 13106 | 2022
hard coal | FALSE | 50146 | Y | . | Imperial Savannah LP | US Sugar Savannah Refinery, LLC | 27131 | GA | SAT | SERC |  | 311 | 7 | Industrial NAICS Cogen | ST | BIT | COL | SOCO | 11095 | 2294.276 | 2022
natural gas steam turbine | FALSE | 50146 | Y | . | Imperial Savannah LP | US Sugar Savannah Refinery, LLC | 27131 | GA | SAT | SERC |  | 311 | 7 | Industrial NAICS Cogen | ST | NG | NG | SOCO | 237290 | 49070.724 | 2022
petroleum | FALSE | 50146 | Y | . | Imperial Savannah LP | US Sugar Savannah Refinery, LLC | 27131 | GA | SAT | SERC |  | 311 | 7 | Industrial NAICS Cogen | ST | RFO | RFO | SOCO | 0 | 0 | 2022
hydro | TRUE | 50147 | N | . | R E Badger Filtration Plant | Santa Fe Irrigation District | 16713 | CA | PACC | WECC |  | 22 | 2 | NAICS-22 Non-Cogen | HY | WAT | HYC | CISO | 0 | 0 | 2022
natural gas combined cycle | FALSE | 50148 | Y | . | Linde Wilmington | Linde Inc | 15320 | CA | PACC | WECC |  | 325 | 7 | Industrial NAICS Cogen | CA | NG | NG | LDWP | 0 | 0 | 2022
natural gas combined cycle | FALSE | 50148 | Y | . | Linde Wilmington | Linde Inc | 15320 | CA | PACC | WECC |  | 325 | 7 | Industrial NAICS Cogen | CT | NG | NG | LDWP | 0 | 0 | 2022
natural gas peaker | FALSE | 50150 | Y | . | Union Carbide Seadrift Cogen | Union Carbide Corp-Seadrift | 19450 | TX | WSC | TRE |  | 325 | 7 | Industrial NAICS Cogen | GT | NG | NG | ERCO | 4368088 | 552028.12 | 2022
natural gas steam turbine | FALSE | 50150 | Y | . | Union Carbide Seadrift Cogen | Union Carbide Corp-Seadrift | 19450 | TX | WSC | TRE |  | 325 | 7 | Industrial NAICS Cogen | ST | NG | NG | ERCO | 851277 | 115226.36 | 2022
other | FALSE | 50150 | Y | . | Union Carbide Seadrift Cogen | Union Carbide Corp-Seadrift | 19450 | TX | WSC | TRE |  | 325 | 7 | Industrial NAICS Cogen | ST | OG | OOG | ERCO | 426011 | 56490.799 | 2022
natural gas combined cycle | FALSE | 50152 | Y | . | Dow St Charles Operations | Dow Chemical Co - St Charles | 5352 | LA | WSC | SERC |  | 325 | 7 | Industrial NAICS Cogen | CA | NG | NG | MISO | 903511 | 261923.7 | 2022
other | FALSE | 50152 | Y | . | Dow St Charles Operations | Dow Chemical Co - St Charles | 5352 | LA | WSC | SERC |  | 325 | 7 | Industrial NAICS Cogen | CA | OG | OOG | MISO | 50604 | 10678.303 | 2022
natural gas combined cycle | FALSE | 50152 | Y | . | Dow St Charles Operations | Dow Chemical Co - St Charles | 5352 | LA | WSC | SERC |  | 325 | 7 | Industrial NAICS Cogen | CT | NG | NG | MISO | 8551214 | 1733212 | 2022
other | FALSE | 50152 | Y | . | Dow St Charles Operations | Dow Chemical Co - St Charles | 5352 | LA | WSC | SERC |  | 325 | 7 | Industrial NAICS Cogen | CT | OG | OOG | MISO | 0 | 0 | 2022
natural gas steam turbine | FALSE | 50153 | Y | . | Texas City Plant Union Carbide | Union Carbide Corp-Texas City | 39066 | TX | WSC | TRE |  | 325 | 7 | Industrial NAICS Cogen | ST | NG | NG | ERCO | 0 | 0 | 2022
other | FALSE | 50153 | Y | . | Texas City Plant Union Carbide | Union Carbide Corp-Texas City | 39066 | TX | WSC | TRE |  | 325 | 7 | Industrial NAICS Cogen | ST | PUR | OTH | ERCO | 199968 | 58607 | 2022
hydro | TRUE | 50156 | N | . | Bear Creek | Central Rivers Power US, LLC | 64078 | CA | PACC | WECC |  | 22 | 2 | NAICS-22 Non-Cogen | HY | WAT | HYC | CISO | 5752 | 1686 | 2022
hydro | TRUE | 50166 | N | . | International Paper Woronoco Mill | Eagle Creek Renewable Energy, LLC | 57280 | MA | NEW | NPCC |  | 22 | 2 | NAICS-22 Non-Cogen | HY | WAT | HYC | ISNE | 19418 | 5691 | 2022
natural gas peaker | FALSE | 50169 | Y | . | Wichita Plant | Occidental Chemical Corporation | 13914 | KS | WNC | MRO |  | 325188 | 7 | Industrial NAICS Cogen | GT | NG | NG | SWPP | 979 | 66 | 2022
natural gas peaker | FALSE | 50170 | Y | . | Berry Cogen | Berry Petroleum Co | 1569 | CA | PACC | WECC |  | 211 | 7 | Industrial NAICS Cogen | GT | NG | NG | CISO | 1363238 | 269778 | 2022
hydro | TRUE | 50175 | N | . | Emporia | Emporia Hydro Power LP | 56840 | VA | SAT | SERC |  | 22 | 2 | NAICS-22 Non-Cogen | HY | WAT | HYC | PJM | 14715 | 4313 | 2022
hydro | TRUE | 50176 | N | . | Union Falls | Union Falls Hydro Power LP | 56842 | NY | MAT | NPCC |  | 22 | 2 | NAICS-22 Non-Cogen | HY | WAT | HYC | NYIS | 38702 | 11343 | 2022
hydro | TRUE | 50177 | N | . | Blackstone/Tupperware | Blackstone Hydro Inc. | 56844 | RI | NEW | NPCC |  | 22 | 2 | NAICS-22 Non-Cogen | HY | WAT | HYC | ISNE | 10608 | 3109 | 2022
hydro | TRUE | 50178 | N | . | Halifax | Banister Hydro LP | 56843 | VA | SAT | SERC |  | 22 | 2 | NAICS-22 Non-Cogen | HY | WAT | HYC | PJM | 4761 | 1395 | 2022
hydro | TRUE | 50179 | N | . | Box Canyon Dam | Siskiyou Power Authority | 58896 | CA | PACC | WECC |  | 22 | 2 | NAICS-22 Non-Cogen | HY | WAT | HYC | PACW | 20906 | 6127 | 2022
hydro | TRUE | 50180 | N | . | Olsen | Olsen Power Partners | 60821 | CA | PACC | WECC |  | 22 | 2 | NAICS-22 Non-Cogen | HY | WAT | HYC | CISO | 20899 | 6126 | 2022
hard coal | FALSE | 50184 | Y | . | Columbus MS | International Paper Columbus Mill | 20492 | MS | ESC | SERC |  | 322 | 7 | Industrial NAICS Cogen | ST | BIT | COL | TVA | 0 | 0 | 2022
biomass | FALSE | 50184 | Y | . | Columbus MS | International Paper Columbus Mill | 20492 | MS | ESC | SERC |  | 322 | 7 | Industrial NAICS Cogen | ST | BLQ | WWW | TVA | 1569239 | 372533.55 | 2022
petroleum | FALSE | 50184 | Y | . | Columbus MS | International Paper Columbus Mill | 20492 | MS | ESC | SERC |  | 322 | 7 | Industrial NAICS Cogen | ST | DFO | DFO | TVA | 12809 | 3040.923 | 2022
natural gas steam turbine | FALSE | 50184 | Y | . | Columbus MS | International Paper Columbus Mill | 20492 | MS | ESC | SERC |  | 322 | 7 | Industrial NAICS Cogen | ST | NG | NG | TVA | 147173 | 34938.551 | 2022
biomass | FALSE | 50184 | Y | . | Columbus MS | International Paper Columbus Mill | 20492 | MS | ESC | SERC |  | 322 | 7 | Industrial NAICS Cogen | ST | WDS | WWW | TVA | 451274 | 107130.97 | 2022
hard coal | FALSE | 50185 | Y | . | Cosmo Specialty Fibers Plant | Cosmo Specialty Fibers | 20547 | WA | PACC | WECC |  | 322 | 7 | Industrial NAICS Cogen | ST | BIT | COL | BPAT | 0 | 0 | 2022
petroleum | FALSE | 50185 | Y | . | Cosmo Specialty Fibers Plant | Cosmo Specialty Fibers | 20547 | WA | PACC | WECC |  | 322 | 7 | Industrial NAICS Cogen | ST | PC | PC | BPAT | 0 | 0 | 2022
petroleum | FALSE | 50185 | Y | . | Cosmo Specialty Fibers Plant | Cosmo Specialty Fibers | 20547 | WA | PACC | WECC |  | 322 | 7 | Industrial NAICS Cogen | ST | RFO | RFO | BPAT | 57692 | 12681.563 | 2022
hard coal | FALSE | 50185 | Y | . | Cosmo Specialty Fibers Plant | Cosmo Specialty Fibers | 20547 | WA | PACC | WECC |  | 322 | 7 | Industrial NAICS Cogen | ST | SUB | COL | BPAT | 0 | 0 | 2022
biomass | FALSE | 50185 | Y | . | Cosmo Specialty Fibers Plant | Cosmo Specialty Fibers | 20547 | WA | PACC | WECC |  | 322 | 7 | Industrial NAICS Cogen | ST | WDL | WWW | BPAT | 324137 | 71249.259 | 2022
biomass | FALSE | 50185 | Y | . | Cosmo Specialty Fibers Plant | Cosmo Specialty Fibers | 20547 | WA | PACC | WECC |  | 322 | 7 | Industrial NAICS Cogen | ST | WDS | WWW | BPAT | 71416 | 15698.178 | 2022
petroleum | FALSE | 50185 | Y | . | Cosmo Specialty Fibers Plant | Cosmo Specialty Fibers | 20547 | WA | PACC | WECC |  | 322 | 7 | Industrial NAICS Cogen | ST | WO | WOO | BPAT | 0 | 0 | 2022
biomass | FALSE | 50187 | Y | . | Nippon Dynawave Packaging Longview WA | Nippon Dynawave Packaging Co. | 60561 | WA | PACC | WECC |  | 322122 | 7 | Industrial NAICS Cogen | ST | BLQ | WWW | BPAT | 617442 | 121366.3 | 2022
petroleum | FALSE | 50187 | Y | . | Nippon Dynawave Packaging Longview WA | Nippon Dynawave Packaging Co. | 60561 | WA | PACC | WECC |  | 322122 | 7 | Industrial NAICS Cogen | ST | DFO | DFO | BPAT | 0 | 0 | 2022
natural gas steam turbine | FALSE | 50187 | Y | . | Nippon Dynawave Packaging Longview WA | Nippon Dynawave Packaging Co. | 60561 | WA | PACC | WECC |  | 322122 | 7 | Industrial NAICS Cogen | ST | NG | NG | BPAT | 209216 | 41124.122 | 2022
petroleum | FALSE | 50187 | Y | . | Nippon Dynawave Packaging Longview WA | Nippon Dynawave Packaging Co. | 60561 | WA | PACC | WECC |  | 322122 | 7 | Industrial NAICS Cogen | ST | RFO | RFO | BPAT | 8319 | 1635.349 | 2022
biomass | FALSE | 50187 | Y | . | Nippon Dynawave Packaging Longview WA | Nippon Dynawave Packaging Co. | 60561 | WA | PACC | WECC |  | 322122 | 7 | Industrial NAICS Cogen | ST | SLW | ORW | BPAT | 41356 | 8129.032 | 2022
hard coal | FALSE | 50187 | Y | . | Nippon Dynawave Packaging Longview WA | Nippon Dynawave Packaging Co. | 60561 | WA | PACC | WECC |  | 322122 | 7 | Industrial NAICS Cogen | ST | SUB | COL | BPAT | 102603 | 20167.903 | 2022
biomass | FALSE | 50187 | Y | . | Nippon Dynawave Packaging Longview WA | Nippon Dynawave Packaging Co. | 60561 | WA | PACC | WECC |  | 322122 | 7 | Industrial NAICS Cogen | ST | WDS | WWW | BPAT | 197753 | 38871.165 | 2022
biomass | FALSE | 50188 | Y | . | International Paper Co. - New Bern Mill | International Paper Co. - New Bern Mill | 20511 | NC | SAT | SERC |  | 322 | 7 | Industrial NAICS Cogen | ST | BLQ | WWW | CPLE | 856025 | 175274.31 | 2022
petroleum | FALSE | 50188 | Y | . | International Paper Co. - New Bern Mill | International Paper Co. - New Bern Mill | 20511 | NC | SAT | SERC |  | 322 | 7 | Industrial NAICS Cogen | ST | DFO | DFO | CPLE | 0 | 0 | 2022
natural gas steam turbine | FALSE | 50188 | Y | . | International Paper Co. - New Bern Mill | International Paper Co. - New Bern Mill | 20511 | NC | SAT | SERC |  | 322 | 7 | Industrial NAICS Cogen | ST | NG | NG | CPLE | 135411 | 27725.523 | 2022
biomass | FALSE | 50188 | Y | . | International Paper Co. - New Bern Mill | International Paper Co. - New Bern Mill | 20511 | NC | SAT | SERC |  | 322 | 7 | Industrial NAICS Cogen | ST | OBG | ORW | CPLE | 0 | 0 | 2022
petroleum | FALSE | 50188 | Y | . | International Paper Co. - New Bern Mill | International Paper Co. - New Bern Mill | 20511 | NC | SAT | SERC |  | 322 | 7 | Industrial NAICS Cogen | ST | RFO | RFO | CPLE | 0 | 0 | 2022
hard coal | FALSE | 50189 | Y | . | Domtar Paper Co LLC Plymouth NC | Domtar Paper Company LLC | 55903 | NC | SAT | SERC |  | 322 | 7 | Industrial NAICS Cogen | ST | BIT | COL | PJM | 0 | 0 | 2022
biomass | FALSE | 50189 | Y | . | Domtar Paper Co LLC Plymouth NC | Domtar Paper Company LLC | 55903 | NC | SAT | SERC |  | 322 | 7 | Industrial NAICS Cogen | ST | BLQ | WWW | PJM | 841818 | 176961.37 | 2022
petroleum | FALSE | 50189 | Y | . | Domtar Paper Co LLC Plymouth NC | Domtar Paper Company LLC | 55903 | NC | SAT | SERC |  | 322 | 7 | Industrial NAICS Cogen | ST | DFO | DFO | PJM | 21809 | 4584.603 | 2022
natural gas steam turbine | FALSE | 50189 | Y | . | Domtar Paper Co LLC Plymouth NC | Domtar Paper Company LLC | 55903 | NC | SAT | SERC |  | 322 | 7 | Industrial NAICS Cogen | ST | NG | NG | PJM | 83639 | 17582.341 | 2022
petroleum | FALSE | 50189 | Y | . | Domtar Paper Co LLC Plymouth NC | Domtar Paper Company LLC | 55903 | NC | SAT | SERC |  | 322 | 7 | Industrial NAICS Cogen | ST | RFO | RFO | PJM | 0 | 0 | 2022
biomass | FALSE | 50189 | Y | . | Domtar Paper Co LLC Plymouth NC | Domtar Paper Company LLC | 55903 | NC | SAT | SERC |  | 322 | 7 | Industrial NAICS Cogen | ST | WDS | WWW | PJM | 669161 | 140666.56 | 2022
hydro | FALSE | 50190 | N | . | Domtar Paper Company Rothschild | Domtar Paper Company Rothschild | 55997 | WI | ENC | MRO |  | 322122 | 6 | Industrial NAICS Non-Cogen | HY | WAT | HYC | MISO | 12031 | 3526.38 | 2022
petroleum | FALSE | 50190 | N | . | Domtar Paper Company Rothschild | Domtar Paper Company Rothschild | 55997 | WI | ENC | MRO |  | 322122 | 6 | Industrial NAICS Non-Cogen | ST | DFO | DFO | MISO | 0 | 0 | 2022
natural gas steam turbine | FALSE | 50190 | N | . | Domtar Paper Company Rothschild | Domtar Paper Company Rothschild | 55997 | WI | ENC | MRO |  | 322122 | 6 | Industrial NAICS Non-Cogen | ST | NG | NG | MISO | 0 | 0 | 2022
biomass | FALSE | 50191 | Y | . | IP Springfield Oregon | International Paper Corporation - Springfield | 56289 | OR | PACC | WECC |  | 32213 | 7 | Industrial NAICS Cogen | ST | BLQ | WWW | BPAT | 322770 | 68111.241 | 2022
petroleum | FALSE | 50191 | Y | . | IP Springfield Oregon | International Paper Corporation - Springfield | 56289 | OR | PACC | WECC |  | 32213 | 7 | Industrial NAICS Cogen | ST | DFO | DFO | BPAT | 0 | 0 | 2022
natural gas steam turbine | FALSE | 50191 | Y | . | IP Springfield Oregon | International Paper Corporation - Springfield | 56289 | OR | PACC | WECC |  | 32213 | 7 | Industrial NAICS Cogen | ST | NG | NG | BPAT | 83987 | 17722.759 | 2022
petroleum | FALSE | 50191 | Y | . | IP Springfield Oregon | International Paper Corporation - Springfield | 56289 | OR | PACC | WECC |  | 32213 | 7 | Industrial NAICS Cogen | ST | RFO | RFO | BPAT | 0 | 0 | 2022
hard coal | FALSE | 50192 | Y | . | International Paper Valliant OK | International Paper - Valliant | 56164 | OK | WSC | MRO |  | 32213 | 7 | Industrial NAICS Cogen | ST | ANT | COL | SWPP | 0 | 0 | 2022
biomass | FALSE | 50192 | Y | . | International Paper Valliant OK | International Paper - Valliant | 56164 | OK | WSC | MRO |  | 32213 | 7 | Industrial NAICS Cogen | ST | BLQ | WWW | SWPP | 1651196 | 237129.43 | 2022
petroleum | FALSE | 50192 | Y | . | International Paper Valliant OK | International Paper - Valliant | 56164 | OK | WSC | MRO |  | 32213 | 7 | Industrial NAICS Cogen | ST | DFO | DFO | SWPP | 0 | 0 | 2022
natural gas steam turbine | FALSE | 50192 | Y | . | International Paper Valliant OK | International Paper - Valliant | 56164 | OK | WSC | MRO |  | 32213 | 7 | Industrial NAICS Cogen | ST | NG | NG | SWPP | 928821 | 133388.9 | 2022
biomass | FALSE | 50192 | Y | . | International Paper Valliant OK | International Paper - Valliant | 56164 | OK | WSC | MRO |  | 32213 | 7 | Industrial NAICS Cogen | ST | OBS | ORW | SWPP | 468278 | 67249.673 | 2022
petroleum | FALSE | 50192 | Y | . | International Paper Valliant OK | International Paper - Valliant | 56164 | OK | WSC | MRO |  | 32213 | 7 | Industrial NAICS Cogen | ST | PC | PC | SWPP | 0 | 0 | 2022
petroleum | FALSE | 50192 | Y | . | International Paper Valliant OK | International Paper - Valliant | 56164 | OK | WSC | MRO |  | 32213 | 7 | Industrial NAICS Cogen | ST | RFO | RFO | SWPP | 0 | 0 | 2022
biomass | FALSE | 50192 | Y | . | International Paper Valliant OK | International Paper - Valliant | 56164 | OK | WSC | MRO |  | 32213 | 7 | Industrial NAICS Cogen | ST | WDS | WWW | SWPP | 0 | 0 | 2022
natural gas peaker | FALSE | 50200 | Y | . | B Braun Medical | B Braun Medical Inc | 1058 | CA | PACC | WECC |  | 339 | 7 | Industrial NAICS Cogen | GT | NG | NG | CISO | 171693 | 33533.64 | 2022
biomass | TRUE | 50201 | N | . | Multitrade Rabun Gap, LLC | Multitrade Rabun Gap LLC | 56216 | GA | SAT | SERC |  | 22 | 2 | NAICS-22 Non-Cogen | ST | WDS | WWW | SOCO | 1770839 | 114174 | 2022
natural gas peaker | FALSE | 50203 | Y | . | US Gypsum Oakfield | U S Gypsum Co | 19351 | NY | MAT | NPCC |  | 322 | 7 | Industrial NAICS Cogen | GT | NG | NG | NYIS | 148498 | 27296.92 | 2022
natural gas steam turbine | FALSE | 50205 | N | . | Williams Ignacio Natural Gas Plant | Harvest Midstream Co | 28473 | CO | MTN | WECC |  | 324 | 6 | Industrial NAICS Non-Cogen | ST | NG | NG | WACM | 0 | 0 | 2022
other | FALSE | 50205 | N | . | Williams Ignacio Natural Gas Plant | Harvest Midstream Co | 28473 | CO | MTN | WECC |  | 324 | 6 | Industrial NAICS Non-Cogen | ST | WH | OTH | WACM | 158740 | 46524 | 2022
hydro | TRUE | 50206 | N | . | Vallecito Hydroelectric | Ptarmigan Res & Engy Inc | 27762 | CO | MTN | WECC |  | 22 | 2 | NAICS-22 Non-Cogen | HY | WAT | HYC | WACM | 48857 | 14319 | 2022
biomass | TRUE | 50208 | N | . | NE Renewable Bethlehem, LLC | NE Renewable Bethlehem, LLC | 65548 | NH | NEW | NPCC |  | 22 | 2 | NAICS-22 Non-Cogen | ST | WDS | WWW | ISNE | 0 | 0 | 2022
geothermal | TRUE | 50210 | N | . | Vulcan-BN Geothermal Power Company | CalEnergy Operating Corporation | 49899 | CA | PACC | WECC |  | 22 | 2 | NAICS-22 Non-Cogen | ST | GEO | GEO | IID | 867239 | 254173 | 2022
petroleum | TRUE | 50215 | N | . | York County Resource Recovery | York County Solid W & R Auth | 21128 | PA | MAT | RFC |  | 22 | 2 | NAICS-22 Non-Cogen | ST | DFO | DFO | PJM | 0 | 0 | 2022
municipal solid waste | TRUE | 50215 | N | . | York County Resource Recovery | York County Solid W & R Auth | 21128 | PA | MAT | RFC |  | 22 | 2 | NAICS-22 Non-Cogen | ST | MSB | MLG | PJM | 1888665 | 114683.73 | 2022
municipal solid waste | TRUE | 50215 | N | . | York County Resource Recovery | York County Solid W & R Auth | 21128 | PA | MAT | RFC |  | 22 | 2 | NAICS-22 Non-Cogen | ST | MSN | OTH | PJM | 2308387 | 140170.09 | 2022
natural gas steam turbine | TRUE | 50215 | N | . | York County Resource Recovery | York County Solid W & R Auth | 21128 | PA | MAT | RFC |  | 22 | 2 | NAICS-22 Non-Cogen | ST | NG | NG | PJM | 47247 | 2824.181 | 2022
natural gas combined cycle | FALSE | 50216 | Y | . | Watson Cogeneration | ARCO Products Co-Watson | 867 | CA | PACC | WECC |  | 32411 | 7 | Industrial NAICS Cogen | CA | NG | NG | CISO | 474112 | 113985.08 | 2022
other | FALSE | 50216 | Y | . | Watson Cogeneration | ARCO Products Co-Watson | 867 | CA | PACC | WECC |  | 32411 | 7 | Industrial NAICS Cogen | CA | OG | OOG | CISO | 163774 | 29759.729 | 2022
petroleum | FALSE | 50216 | Y | . | Watson Cogeneration | ARCO Products Co-Watson | 867 | CA | PACC | WECC |  | 32411 | 7 | Industrial NAICS Cogen | CA | WO | WOO | CISO | 0 | 1558.195 | 2022
natural gas combined cycle | FALSE | 50216 | Y | . | Watson Cogeneration | ARCO Products Co-Watson | 867 | CA | PACC | WECC |  | 32411 | 7 | Industrial NAICS Cogen | CT | NG | NG | CISO | 11074728 | 1984573 | 2022
other | FALSE | 50216 | Y | . | Watson Cogeneration | ARCO Products Co-Watson | 867 | CA | PACC | WECC |  | 32411 | 7 | Industrial NAICS Cogen | CT | OG | OOG | CISO | 1963404 | 356773.27 | 2022
petroleum | FALSE | 50216 | Y | . | Watson Cogeneration | ARCO Products Co-Watson | 867 | CA | PACC | WECC |  | 32411 | 7 | Industrial NAICS Cogen | CT | WO | WOO | CISO | 455677 | 81243.689 | 2022
hydro | TRUE | 50218 | N | . | Woodward Power Plant | Turlock Irrigation District | 19281 | CA | PACC | WECC |  | 22 | 2 | NAICS-22 Non-Cogen | HY | WAT | HYC | TIDC | 0 | -26 | 2022
hydro | TRUE | 50219 | N | . | Frankenheimer Power Plant | Turlock Irrigation District | 19281 | CA | PACC | WECC |  | 22 | 2 | NAICS-22 Non-Cogen | HY | WAT | HYC | CISO | 22392 | 6563 | 2022
hydro | TRUE | 50223 | N | . | Nelson Creek | Nelson Creek Power Inc | 13353 | CA | PACC | WECC |  | 22 | 2 | NAICS-22 Non-Cogen | HY | WAT | HYC | CISO | 3115 | 913 | 2022
natural gas peaker | FALSE | 50224 | Y | . | Oxnard Wastewater Treatment Plant | Oxnard City of | 22045 | CA | PACC | WECC |  | 22132 | 5 | Commercial NAICS Cogen | IC | NG | NG | CISO | 9723 | 1168.36 | 2022
biomass | FALSE | 50224 | Y | . | Oxnard Wastewater Treatment Plant | Oxnard City of | 22045 | CA | PACC | WECC |  | 22132 | 5 | Commercial NAICS Cogen | IC | OBG | ORW | CISO | 42589 | 5117.64 | 2022
other | FALSE | 50224 | Y | . | Oxnard Wastewater Treatment Plant | Oxnard City of | 22045 | CA | PACC | WECC |  | 22132 | 5 | Commercial NAICS Cogen | IC | PG | WOO | CISO | 0 | 0 | 2022
municipal solid waste | TRUE | 50225 | N | . | Regional Waste Systems | Ecomaine | 15824 | ME | NEW | NPCC |  | 22 | 2 | NAICS-22 Non-Cogen | ST | MSB | MLG | ISNE | 421396 | 17450.768 | 2022
municipal solid waste | TRUE | 50225 | N | . | Regional Waste Systems | Ecomaine | 15824 | ME | NEW | NPCC |  | 22 | 2 | NAICS-22 Non-Cogen | ST | MSN | OTH | ISNE | 515047 | 21329.087 | 2022
natural gas steam turbine | TRUE | 50225 | N | . | Regional Waste Systems | Ecomaine | 15824 | ME | NEW | NPCC |  | 22 | 2 | NAICS-22 Non-Cogen | ST | NG | NG | ISNE | 15150 | 474.145 | 2022
hydro | TRUE | 50228 | N | . | Rocky Brook Hydroelectric | Rocky Brook Electric Inc | 22614 | WA | PACC | WECC |  | 22 | 2 | NAICS-22 Non-Cogen | HY | WAT | HYC | BPAT | 0 | 0 | 2022
natural gas steam turbine | FALSE | 50229 | Y | . | Texas Petrochemicals | TPC Group, LLC | 18760 | TX | WSC | TRE |  | 32511 | 7 | Industrial NAICS Cogen | ST | NG | NG | ERCO | 888846 | 217697.76 | 2022
other | FALSE | 50229 | Y | . | Texas Petrochemicals | TPC Group, LLC | 18760 | TX | WSC | TRE |  | 32511 | 7 | Industrial NAICS Cogen | ST | OG | OOG | ERCO | 56915 | 13938.243 | 2022
petroleum | FALSE | 50230 | Y | . | Robbins Lumber | Robbins Lumber Inc | 16191 | ME | NEW | NPCC |  | 321 | 7 | Industrial NAICS Cogen | IC | DFO | DFO | ISNE | 795 | 117 | 2022
biomass | FALSE | 50230 | Y | . | Robbins Lumber | Robbins Lumber Inc | 16191 | ME | NEW | NPCC |  | 321 | 7 | Industrial NAICS Cogen | ST | OBS | ORW | ISNE | 0 | 0 | 2022
biomass | FALSE | 50230 | Y | . | Robbins Lumber | Robbins Lumber Inc | 16191 | ME | NEW | NPCC |  | 321 | 7 | Industrial NAICS Cogen | ST | WDS | WWW | ISNE | 0 | 0 | 2022
hydro | TRUE | 50233 | N | . | San Dimas Wash Generating Station | San Gabriel Valley Mun Wtr Dt | 22635 | CA | PACC | WECC |  | 22 | 2 | NAICS-22 Non-Cogen | HY | WAT | HYC | CISO | 0 | 0 | 2022
natural gas peaker | FALSE | 50234 | Y | . | San Antonio Regional Hospital | San Antonio Regional Hospital | 16583 | CA | PACC | WECC |  | 622 | 5 | Commercial NAICS Cogen | IC | NG | NG | CISO | 152884 | 0 | 2022
petroleum | FALSE | 50240 | Y | . | Purdue University | Purdue University | 15526 | IN | ENC | RFC |  | 611 | 5 | Commercial NAICS Cogen | IC | DFO | DFO | MISO | 0 | 0 | 2022
hard coal | FALSE | 50240 | Y | . | Purdue University | Purdue University | 15526 | IN | ENC | RFC |  | 611 | 5 | Commercial NAICS Cogen | ST | BIT | COL | MISO | 260161 | 46316.318 | 2022
petroleum | FALSE | 50240 | Y | . | Purdue University | Purdue University | 15526 | IN | ENC | RFC |  | 611 | 5 | Commercial NAICS Cogen | ST | DFO | DFO | MISO | 0 | 0 | 2022
natural gas steam turbine | FALSE | 50240 | Y | . | Purdue University | Purdue University | 15526 | IN | ENC | RFC |  | 611 | 5 | Commercial NAICS Cogen | ST | NG | NG | MISO | 507174 | 87353.572 | 2022
other | FALSE | 50240 | Y | . | Purdue University | Purdue University | 15526 | IN | ENC | RFC |  | 611 | 5 | Commercial NAICS Cogen | ST | TDF | OTH | MISO | 0 | 0 | 2022
petroleum | FALSE | 50241 | Y | . | Tenet Hospital | Tenet Hospital Ltd | 27378 | TX | WSC | TRE |  | 622 | 5 | Commercial NAICS Cogen | IC | DFO | DFO | EPE | 0 | 0 | 2022
natural gas peaker | FALSE | 50241 | Y | . | Tenet Hospital | Tenet Hospital Ltd | 27378 | TX | WSC | TRE |  | 622 | 5 | Commercial NAICS Cogen | IC | NG | NG | EPE | 0 | 0 | 2022
hard coal | TRUE | 50243 | N | . | Bucksport Generation LLC | Bucksport Generation LLC | 9303 | ME | NEW | NPCC |  | 22 | 2 | NAICS-22 Non-Cogen | GT | BIT | COL | ISNE | 0 | 0 | 2022
petroleum | TRUE | 50243 | N | . | Bucksport Generation LLC | Bucksport Generation LLC | 9303 | ME | NEW | NPCC |  | 22 | 2 | NAICS-22 Non-Cogen | GT | DFO | DFO | ISNE | 26330 | 2097.994 | 2022
natural gas peaker | TRUE | 50243 | N | . | Bucksport Generation LLC | Bucksport Generation LLC | 9303 | ME | NEW | NPCC |  | 22 | 2 | NAICS-22 Non-Cogen | GT | NG | NG | ISNE | 84509 | 6915.006 | 2022
petroleum | TRUE | 50243 | N | . | Bucksport Generation LLC | Bucksport Generation LLC | 9303 | ME | NEW | NPCC |  | 22 | 2 | NAICS-22 Non-Cogen | GT | RFO | RFO | ISNE | 0 | 0 | 2022
hard coal | FALSE | 50244 | Y | . | Canton North Carolina | Blue Ridge Paper Products Inc | 23815 | NC | SAT | SERC |  | 322122 | 7 | Industrial NAICS Cogen | ST | BIT | COL | CPLE | 595764 | 108257.66 | 2022
biomass | FALSE | 50244 | Y | . | Canton North Carolina | Blue Ridge Paper Products Inc | 23815 | NC | SAT | SERC |  | 322122 | 7 | Industrial NAICS Cogen | ST | BLQ | WWW | CPLE | 762101 | 138482.43 | 2022
petroleum | FALSE | 50244 | Y | . | Canton North Carolina | Blue Ridge Paper Products Inc | 23815 | NC | SAT | SERC |  | 322122 | 7 | Industrial NAICS Cogen | ST | DFO | DFO | CPLE | 35607 | 6470.407 | 2022
petroleum | FALSE | 50244 | Y | . | Canton North Carolina | Blue Ridge Paper Products Inc | 23815 | NC | SAT | SERC |  | 322122 | 7 | Industrial NAICS Cogen | ST | KER | WOO | CPLE | 0 | 0 | 2022
natural gas steam turbine | FALSE | 50244 | Y | . | Canton North Carolina | Blue Ridge Paper Products Inc | 23815 | NC | SAT | SERC |  | 322122 | 7 | Industrial NAICS Cogen | ST | NG | NG | CPLE | 298460 | 54233.22 | 2022
other | FALSE | 50244 | Y | . | Canton North Carolina | Blue Ridge Paper Products Inc | 23815 | NC | SAT | SERC |  | 322122 | 7 | Industrial NAICS Cogen | ST | PG | WOO | CPLE | 0 | 0 | 2022
biomass | FALSE | 50244 | Y | . | Canton North Carolina | Blue Ridge Paper Products Inc | 23815 | NC | SAT | SERC |  | 322122 | 7 | Industrial NAICS Cogen | ST | WDS | WWW | CPLE | 25783 | 4685.292 | 2022
hard coal | FALSE | 50250 | Y | . | International Paper Pensacola | International Paper Co-Pensacola | 9401 | FL | SAT | SERC |  | 322122 | 7 | Industrial NAICS Cogen | ST | BIT | COL | SOCO | 0 | 0 | 2022
biomass | FALSE | 50250 | Y | . | International Paper Pensacola | International Paper Co-Pensacola | 9401 | FL | SAT | SERC |  | 322122 | 7 | Industrial NAICS Cogen | ST | BLQ | WWW | SOCO | 1072096 | 242929.87 | 2022
petroleum | FALSE | 50250 | Y | . | International Paper Pensacola | International Paper Co-Pensacola | 9401 | FL | SAT | SERC |  | 322122 | 7 | Industrial NAICS Cogen | ST | DFO | DFO | SOCO | 0 | 0 | 2022
natural gas steam turbine | FALSE | 50250 | Y | . | International Paper Pensacola | International Paper Co-Pensacola | 9401 | FL | SAT | SERC |  | 322122 | 7 | Industrial NAICS Cogen | ST | NG | NG | SOCO | 328487 | 74432.943 | 2022
biomass | FALSE | 50250 | Y | . | International Paper Pensacola | International Paper Co-Pensacola | 9401 | FL | SAT | SERC |  | 322122 | 7 | Industrial NAICS Cogen | ST | WDS | WWW | SOCO | 266716 | 60435.964 | 2022
hard coal | FALSE | 50251 | Y | . | Billerud Quinnesec Mill | Billerud Quinnesec Mill | 56187 | MI | ENC | RFC |  | 322 | 7 | Industrial NAICS Cogen | ST | BIT | COL | MISO | 662 | 96.861 | 2022
biomass | FALSE | 50251 | Y | . | Billerud Quinnesec Mill | Billerud Quinnesec Mill | 56187 | MI | ENC | RFC |  | 322 | 7 | Industrial NAICS Cogen | ST | BLQ | WWW | MISO | 1396343 | 204358.81 | 2022
natural gas steam turbine | FALSE | 50251 | Y | . | Billerud Quinnesec Mill | Billerud Quinnesec Mill | 56187 | MI | ENC | RFC |  | 322 | 7 | Industrial NAICS Cogen | ST | NG | NG | MISO | 121555 | 17790.224 | 2022
biomass | FALSE | 50251 | Y | . | Billerud Quinnesec Mill | Billerud Quinnesec Mill | 56187 | MI | ENC | RFC |  | 322 | 7 | Industrial NAICS Cogen | ST | WDS | WWW | MISO | 620899 | 90870.48 | 2022
hydro | TRUE | 50252 | N | . | Sartell Dam | Eagle Creek Renewable Energy, LLC | 57280 | MN | WNC | MRO |  | 22 | 2 | NAICS-22 Non-Cogen | HY | WAT | HYC | MISO | 102938 | 30169 | 2022
biomass | FALSE | 50254 | Y | . | KapStone Kraft Paper Corp | Westrock Kraft Paper, LLC | 64508 | NC | SAT | SERC |  | 32213 | 7 | Industrial NAICS Cogen | ST | AB | ORW | PJM | 0 | 0 | 2022
hard coal | FALSE | 50254 | Y | . | KapStone Kraft Paper Corp | Westrock Kraft Paper, LLC | 64508 | NC | SAT | SERC |  | 32213 | 7 | Industrial NAICS Cogen | ST | BIT | COL | PJM | 180774 | 38988.203 | 2022
biomass | FALSE | 50254 | Y | . | KapStone Kraft Paper Corp | Westrock Kraft Paper, LLC | 64508 | NC | SAT | SERC |  | 32213 | 7 | Industrial NAICS Cogen | ST | BLQ | WWW | PJM | 563053 | 121435.87 | 2022
petroleum | FALSE | 50254 | Y | . | KapStone Kraft Paper Corp | Westrock Kraft Paper, LLC | 64508 | NC | SAT | SERC |  | 32213 | 7 | Industrial NAICS Cogen | ST | DFO | DFO | PJM | 630 | 136.22 | 2022
natural gas steam turbine | FALSE | 50254 | Y | . | KapStone Kraft Paper Corp | Westrock Kraft Paper, LLC | 64508 | NC | SAT | SERC |  | 32213 | 7 | Industrial NAICS Cogen | ST | NG | NG | PJM | 35082 | 7566.251 | 2022
petroleum | FALSE | 50254 | Y | . | KapStone Kraft Paper Corp | Westrock Kraft Paper, LLC | 64508 | NC | SAT | SERC |  | 32213 | 7 | Industrial NAICS Cogen | ST | RFO | RFO | PJM | 2697 | 581.807 | 2022
biomass | FALSE | 50254 | Y | . | KapStone Kraft Paper Corp | Westrock Kraft Paper, LLC | 64508 | NC | SAT | SERC |  | 32213 | 7 | Industrial NAICS Cogen | ST | WDS | WWW | PJM | 94687 | 20421.582 | 2022
petroleum | FALSE | 50260 | N | . | Beaumont Hospital Dearborn Campus | Beaumont Hospital Dearborn Campus | 13945 | MI | ENC | RFC |  | 622 | 4 | Commercial NAICS Non-Cogen | IC | DFO | DFO | MISO | 721 | 53 | 2022
natural gas peaker | FALSE | 50260 | N | . | Beaumont Hospital Dearborn Campus | Beaumont Hospital Dearborn Campus | 13945 | MI | ENC | RFC |  | 622 | 4 | Commercial NAICS Non-Cogen | IC | NG | NG | MISO | 0 | 0 | 2022
hydro | TRUE | 50261 | N | . | New Lahontan | Truckee-Carson Irrigation District | 40444 | NV | MTN | WECC |  | 22 | 2 | NAICS-22 Non-Cogen | HY | WAT | HYC | NEVP | 35003 | 10259 | 2022
hydro | TRUE | 50267 | N | . | Redlands Water & Power | Redlands Water & Power Company | 15787 | CO | MTN | WECC |  | 22 | 2 | NAICS-22 Non-Cogen | HY | WAT | HYC | PSCO | 22452 | 6580 | 2022
hydro | TRUE | 50268 | N | . | Hewittville Hydroelectric | Erie Boulevard Hydropower LP | 5914 | NY | MAT | NPCC |  | 22 | 2 | NAICS-22 Non-Cogen | HY | WAT | HYC | NYIS | 49767 | 14586 | 2022
hydro | TRUE | 50269 | N | . | Unionville Hydro Project 2499 NY | Erie Boulevard Hydropower LP | 5914 | NY | MAT | NPCC |  | 22 | 2 | NAICS-22 Non-Cogen | HY | WAT | HYC | NYIS | 46664 | 13677 | 2022
petroleum | FALSE | 50273 | N | . | Pioneer Valley Resource Recovery | Community Eco Springfield LLC | 56125 | MA | NEW | NPCC |  | 562212 | 4 | Commercial NAICS Non-Cogen | ST | DFO | DFO | ISNE | 0 | 0 | 2022
municipal solid waste | FALSE | 50273 | N | . | Pioneer Valley Resource Recovery | Community Eco Springfield LLC | 56125 | MA | NEW | NPCC |  | 562212 | 4 | Commercial NAICS Non-Cogen | ST | MSB | MLG | ISNE | 101437 | 2203.945 | 2022
municipal solid waste | FALSE | 50273 | N | . | Pioneer Valley Resource Recovery | Community Eco Springfield LLC | 56125 | MA | NEW | NPCC |  | 562212 | 4 | Commercial NAICS Non-Cogen | ST | MSN | OTH | ISNE | 123988 | 2693.911 | 2022
natural gas steam turbine | FALSE | 50273 | N | . | Pioneer Valley Resource Recovery | Community Eco Springfield LLC | 56125 | MA | NEW | NPCC |  | 562212 | 4 | Commercial NAICS Non-Cogen | ST | NG | NG | ISNE | 6610 | 143.617 | 2022
other | FALSE | 50273 | N | . | Pioneer Valley Resource Recovery | Community Eco Springfield LLC | 56125 | MA | NEW | NPCC |  | 562212 | 4 | Commercial NAICS Non-Cogen | ST | TDF | OTH | ISNE | 648 | 14.079 | 2022
biomass | FALSE | 50273 | N | . | Pioneer Valley Resource Recovery | Community Eco Springfield LLC | 56125 | MA | NEW | NPCC |  | 562212 | 4 | Commercial NAICS Non-Cogen | ST | WDS | WWW | ISNE | 2552 | 55.448 | 2022
natural gas steam turbine | FALSE | 50274 | Y | . | Simplot Leasing Don Plant | Simplot Leasing Corp | 17191 | ID | MTN | WECC |  | 325311 | 7 | Industrial NAICS Cogen | ST | NG | NG | IPCO | 0 | 0 | 2022
other | FALSE | 50274 | Y | . | Simplot Leasing Don Plant | Simplot Leasing Corp | 17191 | ID | MTN | WECC |  | 325311 | 7 | Industrial NAICS Cogen | ST | WH | OTH | IPCO | 172334 | 50508 | 2022
hard coal | FALSE | 50275 | Y | . | Park 500 Philip Morris USA | Philip Morris USA - Park 500 | 14465 | VA | SAT | SERC |  | 312 | 7 | Industrial NAICS Cogen | ST | BIT | COL | PJM | 0 | 0 | 2022
petroleum | FALSE | 50275 | Y | . | Park 500 Philip Morris USA | Philip Morris USA - Park 500 | 14465 | VA | SAT | SERC |  | 312 | 7 | Industrial NAICS Cogen | ST | DFO | DFO | PJM | 0 | 0 | 2022
natural gas steam turbine | FALSE | 50275 | Y | . | Park 500 Philip Morris USA | Philip Morris USA - Park 500 | 14465 | VA | SAT | SERC |  | 312 | 7 | Industrial NAICS Cogen | ST | NG | NG | PJM | 119067 | 10053.382 | 2022
hydro | TRUE | 50278 | N | . | Worumbo Hydro Station | Eagle Creek Renewable Energy, LLC | 57280 | ME | NEW | NPCC |  | 22 | 2 | NAICS-22 Non-Cogen | HY | WAT | HYC | ISNE | 273826 | 80254 | 2022
biomass | TRUE | 50279 | N | . | Archbald Power Station | PEI Power Corp | 22174 | PA | MAT | RFC |  | 22 | 2 | NAICS-22 Non-Cogen | GT | LFG | MLG | PJM | 23634 | 2310.053 | 2022
natural gas peaker | TRUE | 50279 | N | . | Archbald Power Station | PEI Power Corp | 22174 | PA | MAT | RFC |  | 22 | 2 | NAICS-22 Non-Cogen | GT | NG | NG | PJM | 623809 | 61110.947 | 2022
other | TRUE | 50279 | N | . | Archbald Power Station | PEI Power Corp | 22174 | PA | MAT | RFC |  | 22 | 2 | NAICS-22 Non-Cogen | GT | OG | OOG | PJM | 0 | 0 | 2022
biomass | TRUE | 50279 | N | . | Archbald Power Station | PEI Power Corp | 22174 | PA | MAT | RFC |  | 22 | 2 | NAICS-22 Non-Cogen | ST | LFG | MLG | PJM | 763765 | 49884.74 | 2022
natural gas steam turbine | TRUE | 50279 | N | . | Archbald Power Station | PEI Power Corp | 22174 | PA | MAT | RFC |  | 22 | 2 | NAICS-22 Non-Cogen | ST | NG | NG | PJM | 627044 | 40133.26 | 2022
hydro | TRUE | 50280 | N | . | Dahowa Hydro | GR Catalyst Two LLC | 63070 | NY | MAT | NPCC |  | 22 | 2 | NAICS-22 Non-Cogen | HY | WAT | HYC | NYIS | 23728 | 6954 | 2022
onshore wind | TRUE | 50281 | N | . | San Gorgonio Farms Wind Farm | San Gorgonio Farms Inc | 16630 | CA | PACC | WECC |  | 22 | 2 | NAICS-22 Non-Cogen | WT | WND | WND | CISO | 212886 | 62393 | 2022
hydro | TRUE | 50285 | N | . | Lower Village Water Power Project | Sugar River Power LLC | 60832 | NH | NEW | NPCC |  | 22 | 2 | NAICS-22 Non-Cogen | HY | WAT | HYC | ISNE | 11807 | 3461 | 2022
petroleum | FALSE | 50290 | N | . | SEMASS Resource Recovery | SEMASS Partnership | 16929 | MA | NEW | NPCC |  | 562213 | 4 | Commercial NAICS Non-Cogen | ST | DFO | DFO | ISNE | 6513 | 362.16 | 2022
municipal solid waste | FALSE | 50290 | N | . | SEMASS Resource Recovery | SEMASS Partnership | 16929 | MA | NEW | NPCC |  | 562213 | 4 | Commercial NAICS Non-Cogen | ST | MSB | MLG | ISNE | 4726430 | 263096.52 | 2022
municipal solid waste | FALSE | 50290 | N | . | SEMASS Resource Recovery | SEMASS Partnership | 16929 | MA | NEW | NPCC |  | 562213 | 4 | Commercial NAICS Non-Cogen | ST | MSN | OTH | ISNE | 5776852 | 321568.16 | 2022
natural gas steam turbine | FALSE | 50290 | N | . | SEMASS Resource Recovery | SEMASS Partnership | 16929 | MA | NEW | NPCC |  | 562213 | 4 | Commercial NAICS Non-Cogen | ST | NG | NG | ISNE | 94675 | 5244.154 | 2022
petroleum | TRUE | 50292 | N | . | Bethpage Power Plant | Calpine Eastern Corp | 24457 | NY | MAT | NPCC |  | 22 | 2 | NAICS-22 Non-Cogen | CA | DFO | DFO | NYIS | 0 | 0 | 2022
natural gas combined cycle | TRUE | 50292 | N | . | Bethpage Power Plant | Calpine Eastern Corp | 24457 | NY | MAT | NPCC |  | 22 | 2 | NAICS-22 Non-Cogen | CA | NG | NG | NYIS | 32242 | 38203 | 2022
petroleum | TRUE | 50292 | N | . | Bethpage Power Plant | Calpine Eastern Corp | 24457 | NY | MAT | NPCC |  | 22 | 2 | NAICS-22 Non-Cogen | CT | DFO | DFO | NYIS | 0 | 0 | 2022
natural gas combined cycle | TRUE | 50292 | N | . | Bethpage Power Plant | Calpine Eastern Corp | 24457 | NY | MAT | NPCC |  | 22 | 2 | NAICS-22 Non-Cogen | CT | NG | NG | NYIS | 2394455 | 215191 | 2022
natural gas peaker | TRUE | 50292 | N | . | Bethpage Power Plant | Calpine Eastern Corp | 24457 | NY | MAT | NPCC |  | 22 | 2 | NAICS-22 Non-Cogen | GT | NG | NG | NYIS | 1920918 | 185661 | 2022
petroleum | TRUE | 50292 | N | . | Bethpage Power Plant | Calpine Eastern Corp | 24457 | NY | MAT | NPCC |  | 22 | 2 | NAICS-22 Non-Cogen | IC | DFO | DFO | NYIS | 0 | 0 | 2022
biomass | TRUE | 50293 | N | . | Wadham Energy LP | Wadham Energy Ltd Partners | 19946 | CA | PACC | WECC |  | 22 | 2 | NAICS-22 Non-Cogen | ST | AB | ORW | CISO | 2097420 | 144251.68 | 2022
natural gas steam turbine | TRUE | 50293 | N | . | Wadham Energy LP | Wadham Energy Ltd Partners | 19946 | CA | PACC | WECC |  | 22 | 2 | NAICS-22 Non-Cogen | ST | NG | NG | CISO | 4089 | 294.322 | 2022
hard coal | FALSE | 50296 | Y | . | Packaging Corp of America | Packaging Corp of America | 14362 | TN | ESC | SERC |  | 32213 | 7 | Industrial NAICS Cogen | ST | BIT | COL | TVA | 417 | 83.391 | 2022
biomass | FALSE | 50296 | Y | . | Packaging Corp of America | Packaging Corp of America | 14362 | TN | ESC | SERC |  | 32213 | 7 | Industrial NAICS Cogen | ST | BLQ | WWW | TVA | 1269657 | 253712.57 | 2022
petroleum | FALSE | 50296 | Y | . | Packaging Corp of America | Packaging Corp of America | 14362 | TN | ESC | SERC |  | 32213 | 7 | Industrial NAICS Cogen | ST | DFO | DFO | TVA | 10813 | 2160.917 | 2022
natural gas steam turbine | FALSE | 50296 | Y | . | Packaging Corp of America | Packaging Corp of America | 14362 | TN | ESC | SERC |  | 32213 | 7 | Industrial NAICS Cogen | ST | NG | NG | TVA | 306620 | 61271.247 | 2022
other | FALSE | 50296 | Y | . | Packaging Corp of America | Packaging Corp of America | 14362 | TN | ESC | SERC |  | 32213 | 7 | Industrial NAICS Cogen | ST | TDF | OTH | TVA | 14067 | 2810.619 | 2022
biomass | FALSE | 50296 | Y | . | Packaging Corp of America | Packaging Corp of America | 14362 | TN | ESC | SERC |  | 32213 | 7 | Industrial NAICS Cogen | ST | WDS | WWW | TVA | 477325 | 95382.24 | 2022
natural gas peaker | TRUE | 50299 | N | . | AltaGas Ripon Energy Inc. | AltaGas Ripon Energy Inc. | 60134 | CA | PACC | WECC |  | 22 | 2 | NAICS-22 Non-Cogen | GT | NG | NG | CISO | 37738 | 3912 | 2022
other | TRUE | 50300 | N | . | VESI Pomona | VESI Pomona Energy Storage, Inc. | 54736 | CA | PACC | WECC |  | 22 | 2 | NAICS-22 Non-Cogen | BA | MWH | OTH | CISO | 0 | -3792 | 2022
natural gas steam turbine | TRUE | 50300 | N | . | VESI Pomona | VESI Pomona Energy Storage, Inc. | 54736 | CA | PACC | WECC |  | 22 | 2 | NAICS-22 Non-Cogen | ST | NG | NG | CISO | 0 | 0 | 2022
natural gas peaker | FALSE | 50304 | Y | . | Shell Deer Park | Deer Park Refinery Limited Partnership (DPRLP) | 64497 | TX | WSC | TRE |  | 324 | 7 | Industrial NAICS Cogen | GT | NG | NG | ERCO | 12756433 | 1121609.1 | 2022
other | FALSE | 50304 | Y | . | Shell Deer Park | Deer Park Refinery Limited Partnership (DPRLP) | 64497 | TX | WSC | TRE |  | 324 | 7 | Industrial NAICS Cogen | GT | OG | OOG | ERCO | 1557769 | 136966.94 | 2022
other | FALSE | 50304 | Y | . | Shell Deer Park | Deer Park Refinery Limited Partnership (DPRLP) | 64497 | TX | WSC | TRE |  | 324 | 7 | Industrial NAICS Cogen | ST | PUR | OTH | ERCO | 828916 | 242941 | 2022
hard coal | FALSE | 50305 | Y | . | Alpena Cement Plant | Lafarge Corp | 40430 | MI | ENC | RFC |  | 32731 | 7 | Industrial NAICS Cogen | ST | BIT | COL | MISO | 0 | 0 | 2022
natural gas steam turbine | FALSE | 50305 | Y | . | Alpena Cement Plant | Lafarge Corp | 40430 | MI | ENC | RFC |  | 32731 | 7 | Industrial NAICS Cogen | ST | NG | NG | MISO | 205057 | 16944.016 | 2022
biomass | FALSE | 50305 | Y | . | Alpena Cement Plant | Lafarge Corp | 40430 | MI | ENC | RFC |  | 32731 | 7 | Industrial NAICS Cogen | ST | OBL | ORW | MISO | 0 | 0 | 2022
other | FALSE | 50305 | Y | . | Alpena Cement Plant | Lafarge Corp | 40430 | MI | ENC | RFC |  | 32731 | 7 | Industrial NAICS Cogen | ST | OTH | OTH | MISO | 0 | 0 | 2022
petroleum | FALSE | 50305 | Y | . | Alpena Cement Plant | Lafarge Corp | 40430 | MI | ENC | RFC |  | 32731 | 7 | Industrial NAICS Cogen | ST | PC | PC | MISO | 1820714 | 150463.98 | 2022
hard coal | FALSE | 50305 | Y | . | Alpena Cement Plant | Lafarge Corp | 40430 | MI | ENC | RFC |  | 32731 | 7 | Industrial NAICS Cogen | ST | SUB | COL | MISO | 0 | 0 | 2022
biomass | FALSE | 50305 | Y | . | Alpena Cement Plant | Lafarge Corp | 40430 | MI | ENC | RFC |  | 32731 | 7 | Industrial NAICS Cogen | ST | WDS | WWW | MISO | 0 | 0 | 2022
petroleum | FALSE | 50307 | Y | . | University of Oklahoma | University of Oklahoma | 19533 | OK | WSC | MRO |  | 611 | 5 | Commercial NAICS Cogen | IC | DFO | DFO | SWPP | 0 | 0 | 2022
petroleum | FALSE | 50307 | Y | . | University of Oklahoma | University of Oklahoma | 19533 | OK | WSC | MRO |  | 611 | 5 | Commercial NAICS Cogen | IC | RFO | RFO | SWPP | 0 | 0 | 2022
natural gas steam turbine | FALSE | 50307 | Y | . | University of Oklahoma | University of Oklahoma | 19533 | OK | WSC | MRO |  | 611 | 5 | Commercial NAICS Cogen | ST | NG | NG | SWPP | 0 | 0 | 2022
hard coal | TRUE | 50308 | Y | . | Utility Plants Section | Doyon Utilities - Ft. Wainwright | 56389 | AK | PACN |  |  | 22 | 1 | Electric Utility | ST | SUB | COL |  | 595203 | 65722 | 2022
natural gas peaker | FALSE | 50310 | N | . | Standby Generation Plant | Pensacola Christian College | 14762 | FL | SAT | SERC |  | 611 | 4 | Commercial NAICS Non-Cogen | IC | NG | NG | SOCO | 422 | 25 | 2022
hydro | TRUE | 50312 | N | . | Pembroke Hydro | Eagle Creek Renewable Energy, LLC | 57280 | NH | NEW | NPCC |  | 22 | 2 | NAICS-22 Non-Cogen | HY | WAT | HYC | ISNE | 28860 | 8459 | 2022
hydro | TRUE | 50315 | N | . | Chasm Hydro Partnership | Ampersand Chasm Hydro LLC | 24979 | NY | MAT | NPCC |  | 22 | 2 | NAICS-22 Non-Cogen | HY | WAT | HYC | NYIS | 2939 | 862 | 2022
hard coal | FALSE | 50316 | Y | . | Bunge North America East LLC | Bunge North America East LLC | 3283 | IN | ENC | RFC |  | 311 | 7 | Industrial NAICS Cogen | ST | BIT | COL | PJM | 0 | 0 | 2022
petroleum | FALSE | 50316 | Y | . | Bunge North America East LLC | Bunge North America East LLC | 3283 | IN | ENC | RFC |  | 311 | 7 | Industrial NAICS Cogen | ST | DFO | DFO | PJM | 0 | 0 | 2022
natural gas steam turbine | FALSE | 50316 | Y | . | Bunge North America East LLC | Bunge North America East LLC | 3283 | IN | ENC | RFC |  | 311 | 7 | Industrial NAICS Cogen | ST | NG | NG | PJM | 54172 | 10234 | 2022
hydro | TRUE | 50322 | N | . | Site 980 65 | Madera-Chowchilla Power Auth | 26287 | CA | PACC | WECC |  | 22 | 2 | NAICS-22 Non-Cogen | HY | WAT | HYC | CISO | 2418 | 709 | 2022
hydro | TRUE | 50323 | N | . | Marco Ranch | Marco Power Inc | 15286 | ID | MTN | WECC |  | 22 | 2 | NAICS-22 Non-Cogen | HY | WAT | HYC | IPCO | 7538 | 2209 | 2022
hydro | TRUE | 50324 | N | . | Newfound Hydroelectric | Eagle Creek Renewable Energy, LLC | 57280 | NH | NEW | NPCC |  | 22 | 2 | NAICS-22 Non-Cogen | HY | WAT | HYC | ISNE | 14410 | 4223 | 2022
natural gas combined cycle | FALSE | 50326 | Y | . | Nalco | Nalco Co | 14293 | IL | ENC | RFC |  | 561 | 5 | Commercial NAICS Cogen | CA | NG | NG | PJM | 0 | 0 | 2022
natural gas combined cycle | FALSE | 50326 | Y | . | Nalco | Nalco Co | 14293 | IL | ENC | RFC |  | 561 | 5 | Commercial NAICS Cogen | CT | NG | NG | PJM | 73681 | 14037 | 2022
hydro | TRUE | 50328 | N | . | Byllesby | Dakota County, MN | 64843 | MN | WNC | MRO |  | 22 | 1 | Electric Utility | HY | WAT | HYC | MISO | 0 | 0 | 2022
natural gas peaker | FALSE | 50329 | Y | . | West Point Treatment Plant | King County Dept-Natural Res | 10004 | WA | PACC | WECC |  | 22132 | 5 | Commercial NAICS Cogen | IC | NG | NG | SCL | 0 | 0 | 2022
biomass | FALSE | 50329 | Y | . | West Point Treatment Plant | King County Dept-Natural Res | 10004 | WA | PACC | WECC |  | 22132 | 5 | Commercial NAICS Cogen | IC | OBG | ORW | SCL | 62576 | 10165 | 2022
hydro | FALSE | 50333 | N | . | Gay Robinson | Gay & Robinson Inc | 7019 | HI | PACN |  |  | 115 | 6 | Industrial NAICS Non-Cogen | HY | WAT | HYC | NA | 120006 | 35172 | 2022
petroleum | FALSE | 50333 | N | . | Gay Robinson | Gay & Robinson Inc | 7019 | HI | PACN |  |  | 115 | 6 | Industrial NAICS Non-Cogen | IC | DFO | DFO | NA | 0 | 0 | 2022
natural gas peaker | FALSE | 50337 | Y | . | Mooseheart Power House | Moose International | 21690 | IL | ENC | RFC |  | 813 | 5 | Commercial NAICS Cogen | IC | NG | NG | PJM | 0 | 0 | 2022
hydro | TRUE | 50350 | N | . | Forks of Butte Hydro Project | HYPOWER INC | 8530 | CA | PACC | WECC |  | 22 | 2 | NAICS-22 Non-Cogen | HY | WAT | HYC | CISO | 33652 | 9863 | 2022
hydro | TRUE | 50351 | N | . | Rolfe Canal Hydro | Briar-Hydro Associates | 24793 | NH | NEW | NPCC |  | 22 | 2 | NAICS-22 Non-Cogen | HY | WAT | HYC | ISNE | 65114 | 19084 | 2022
hydro | TRUE | 50352 | N | . | Nacimiento Hydro Project | Monterey Cnty Water Res Agency | 12850 | CA | PACC | WECC |  | 22 | 2 | NAICS-22 Non-Cogen | HY | WAT | HYC | CISO | 2142 | 628 | 2022
hydro | TRUE | 50353 | N | . | Penacook Lower Falls | Briar-Hydro Associates | 24793 | NH | NEW | NPCC |  | 22 | 2 | NAICS-22 Non-Cogen | HY | WAT | HYC | ISNE | 63422 | 18588 | 2022
hydro | TRUE | 50354 | N | . | Newport Hydro | Eagle Creek Renewable Energy, LLC | 57280 | NY | MAT | NPCC |  | 22 | 2 | NAICS-22 Non-Cogen | HY | WAT | HYC | NYIS | 18957 | 5556 | 2022
natural gas steam turbine | FALSE | 50359 | Y | . | Sloss Industries Corp | Bluestone Coke LLC | 62972 | AL | ESC | SERC |  | 324 | 7 | Industrial NAICS Cogen | ST | NG | NG | SOCO | 0 | 0 | 2022
other | FALSE | 50359 | Y | . | Sloss Industries Corp | Bluestone Coke LLC | 62972 | AL | ESC | SERC |  | 324 | 7 | Industrial NAICS Cogen | ST | OG | OOG | SOCO | 0 | 0 | 2022
hydro | TRUE | 50360 | N | . | Michell Butte Power Project | Owyhee Irrigation District | 14243 | OR | PACC | WECC |  | 22 | 2 | NAICS-22 Non-Cogen | HY | WAT | HYC | IPCO | 9087 | 2663 | 2022
hydro | TRUE | 50361 | N | . | Owyhee Dam Power Project | Owyhee Irrigation District | 14243 | OR | PACC | WECC |  | 22 | 2 | NAICS-22 Non-Cogen | HY | WAT | HYC | IPCO | 36689 | 10753 | 2022
hydro | TRUE | 50362 | N | . | Tunnel 1 Power Project | Owyhee Irrigation District | 14243 | OR | PACC | WECC |  | 22 | 2 | NAICS-22 Non-Cogen | HY | WAT | HYC | IPCO | 12037 | 3528 | 2022
biomass | TRUE | 50365 | N | . | Ridgewood Providence Power | Rhode Island LFG Genco | 56889 | RI | NEW | NPCC |  | 22 | 2 | NAICS-22 Non-Cogen | IC | LFG | MLG | ISNE | 3249 | 323 | 2022
natural gas peaker | FALSE | 50366 | Y | . | University of Notre Dame | University of Notre Dame | 19564 | IN | ENC | RFC |  | 611 | 5 | Commercial NAICS Cogen | GT | NG | NG | PJM | 122747 | 22563.52 | 2022
petroleum | FALSE | 50366 | Y | . | University of Notre Dame | University of Notre Dame | 19564 | IN | ENC | RFC |  | 611 | 5 | Commercial NAICS Cogen | IC | DFO | DFO | PJM | 1328 | 244.02 | 2022
hard coal | FALSE | 50366 | Y | . | University of Notre Dame | University of Notre Dame | 19564 | IN | ENC | RFC |  | 611 | 5 | Commercial NAICS Cogen | ST | BIT | COL | PJM | 0 | 0 | 2022
petroleum | FALSE | 50366 | Y | . | University of Notre Dame | University of Notre Dame | 19564 | IN | ENC | RFC |  | 611 | 5 | Commercial NAICS Cogen | ST | DFO | DFO | PJM | 421 | 75.742 | 2022
natural gas steam turbine | FALSE | 50366 | Y | . | University of Notre Dame | University of Notre Dame | 19564 | IN | ENC | RFC |  | 611 | 5 | Commercial NAICS Cogen | ST | NG | NG | PJM | 311121 | 56041.31 | 2022
petroleum | FALSE | 50366 | Y | . | University of Notre Dame | University of Notre Dame | 19564 | IN | ENC | RFC |  | 611 | 5 | Commercial NAICS Cogen | ST | RFO | RFO | PJM | 0 | 0 | 2022
petroleum | FALSE | 50368 | Y | . | Cornell University Central Heat | Cornell University | 21508 | NY | MAT | NPCC |  | 611 | 5 | Commercial NAICS Cogen | CA | DFO | DFO | NYIS | 152 | 33.266 | 2022
natural gas combined cycle | FALSE | 50368 | Y | . | Cornell University Central Heat | Cornell University | 21508 | NY | MAT | NPCC |  | 611 | 5 | Commercial NAICS Cogen | CA | NG | NG | NYIS | 130701 | 28729.734 | 2022
hard coal | FALSE | 50368 | Y | . | Cornell University Central Heat | Cornell University | 21508 | NY | MAT | NPCC |  | 611 | 5 | Commercial NAICS Cogen | CT | BIT | COL | NYIS | 0 | 0 | 2022
petroleum | FALSE | 50368 | Y | . | Cornell University Central Heat | Cornell University | 21508 | NY | MAT | NPCC |  | 611 | 5 | Commercial NAICS Cogen | CT | DFO | DFO | NYIS | 124 | 27.253 | 2022
natural gas combined cycle | FALSE | 50368 | Y | . | Cornell University Central Heat | Cornell University | 21508 | NY | MAT | NPCC |  | 611 | 5 | Commercial NAICS Cogen | CT | NG | NG | NYIS | 835111 | 178728.75 | 2022
petroleum | FALSE | 50368 | Y | . | Cornell University Central Heat | Cornell University | 21508 | NY | MAT | NPCC |  | 611 | 5 | Commercial NAICS Cogen | CT | RFO | RFO | NYIS | 0 | 0 | 2022
petroleum | FALSE | 50368 | Y | . | Cornell University Central Heat | Cornell University | 21508 | NY | MAT | NPCC |  | 611 | 5 | Commercial NAICS Cogen | IC | DFO | DFO | NYIS | 157 | 35 | 2022
petroleum | TRUE | 50373 | Y | . | Paxton Creek Cogeneration | Energy Center Paxton LLC | 13875 | PA | MAT | RFC |  | 22 | 3 | NAICS-22 Cogen | IC | DFO | DFO | PJM | 5364 | 602.767 | 2022
natural gas peaker | TRUE | 50373 | Y | . | Paxton Creek Cogeneration | Energy Center Paxton LLC | 13875 | PA | MAT | RFC |  | 22 | 3 | NAICS-22 Cogen | IC | NG | NG | PJM | 27408 | 3080.233 | 2022
hydro | TRUE | 50375 | N | . | East Portal Generator | Calleguas Mun Water District | 30076 | CA | PACC | WECC |  | 22 | 2 | NAICS-22 Non-Cogen | HY | WAT | HYC | CISO | 4794 | 1405 | 2022
hydro | TRUE | 50380 | N | . | Upriver Dam Hydro Plant | City of Spokane | 42892 | WA | PACC | WECC |  | 22 | 2 | NAICS-22 Non-Cogen | HY | WAT | HYC | AVA | 167572 | 49112 | 2022
hydro | TRUE | 50382 | N | . | Twin Reservoirs | Walla Walla City of | 20032 | WA | PACC | WECC |  | 22 | 2 | NAICS-22 Non-Cogen | HY | WAT | HYC | BPAT | 32016 | 9383 | 2022
hydro | TRUE | 50384 | N | . | Gregg Falls | Eagle Creek Renewable Energy, LLC | 57280 | NH | NEW | NPCC |  | 22 | 2 | NAICS-22 Non-Cogen | HY | WAT | HYC | ISNE | 32144 | 9421 | 2022
petroleum | TRUE | 50385 | N | . | Newark Bay Cogeneration Partnership LP | Newark Bay Cogeneration Partnership LP | 55846 | NJ | MAT | RFC |  | 22 | 2 | NAICS-22 Non-Cogen | CA | KER | WOO | PJM | 0 | 0 | 2022
natural gas combined cycle | TRUE | 50385 | N | . | Newark Bay Cogeneration Partnership LP | Newark Bay Cogeneration Partnership LP | 55846 | NJ | MAT | RFC |  | 22 | 2 | NAICS-22 Non-Cogen | CA | NG | NG | PJM | 0 | 2059 | 2022
petroleum | TRUE | 50385 | N | . | Newark Bay Cogeneration Partnership LP | Newark Bay Cogeneration Partnership LP | 55846 | NJ | MAT | RFC |  | 22 | 2 | NAICS-22 Non-Cogen | CT | KER | WOO | PJM | 0 | 0 | 2022
natural gas combined cycle | TRUE | 50385 | N | . | Newark Bay Cogeneration Partnership LP | Newark Bay Cogeneration Partnership LP | 55846 | NJ | MAT | RFC |  | 22 | 2 | NAICS-22 Non-Cogen | CT | NG | NG | PJM | 99229 | 8238 | 2022
natural gas steam turbine | FALSE | 50388 | Y | . | Phillips 66 Carbon Plant | Phillips 66 Company | 4208 | CA | PACC | WECC |  | 324 | 7 | Industrial NAICS Cogen | ST | NG | NG | CISO | 0 | 0 | 2022
petroleum | FALSE | 50388 | Y | . | Phillips 66 Carbon Plant | Phillips 66 Company | 4208 | CA | PACC | WECC |  | 324 | 7 | Industrial NAICS Cogen | ST | PC | PC | CISO | 0 | 0 | 2022
other | FALSE | 50388 | Y | . | Phillips 66 Carbon Plant | Phillips 66 Company | 4208 | CA | PACC | WECC |  | 324 | 7 | Industrial NAICS Cogen | ST | WH | OTH | CISO | 324406 | 95078 | 2022
natural gas peaker | FALSE | 50389 | Y | . | Port Allen (LA) | Placid Refining Co LLC | 15173 | LA | WSC | SERC |  | 32411 | 7 | Industrial NAICS Cogen | GT | NG | NG | MISO | 127157 | 32423 | 2022
petroleum | FALSE | 50392 | Y | . | Eielson AFB Central Heat & Power Plant | U S Air Force-Eielson AFB | 22199 | AK | PACN |  |  | 928 | 5 | Commercial NAICS Cogen | IC | DFO | DFO |  | 873 | 182 | 2022
hard coal | FALSE | 50392 | Y | . | Eielson AFB Central Heat & Power Plant | U S Air Force-Eielson AFB | 22199 | AK | PACN |  |  | 928 | 5 | Commercial NAICS Cogen | ST | SUB | COL |  | 356418 | 74489 | 2022
hydro | TRUE | 50393 | N | . | Friant Hydro Facility | Friant Power Authority | 25438 | CA | PACC | WECC |  | 22 | 2 | NAICS-22 Non-Cogen | HY | WAT | HYC | CISO | 250369 | 73379 | 2022
hydro | FALSE | 50395 | Y | . | Georgia-Pacific Corp - Nekoosa Mill | Domtar Industries Inc | 5033 | WI | ENC | MRO |  | 322122 | 7 | Industrial NAICS Cogen | HY | WAT | HYC | MISO | 77285 | 22651 | 2022
hard coal | FALSE | 50395 | Y | . | Georgia-Pacific Corp - Nekoosa Mill | Domtar Industries Inc | 5033 | WI | ENC | MRO |  | 322122 | 7 | Industrial NAICS Cogen | ST | BIT | COL | MISO | 0 | 0 | 2022
biomass | FALSE | 50395 | Y | . | Georgia-Pacific Corp - Nekoosa Mill | Domtar Industries Inc | 5033 | WI | ENC | MRO |  | 322122 | 7 | Industrial NAICS Cogen | ST | BLQ | WWW | MISO | 356933 | 82383.201 | 2022
natural gas steam turbine | FALSE | 50395 | Y | . | Georgia-Pacific Corp - Nekoosa Mill | Domtar Industries Inc | 5033 | WI | ENC | MRO |  | 322122 | 7 | Industrial NAICS Cogen | ST | NG | NG | MISO | 353440 | 81649.799 | 2022
natural gas steam turbine | FALSE | 50396 | Y | . | Dillard Complex | Roseburg Forest Products Co | 16294 | OR | PACC | WECC |  | 321 | 7 | Industrial NAICS Cogen | ST | NG | NG | PACW | 53077 | 4266.49 | 2022
biomass | FALSE | 50396 | Y | . | Dillard Complex | Roseburg Forest Products Co | 16294 | OR | PACC | WECC |  | 321 | 7 | Industrial NAICS Cogen | ST | WDS | WWW | PACW | 1278017 | 108827.51 | 2022
hard coal | FALSE | 50397 | Y | . | Pixelle Specialty Solutions LLC - Spring Grove Facility | Pixelle Specialty Solutions LLC - (PA) | 61988 | PA | MAT | RFC |  | 322 | 7 | Industrial NAICS Cogen | ST | BIT | COL | PJM | 504107 | 89384.252 | 2022
biomass | FALSE | 50397 | Y | . | Pixelle Specialty Solutions LLC - Spring Grove Facility | Pixelle Specialty Solutions LLC - (PA) | 61988 | PA | MAT | RFC |  | 322 | 7 | Industrial NAICS Cogen | ST | BLQ | WWW | PJM | 1236183 | 219190.39 | 2022
petroleum | FALSE | 50397 | Y | . | Pixelle Specialty Solutions LLC - Spring Grove Facility | Pixelle Specialty Solutions LLC - (PA) | 61988 | PA | MAT | RFC |  | 322 | 7 | Industrial NAICS Cogen | ST | DFO | DFO | PJM | 0 | 0 | 2022
natural gas steam turbine | FALSE | 50397 | Y | . | Pixelle Specialty Solutions LLC - Spring Grove Facility | Pixelle Specialty Solutions LLC - (PA) | 61988 | PA | MAT | RFC |  | 322 | 7 | Industrial NAICS Cogen | ST | NG | NG | PJM | 582936 | 103361.29 | 2022
petroleum | FALSE | 50397 | Y | . | Pixelle Specialty Solutions LLC - Spring Grove Facility | Pixelle Specialty Solutions LLC - (PA) | 61988 | PA | MAT | RFC |  | 322 | 7 | Industrial NAICS Cogen | ST | RFO | RFO | PJM | 4058 | 719.572 | 2022
biomass | FALSE | 50397 | Y | . | Pixelle Specialty Solutions LLC - Spring Grove Facility | Pixelle Specialty Solutions LLC - (PA) | 61988 | PA | MAT | RFC |  | 322 | 7 | Industrial NAICS Cogen | ST | SLW | ORW | PJM | 29102 | 5160.48 | 2022
biomass | FALSE | 50397 | Y | . | Pixelle Specialty Solutions LLC - Spring Grove Facility | Pixelle Specialty Solutions LLC - (PA) | 61988 | PA | MAT | RFC |  | 322 | 7 | Industrial NAICS Cogen | ST | WDS | WWW | PJM | 196708 | 34879.041 | 2022
hard coal | FALSE | 50398 | Y | . | International Paper Savanna Mill | International Paper Co | 30002 | GA | SAT | SERC |  | 32213 | 7 | Industrial NAICS Cogen | ST | BIT | COL | SOCO | 0 | 0 | 2022
biomass | FALSE | 50398 | Y | . | International Paper Savanna Mill | International Paper Co | 30002 | GA | SAT | SERC |  | 32213 | 7 | Industrial NAICS Cogen | ST | BLQ | WWW | SOCO | 2264185 | 366636.69 | 2022
petroleum | FALSE | 50398 | Y | . | International Paper Savanna Mill | International Paper Co | 30002 | GA | SAT | SERC |  | 32213 | 7 | Industrial NAICS Cogen | ST | DFO | DFO | SOCO | 0 | 0 | 2022
natural gas steam turbine | FALSE | 50398 | Y | . | International Paper Savanna Mill | International Paper Co | 30002 | GA | SAT | SERC |  | 32213 | 7 | Industrial NAICS Cogen | ST | NG | NG | SOCO | 1101678 | 178393.59 | 2022
petroleum | FALSE | 50398 | Y | . | International Paper Savanna Mill | International Paper Co | 30002 | GA | SAT | SERC |  | 32213 | 7 | Industrial NAICS Cogen | ST | RFO | RFO | SOCO | 0 | 0 | 2022
biomass | FALSE | 50398 | Y | . | International Paper Savanna Mill | International Paper Co | 30002 | GA | SAT | SERC |  | 32213 | 7 | Industrial NAICS Cogen | ST | WDS | WWW | SOCO | 265387 | 42973.714 | 2022
hydro | TRUE | 50400 | N | . | Sand Bar Power Plant | Tri-Dam Power Authority | 19560 | CA | PACC | WECC |  | 22 | 2 | NAICS-22 Non-Cogen | HY | WAT | HYC | CISO | 238062 | 69772 | 2022
other | FALSE | 50404 | N | . | BP Chemicals Green Lake Plant | INEOS Nitriles Greenlake | 54837 | TX | WSC | TRE |  | 32512 | 6 | Industrial NAICS Non-Cogen | ST | WH | OTH | ERCO | 103579 | 15351 | 2022
biomass | FALSE | 50406 | Y | . | Somerset Plant | Sappi Fine Paper North America-Somerset | 16190 | ME | NEW | NPCC |  | 322122 | 7 | Industrial NAICS Cogen | ST | BLQ | WWW | ISNE | 1265684 | 263641.22 | 2022
petroleum | FALSE | 50406 | Y | . | Somerset Plant | Sappi Fine Paper North America-Somerset | 16190 | ME | NEW | NPCC |  | 322122 | 7 | Industrial NAICS Cogen | ST | DFO | DFO | ISNE | 2387 | 501.375 | 2022
natural gas steam turbine | FALSE | 50406 | Y | . | Somerset Plant | Sappi Fine Paper North America-Somerset | 16190 | ME | NEW | NPCC |  | 322122 | 7 | Industrial NAICS Cogen | ST | NG | NG | ISNE | 88678 | 18478.089 | 2022
biomass | FALSE | 50406 | Y | . | Somerset Plant | Sappi Fine Paper North America-Somerset | 16190 | ME | NEW | NPCC |  | 322122 | 7 | Industrial NAICS Cogen | ST | OBL | ORW | ISNE | 3277 | 683.523 | 2022
petroleum | FALSE | 50406 | Y | . | Somerset Plant | Sappi Fine Paper North America-Somerset | 16190 | ME | NEW | NPCC |  | 322122 | 7 | Industrial NAICS Cogen | ST | RFO | RFO | ISNE | 67905 | 14221.681 | 2022
biomass | FALSE | 50406 | Y | . | Somerset Plant | Sappi Fine Paper North America-Somerset | 16190 | ME | NEW | NPCC |  | 322122 | 7 | Industrial NAICS Cogen | ST | SLW | ORW | ISNE | 23721 | 4940.178 | 2022
other | FALSE | 50406 | Y | . | Somerset Plant | Sappi Fine Paper North America-Somerset | 16190 | ME | NEW | NPCC |  | 322122 | 7 | Industrial NAICS Cogen | ST | TDF | OTH | ISNE | 201049 | 41885.326 | 2022
biomass | FALSE | 50406 | Y | . | Somerset Plant | Sappi Fine Paper North America-Somerset | 16190 | ME | NEW | NPCC |  | 322122 | 7 | Industrial NAICS Cogen | ST | WDS | WWW | ISNE | 816946 | 170313.61 | 2022
hydro | TRUE | 50408 | N | . | Park Mill | Eagle Creek Renewable Energy, LLC | 57280 | WI | ENC | MRO |  | 22 | 2 | NAICS-22 Non-Cogen | HY | WAT | HYC | MISO | 42923 | 12580 | 2022
hydro | TRUE | 50409 | N | . | Menominee Mill Marinette | Eagle Creek Renewable Energy, LLC | 57280 | MI | ENC | MRO |  | 22 | 2 | NAICS-22 Non-Cogen | HY | WAT | HYC | MISO | 33155 | 9717 | 2022
natural gas combined cycle | FALSE | 50410 | Y | . | Chester Operations | Kimberly-Clark Corp | 10273 | PA | MAT | RFC |  | 322122 | 7 | Industrial NAICS Cogen | CA | NG | NG | PJM | 0 | 0 | 2022
hard coal | FALSE | 50410 | Y | . | Chester Operations | Kimberly-Clark Corp | 10273 | PA | MAT | RFC |  | 322122 | 7 | Industrial NAICS Cogen | CT | BIT | COL | PJM | 0 | 0 | 2022
petroleum | FALSE | 50410 | Y | . | Chester Operations | Kimberly-Clark Corp | 10273 | PA | MAT | RFC |  | 322122 | 7 | Industrial NAICS Cogen | CT | DFO | DFO | PJM | 0 | 0 | 2022
natural gas combined cycle | FALSE | 50410 | Y | . | Chester Operations | Kimberly-Clark Corp | 10273 | PA | MAT | RFC |  | 322122 | 7 | Industrial NAICS Cogen | CT | NG | NG | PJM | 740358 | 188778 | 2022
petroleum | FALSE | 50410 | Y | . | Chester Operations | Kimberly-Clark Corp | 10273 | PA | MAT | RFC |  | 322122 | 7 | Industrial NAICS Cogen | CT | PC | PC | PJM | 0 | 0 | 2022
hard coal | FALSE | 50410 | Y | . | Chester Operations | Kimberly-Clark Corp | 10273 | PA | MAT | RFC |  | 322122 | 7 | Industrial NAICS Cogen | CT | WC | WOC | PJM | 0 | 0 | 2022
petroleum | FALSE | 50411 | Y | . | Rutgers Biomedical and Health Cogen | Rutgers, The State University of NJ | 58485 | NJ | MAT | RFC |  | 622 | 5 | Commercial NAICS Cogen | GT | DFO | DFO | PJM | 0 | 0 | 2022
natural gas peaker | FALSE | 50411 | Y | . | Rutgers Biomedical and Health Cogen | Rutgers, The State University of NJ | 58485 | NJ | MAT | RFC |  | 622 | 5 | Commercial NAICS Cogen | GT | NG | NG | PJM | 158601 | 27930 | 2022
petroleum | FALSE | 50413 | Y | . | Olmsted Waste Energy | Olmsted County Public Works | 21995 | MN | WNC | MRO |  | 562213 | 5 | Commercial NAICS Cogen | IC | DFO | DFO | MISO | 125 | 23.52 | 2022
municipal solid waste | FALSE | 50413 | Y | . | Olmsted Waste Energy | Olmsted County Public Works | 21995 | MN | WNC | MRO |  | 562213 | 5 | Commercial NAICS Cogen | ST | MSB | MLG | MISO | 98507 | 17922.652 | 2022
municipal solid waste | FALSE | 50413 | Y | . | Olmsted Waste Energy | Olmsted County Public Works | 21995 | MN | WNC | MRO |  | 562213 | 5 | Commercial NAICS Cogen | ST | MSN | OTH | MISO | 120399 | 21906.044 | 2022
natural gas steam turbine | FALSE | 50413 | Y | . | Olmsted Waste Energy | Olmsted County Public Works | 21995 | MN | WNC | MRO |  | 562213 | 5 | Commercial NAICS Cogen | ST | NG | NG | MISO | 1427 | 259.464 | 2022
hydro | TRUE | 50414 | N | . | Penacook Upper Falls Hydro | Briar-Hydro Associates | 24793 | NH | NEW | NPCC |  | 22 | 2 | NAICS-22 Non-Cogen | HY | WAT | HYC | ISNE | 40265 | 11801 | 2022
hydro | TRUE | 50416 | N | . | Tannery Island Power | Dichotomy Power, LLC | 65466 | NY | MAT | NPCC |  | 22 | 2 | NAICS-22 Non-Cogen | HY | WAT | HYC | NYIS | 18388 | 5389 | 2022
hydro | TRUE | 50421 | N | . | Orchard Avenue 1 | Yakima-Tieton Irrigation Dist | 21086 | WA | PACC | WECC |  | 22 | 2 | NAICS-22 Non-Cogen | HY | WAT | HYC | PACW | 7950 | 2330 | 2022
hydro | TRUE | 50423 | N | . | Cowiche | Yakima-Tieton Irrigation Dist | 21086 | WA | PACC | WECC |  | 22 | 2 | NAICS-22 Non-Cogen | HY | WAT | HYC | PACW | 9634 | 2823 | 2022
petroleum | FALSE | 50427 | Y | . | Bronx Zoo | New York Zoological Society | 13487 | NY | MAT | NPCC |  | 712 | 5 | Commercial NAICS Cogen | IC | DFO | DFO | NYIS | 0 | 0 | 2022
natural gas peaker | FALSE | 50427 | Y | . | Bronx Zoo | New York Zoological Society | 13487 | NY | MAT | NPCC |  | 712 | 5 | Commercial NAICS Cogen | IC | NG | NG | NYIS | 107556 | 17653 | 2022
petroleum | FALSE | 50431 | Y | . | University of Michigan | University of Michigan | 19588 | MI | ENC | RFC |  | 611 | 5 | Commercial NAICS Cogen | CA | DFO | DFO | MISO | 246 | 101.304 | 2022
natural gas combined cycle | FALSE | 50431 | Y | . | University of Michigan | University of Michigan | 19588 | MI | ENC | RFC |  | 611 | 5 | Commercial NAICS Cogen | CA | NG | NG | MISO | 332209 | 74844.696 | 2022
petroleum | FALSE | 50431 | Y | . | University of Michigan | University of Michigan | 19588 | MI | ENC | RFC |  | 611 | 5 | Commercial NAICS Cogen | CT | DFO | DFO | MISO | 1334 | 254.381 | 2022
natural gas combined cycle | FALSE | 50431 | Y | . | University of Michigan | University of Michigan | 19588 | MI | ENC | RFC |  | 611 | 5 | Commercial NAICS Cogen | CT | NG | NG | MISO | 654013 | 147402.62 | 2022
hydro | TRUE | 50433 | N | . | Ada Dam | Eagle Creek Renewable Energy, LLC | 57280 | MI | ENC | RFC |  | 22 | 2 | NAICS-22 Non-Cogen | HY | WAT | HYC | MISO | 8089 | 2371 | 2022
hydro | TRUE | 50435 | N | . | Sugarloaf Hydro Plant | Eagle Creek Renewable Energy, LLC | 57280 | CO | MTN | WECC |  | 22 | 2 | NAICS-22 Non-Cogen | HY | WAT | HYC | PSCO | 0 | 0 | 2022
hydro | TRUE | 50436 | N | . | Cascade Dam | Eagle Creek Renewable Energy, LLC | 57280 | MI | ENC | RFC |  | 22 | 2 | NAICS-22 Non-Cogen | HY | WAT | HYC | MISO | 19667 | 5764 | 2022
hydro | TRUE | 50437 | N | . | French Landing Dam | Eagle Creek Renewable Energy, LLC | 57280 | MI | ENC | RFC |  | 22 | 2 | NAICS-22 Non-Cogen | HY | WAT | HYC | MISO | 0 | 0 | 2022
hydro | TRUE | 50439 | N | . | Oconto Falls Lower | Eagle Creek Renewable Energy, LLC | 57280 | WI | ENC | RFC |  | 22 | 2 | NAICS-22 Non-Cogen | HY | WAT | HYC | MISO | 22440 | 6576 | 2022
hydro | FALSE | 50447 | Y | . | S D Warren Westbrook | Dichotomy Power, LLC | 65466 | ME | NEW | NPCC |  | 322122 | 7 | Industrial NAICS Cogen | HY | WAT | HYC | ISNE | 53769 | 15759 | 2022
hard coal | FALSE | 50447 | Y | . | S D Warren Westbrook | Dichotomy Power, LLC | 65466 | ME | NEW | NPCC |  | 322122 | 7 | Industrial NAICS Cogen | ST | BIT | COL | ISNE | 0 | 0 | 2022
petroleum | FALSE | 50447 | Y | . | S D Warren Westbrook | Dichotomy Power, LLC | 65466 | ME | NEW | NPCC |  | 322122 | 7 | Industrial NAICS Cogen | ST | DFO | DFO | ISNE | 0 | 0 | 2022
petroleum | FALSE | 50447 | Y | . | S D Warren Westbrook | Dichotomy Power, LLC | 65466 | ME | NEW | NPCC |  | 322122 | 7 | Industrial NAICS Cogen | ST | RFO | RFO | ISNE | 0 | 0 | 2022
biomass | FALSE | 50447 | Y | . | S D Warren Westbrook | Dichotomy Power, LLC | 65466 | ME | NEW | NPCC |  | 322122 | 7 | Industrial NAICS Cogen | ST | WDS | WWW | ISNE | 0 | 0 | 2022
petroleum | TRUE | 50449 | Y | . | Indeck Silver Springs Energy Center | Indeck-Energy Serv Silver Spg | 9245 | NY | MAT | NPCC |  | 22 | 3 | NAICS-22 Cogen | CA | DFO | DFO | NYIS | 0 | 0 | 2022
natural gas combined cycle | TRUE | 50449 | Y | . | Indeck Silver Springs Energy Center | Indeck-Energy Serv Silver Spg | 9245 | NY | MAT | NPCC |  | 22 | 3 | NAICS-22 Cogen | CA | NG | NG | NYIS | 3703 | 4551.24 | 2022
petroleum | TRUE | 50449 | Y | . | Indeck Silver Springs Energy Center | Indeck-Energy Serv Silver Spg | 9245 | NY | MAT | NPCC |  | 22 | 3 | NAICS-22 Cogen | CT | DFO | DFO | NYIS | 0 | 0 | 2022
natural gas combined cycle | TRUE | 50449 | Y | . | Indeck Silver Springs Energy Center | Indeck-Energy Serv Silver Spg | 9245 | NY | MAT | NPCC |  | 22 | 3 | NAICS-22 Cogen | CT | NG | NG | NYIS | 154524 | 12380.11 | 2022
petroleum | TRUE | 50450 | Y | . | Indeck Oswego Energy Center | Indeck-Oswego Ltd Partnership | 9244 | NY | MAT | NPCC |  | 22 | 3 | NAICS-22 Cogen | CA | DFO | DFO | NYIS | 0 | 1.628 | 2022
natural gas combined cycle | TRUE | 50450 | Y | . | Indeck Oswego Energy Center | Indeck-Oswego Ltd Partnership | 9244 | NY | MAT | NPCC |  | 22 | 3 | NAICS-22 Cogen | CA | NG | NG | NYIS | 4658 | 4098.372 | 2022
petroleum | TRUE | 50450 | Y | . | Indeck Oswego Energy Center | Indeck-Oswego Ltd Partnership | 9244 | NY | MAT | NPCC |  | 22 | 3 | NAICS-22 Cogen | CT | DFO | DFO | NYIS | 50 | 3.705 | 2022
natural gas combined cycle | TRUE | 50450 | Y | . | Indeck Oswego Energy Center | Indeck-Oswego Ltd Partnership | 9244 | NY | MAT | NPCC |  | 22 | 3 | NAICS-22 Cogen | CT | NG | NG | NYIS | 118594 | 8914.295 | 2022
petroleum | TRUE | 50451 | Y | . | Indeck Yerkes Energy Center | Indeck-Yerkes Ltd Partnership | 9243 | NY | MAT | NPCC |  | 22 | 3 | NAICS-22 Cogen | CA | DFO | DFO | NYIS | 0 | 11.507 | 2022
natural gas combined cycle | TRUE | 50451 | Y | . | Indeck Yerkes Energy Center | Indeck-Yerkes Ltd Partnership | 9243 | NY | MAT | NPCC |  | 22 | 3 | NAICS-22 Cogen | CA | NG | NG | NYIS | 3909 | 3567.493 | 2022
petroleum | TRUE | 50451 | Y | . | Indeck Yerkes Energy Center | Indeck-Yerkes Ltd Partnership | 9243 | NY | MAT | NPCC |  | 22 | 3 | NAICS-22 Cogen | CT | DFO | DFO | NYIS | 508 | 38.178 | 2022
natural gas combined cycle | TRUE | 50451 | Y | . | Indeck Yerkes Energy Center | Indeck-Yerkes Ltd Partnership | 9243 | NY | MAT | NPCC |  | 22 | 3 | NAICS-22 Cogen | CT | NG | NG | NYIS | 143734 | 10879.822 | 2022
hard coal | FALSE | 50456 | Y | . | Procter & Gamble Cincinnati Plant | Procter & Gamble Co | 15400 | OH | ENC | RFC |  | 339 | 7 | Industrial NAICS Cogen | ST | BIT | COL | PJM | 0 | 0 | 2022
petroleum | FALSE | 50456 | Y | . | Procter & Gamble Cincinnati Plant | Procter & Gamble Co | 15400 | OH | ENC | RFC |  | 339 | 7 | Industrial NAICS Cogen | ST | DFO | DFO | PJM | 0 | 0 | 2022
natural gas steam turbine | FALSE | 50456 | Y | . | Procter & Gamble Cincinnati Plant | Procter & Gamble Co | 15400 | OH | ENC | RFC |  | 339 | 7 | Industrial NAICS Cogen | ST | NG | NG | PJM | 88354 | 2160 | 2022
petroleum | TRUE | 50458 | Y | . | Indeck Corinth Energy Center | Indeck-Corinth Ltd Partnership | 9263 | NY | MAT | NPCC |  | 22 | 3 | NAICS-22 Cogen | CA | DFO | DFO | NYIS | 0 | 0 | 2022
petroleum | TRUE | 50458 | Y | . | Indeck Corinth Energy Center | Indeck-Corinth Ltd Partnership | 9263 | NY | MAT | NPCC |  | 22 | 3 | NAICS-22 Cogen | CA | KER | WOO | NYIS | 0 | 0 | 2022
natural gas combined cycle | TRUE | 50458 | Y | . | Indeck Corinth Energy Center | Indeck-Corinth Ltd Partnership | 9263 | NY | MAT | NPCC |  | 22 | 3 | NAICS-22 Cogen | CA | NG | NG | NYIS | 279656 | 222552 | 2022
petroleum | TRUE | 50458 | Y | . | Indeck Corinth Energy Center | Indeck-Corinth Ltd Partnership | 9263 | NY | MAT | NPCC |  | 22 | 3 | NAICS-22 Cogen | CT | DFO | DFO | NYIS | 0 | 0 | 2022
petroleum | TRUE | 50458 | Y | . | Indeck Corinth Energy Center | Indeck-Corinth Ltd Partnership | 9263 | NY | MAT | NPCC |  | 22 | 3 | NAICS-22 Cogen | CT | KER | WOO | NYIS | 0 | 0 | 2022
natural gas combined cycle | TRUE | 50458 | Y | . | Indeck Corinth Energy Center | Indeck-Corinth Ltd Partnership | 9263 | NY | MAT | NPCC |  | 22 | 3 | NAICS-22 Cogen | CT | NG | NG | NYIS | 4470433 | 388282 | 2022
hydro | FALSE | 50461 | N | . | Cheboygan | Great Lakes Tissue Co | 7857 | MI | ENC | RFC |  | 322122 | 6 | Industrial NAICS Non-Cogen | HY | WAT | HYC | MISO | 19465 | 5705 | 2022
natural gas peaker | FALSE | 50463 | Y | . | Procter & Gamble Mehoopany Mill | Procter & Gamble Ppr Prdts Co | 15394 | PA | MAT | RFC |  | 322122 | 7 | Industrial NAICS Cogen | GT | NG | NG | PJM | 5109093 | 832831 | 2022
petroleum | FALSE | 50463 | Y | . | Procter & Gamble Mehoopany Mill | Procter & Gamble Ppr Prdts Co | 15394 | PA | MAT | RFC |  | 322122 | 7 | Industrial NAICS Cogen | GT | RFO | RFO | PJM | 0 | 0 | 2022
natural gas steam turbine | FALSE | 50463 | Y | . | Procter & Gamble Mehoopany Mill | Procter & Gamble Ppr Prdts Co | 15394 | PA | MAT | RFC |  | 322122 | 7 | Industrial NAICS Cogen | ST | NG | NG | PJM | 30953 | 5171 | 2022
natural gas peaker | FALSE | 50464 | Y | . | Oxnard | Procter&Gamble Paper Products Co-Oxnard | 15375 | CA | PACC | WECC |  | 322122 | 7 | Industrial NAICS Cogen | GT | NG | NG | CISO | 3524819 | 509056 | 2022
biomass | FALSE | 50465 | Y | . | Flint River Operations | International Paper - Flint River Mill | 61982 | GA | SAT | SERC |  | 322 | 7 | Industrial NAICS Cogen | ST | BLQ | WWW | SOCO | 1294698 | 293370.12 | 2022
petroleum | FALSE | 50465 | Y | . | Flint River Operations | International Paper - Flint River Mill | 61982 | GA | SAT | SERC |  | 322 | 7 | Industrial NAICS Cogen | ST | DFO | DFO | SOCO | 19707 | 4465.621 | 2022
natural gas steam turbine | FALSE | 50465 | Y | . | Flint River Operations | International Paper - Flint River Mill | 61982 | GA | SAT | SERC |  | 322 | 7 | Industrial NAICS Cogen | ST | NG | NG | SOCO | 95550 | 21651.392 | 2022
petroleum | FALSE | 50465 | Y | . | Flint River Operations | International Paper - Flint River Mill | 61982 | GA | SAT | SERC |  | 322 | 7 | Industrial NAICS Cogen | ST | RFO | RFO | SOCO | 0 | 0 | 2022
biomass | FALSE | 50465 | Y | . | Flint River Operations | International Paper - Flint River Mill | 61982 | GA | SAT | SERC |  | 322 | 7 | Industrial NAICS Cogen | ST | WDS | WWW | SOCO | 577267 | 130804.93 | 2022
biomass | FALSE | 50466 | Y | . | Buckeye Florida LP | Buckeye Florida Ltd Partners | 2522 | FL | SAT | SERC |  | 322 | 7 | Industrial NAICS Cogen | ST | BLQ | WWW | FPC | 1046888 | 145760.79 | 2022
petroleum | FALSE | 50466 | Y | . | Buckeye Florida LP | Buckeye Florida Ltd Partners | 2522 | FL | SAT | SERC |  | 322 | 7 | Industrial NAICS Cogen | ST | DFO | DFO | FPC | 0 | 0 | 2022
natural gas steam turbine | FALSE | 50466 | Y | . | Buckeye Florida LP | Buckeye Florida Ltd Partners | 2522 | FL | SAT | SERC |  | 322 | 7 | Industrial NAICS Cogen | ST | NG | NG | FPC | 376799 | 52462.675 | 2022
biomass | FALSE | 50466 | Y | . | Buckeye Florida LP | Buckeye Florida Ltd Partners | 2522 | FL | SAT | SERC |  | 322 | 7 | Industrial NAICS Cogen | ST | OBG | ORW | FPC | 69 | 9.515 | 2022
petroleum | FALSE | 50466 | Y | . | Buckeye Florida LP | Buckeye Florida Ltd Partners | 2522 | FL | SAT | SERC |  | 322 | 7 | Industrial NAICS Cogen | ST | RFO | RFO | FPC | 18805 | 2618.28 | 2022
biomass | FALSE | 50466 | Y | . | Buckeye Florida LP | Buckeye Florida Ltd Partners | 2522 | FL | SAT | SERC |  | 322 | 7 | Industrial NAICS Cogen | ST | WDS | WWW | FPC | 500585 | 69697.506 | 2022
hydro | FALSE | 50468 | N | . | Rocky Mount Mill | Capitol Broadcasting Company Inc | 55876 | NC | SAT | SERC |  | 314 | 6 | Industrial NAICS Non-Cogen | HY | WAT | HYC | CPLE | 0 | 0 | 2022
petroleum | FALSE | 50472 | Y | . | Covanta Niagara I, LLC | Covanta Energy of Niagara LP | 470 | NY | MAT | NPCC |  | 562213 | 5 | Commercial NAICS Cogen | ST | DFO | DFO | NYIS | 0 | 0 | 2022
municipal solid waste | FALSE | 50472 | Y | . | Covanta Niagara I, LLC | Covanta Energy of Niagara LP | 470 | NY | MAT | NPCC |  | 562213 | 5 | Commercial NAICS Cogen | ST | MSB | MLG | NYIS | 538595 | 83916.204 | 2022
municipal solid waste | FALSE | 50472 | Y | . | Covanta Niagara I, LLC | Covanta Energy of Niagara LP | 470 | NY | MAT | NPCC |  | 562213 | 5 | Commercial NAICS Cogen | ST | MSN | OTH | NYIS | 658284 | 102564.43 | 2022
natural gas steam turbine | FALSE | 50472 | Y | . | Covanta Niagara I, LLC | Covanta Energy of Niagara LP | 470 | NY | MAT | NPCC |  | 562213 | 5 | Commercial NAICS Cogen | ST | NG | NG | NYIS | 84165 | 12960.362 | 2022
petroleum | FALSE | 50474 | Y | . | Swift Creek Chemical Complex | White Springs Agrici Chem Inc | 20558 | FL | SAT | SERC |  | 325 | 7 | Industrial NAICS Cogen | ST | DFO | DFO | FPC | 0 | 0 | 2022
natural gas steam turbine | FALSE | 50474 | Y | . | Swift Creek Chemical Complex | White Springs Agrici Chem Inc | 20558 | FL | SAT | SERC |  | 325 | 7 | Industrial NAICS Cogen | ST | NG | NG | FPC | 19056 | 4356.575 | 2022
other | FALSE | 50474 | Y | . | Swift Creek Chemical Complex | White Springs Agrici Chem Inc | 20558 | FL | SAT | SERC |  | 325 | 7 | Industrial NAICS Cogen | ST | OTH | OTH | FPC | 431452 | 98632.425 | 2022
other | FALSE | 50474 | Y | . | Swift Creek Chemical Complex | White Springs Agrici Chem Inc | 20558 | FL | SAT | SERC |  | 325 | 7 | Industrial NAICS Cogen | ST | PG | WOO | FPC | 0 | 0 | 2022
petroleum | FALSE | 50474 | Y | . | Swift Creek Chemical Complex | White Springs Agrici Chem Inc | 20558 | FL | SAT | SERC |  | 325 | 7 | Industrial NAICS Cogen | ST | RFO | RFO | FPC | 0 | 0 | 2022
natural gas peaker | FALSE | 50475 | Y | . | Corpus Christi | Equistar Chemicals LP | 5065 | TX | WSC | TRE |  | 325 | 7 | Industrial NAICS Cogen | GT | NG | NG | ERCO | 1288765 | 68766 | 2022
hydro | FALSE | 50476 | Y | . | Packaging of America Tomahawk Mill | PCA-Tomahawk Mill | 14369 | WI | ENC | MRO |  | 322122 | 7 | Industrial NAICS Cogen | HY | WAT | HYC | MISO | 48465 | 14204.52 | 2022
hard coal | FALSE | 50476 | Y | . | Packaging of America Tomahawk Mill | PCA-Tomahawk Mill | 14369 | WI | ENC | MRO |  | 322122 | 7 | Industrial NAICS Cogen | ST | BIT | COL | MISO | 0 | 0 | 2022
biomass | FALSE | 50476 | Y | . | Packaging of America Tomahawk Mill | PCA-Tomahawk Mill | 14369 | WI | ENC | MRO |  | 322122 | 7 | Industrial NAICS Cogen | ST | BLQ | WWW | MISO | 78765 | 15517.569 | 2022
petroleum | FALSE | 50476 | Y | . | Packaging of America Tomahawk Mill | PCA-Tomahawk Mill | 14369 | WI | ENC | MRO |  | 322122 | 7 | Industrial NAICS Cogen | ST | DFO | DFO | MISO | 167 | 32.934 | 2022
natural gas steam turbine | FALSE | 50476 | Y | . | Packaging of America Tomahawk Mill | PCA-Tomahawk Mill | 14369 | WI | ENC | MRO |  | 322122 | 7 | Industrial NAICS Cogen | ST | NG | NG | MISO | 194822 | 38382.891 | 2022
biomass | FALSE | 50476 | Y | . | Packaging of America Tomahawk Mill | PCA-Tomahawk Mill | 14369 | WI | ENC | MRO |  | 322122 | 7 | Industrial NAICS Cogen | ST | OBG | ORW | MISO | 8723 | 1718.537 | 2022
biomass | FALSE | 50476 | Y | . | Packaging of America Tomahawk Mill | PCA-Tomahawk Mill | 14369 | WI | ENC | MRO |  | 322122 | 7 | Industrial NAICS Cogen | ST | OBS | ORW | MISO | 1153 | 226.884 | 2022
petroleum | FALSE | 50476 | Y | . | Packaging of America Tomahawk Mill | PCA-Tomahawk Mill | 14369 | WI | ENC | MRO |  | 322122 | 7 | Industrial NAICS Cogen | ST | RFO | RFO | MISO | 0 | 0 | 2022
biomass | FALSE | 50476 | Y | . | Packaging of America Tomahawk Mill | PCA-Tomahawk Mill | 14369 | WI | ENC | MRO |  | 322122 | 7 | Industrial NAICS Cogen | ST | WDS | WWW | MISO | 199206 | 39246.584 | 2022
hydro | FALSE | 50479 | Y | . | Georgia-Pacific Big Island | GP Big Island LLC | 7167 | VA | SAT | RFC |  | 32213 | 7 | Industrial NAICS Cogen | HY | WAT | HYC | PJM | 1173 | 344 | 2022
hard coal | FALSE | 50479 | Y | . | Georgia-Pacific Big Island | GP Big Island LLC | 7167 | VA | SAT | RFC |  | 32213 | 7 | Industrial NAICS Cogen | ST | BIT | COL | PJM | 0 | 0 | 2022
petroleum | FALSE | 50479 | Y | . | Georgia-Pacific Big Island | GP Big Island LLC | 7167 | VA | SAT | RFC |  | 32213 | 7 | Industrial NAICS Cogen | ST | DFO | DFO | PJM | 0 | 0 | 2022
natural gas steam turbine | FALSE | 50479 | Y | . | Georgia-Pacific Big Island | GP Big Island LLC | 7167 | VA | SAT | RFC |  | 32213 | 7 | Industrial NAICS Cogen | ST | NG | NG | PJM | 16548 | 3594.385 | 2022
biomass | FALSE | 50479 | Y | . | Georgia-Pacific Big Island | GP Big Island LLC | 7167 | VA | SAT | RFC |  | 32213 | 7 | Industrial NAICS Cogen | ST | OBS | ORW | PJM | 19831 | 4307.765 | 2022
biomass | FALSE | 50479 | Y | . | Georgia-Pacific Big Island | GP Big Island LLC | 7167 | VA | SAT | RFC |  | 32213 | 7 | Industrial NAICS Cogen | ST | WDS | WWW | PJM | 209667 | 45543.85 | 2022
hard coal | FALSE | 50481 | Y | . | Tennessee Eastman Operations | Eastman Chemical Co-TN Ops | 5610 | TN | ESC | RFC |  | 325 | 7 | Industrial NAICS Cogen | ST | BIT | COL | PJM | 1979784 | 363925.08 | 2022
natural gas steam turbine | FALSE | 50481 | Y | . | Tennessee Eastman Operations | Eastman Chemical Co-TN Ops | 5610 | TN | ESC | RFC |  | 325 | 7 | Industrial NAICS Cogen | ST | NG | NG | PJM | 3552953 | 653105.02 | 2022
other | FALSE | 50481 | Y | . | Tennessee Eastman Operations | Eastman Chemical Co-TN Ops | 5610 | TN | ESC | RFC |  | 325 | 7 | Industrial NAICS Cogen | ST | OG | OOG | PJM | 62455 | 11480.953 | 2022
other | FALSE | 50481 | Y | . | Tennessee Eastman Operations | Eastman Chemical Co-TN Ops | 5610 | TN | ESC | RFC |  | 325 | 7 | Industrial NAICS Cogen | ST | OTH | OTH | PJM | 4418 | 811.932 | 2022
biomass | FALSE | 50481 | Y | . | Tennessee Eastman Operations | Eastman Chemical Co-TN Ops | 5610 | TN | ESC | RFC |  | 325 | 7 | Industrial NAICS Cogen | ST | SLW | ORW | PJM | 43340 | 7967.019 | 2022
biomass | FALSE | 50482 | Y | . | Clewiston Sugar House | United States Sugar Corp | 19365 | FL | SAT | SERC |  | 111 | 7 | Industrial NAICS Cogen | ST | AB | ORW | FPC | 1851356 | 266191.83 | 2022
petroleum | FALSE | 50482 | Y | . | Clewiston Sugar House | United States Sugar Corp | 19365 | FL | SAT | SERC |  | 111 | 7 | Industrial NAICS Cogen | ST | DFO | DFO | FPC | 6343 | 911.904 | 2022
natural gas steam turbine | FALSE | 50482 | Y | . | Clewiston Sugar House | United States Sugar Corp | 19365 | FL | SAT | SERC |  | 111 | 7 | Industrial NAICS Cogen | ST | NG | NG | FPC | 2212 | 318.271 | 2022
other | FALSE | 50488 | N | . | PPG Riverside | Westlake 2 US LLC | 14306 | LA | WSC | SERC |  | 325 | 6 | Industrial NAICS Non-Cogen | ST | PUR | OTH | MISO | 535196 | 156857 | 2022
natural gas peaker | FALSE | 50489 | Y | . | PPG Powerhouse C | Westlake 2 US LLC | 14306 | LA | WSC | SERC |  | 325 | 7 | Industrial NAICS Cogen | GT | NG | NG | MISO | 6599356 | 1551910 | 2022
natural gas steam turbine | FALSE | 50489 | Y | . | PPG Powerhouse C | Westlake 2 US LLC | 14306 | LA | WSC | SERC |  | 325 | 7 | Industrial NAICS Cogen | ST | NG | NG | MISO | 626160 | 134065.98 | 2022
other | FALSE | 50489 | Y | . | PPG Powerhouse C | Westlake 2 US LLC | 14306 | LA | WSC | SERC |  | 325 | 7 | Industrial NAICS Cogen | ST | OG | OOG | MISO | 102615 | 22436.02 | 2022
natural gas steam turbine | FALSE | 50490 | Y | . | PPG Plant C Caustic | Westlake 2 US LLC | 14306 | LA | WSC | SERC |  | 325 | 7 | Industrial NAICS Cogen | ST | NG | NG | MISO | 10641 | 2904 | 2022
natural gas steam turbine | FALSE | 50491 | Y | . | Axiall Natrium Plant | Westlake Chemical Natrium Plant | 60586 | WV | SAT | RFC |  | 325 | 7 | Industrial NAICS Cogen | ST | NG | NG | PJM | 2049780 | 478831.97 | 2022
other | FALSE | 50491 | Y | . | Axiall Natrium Plant | Westlake Chemical Natrium Plant | 60586 | WV | SAT | RFC |  | 325 | 7 | Industrial NAICS Cogen | ST | OG | OOG | PJM | 149837 | 35002.471 | 2022
hydro | FALSE | 50492 | Y | . | Gas Utilization Facility | City of San Diego | 16764 | CA | PACC | WECC |  | 22132 | 5 | Commercial NAICS Cogen | HY | WAT | HYC | CISO | 0 | 0 | 2022
natural gas peaker | FALSE | 50492 | Y | . | Gas Utilization Facility | City of San Diego | 16764 | CA | PACC | WECC |  | 22132 | 5 | Commercial NAICS Cogen | IC | NG | NG | CISO | 0 | 0 | 2022
biomass | FALSE | 50492 | Y | . | Gas Utilization Facility | City of San Diego | 16764 | CA | PACC | WECC |  | 22132 | 5 | Commercial NAICS Cogen | IC | OBG | ORW | CISO | 118147 | 10646.2 | 2022
natural gas peaker | TRUE | 50493 | N | . | Double C Generation Limited Partnership | WCAC Operating Company | 60662 | CA | PACC | WECC |  | 22 | 2 | NAICS-22 Non-Cogen | GT | NG | NG | CISO | 438188 | 41796 | 2022
natural gas peaker | TRUE | 50494 | N | . | Kern Front Limited | WCAC Operating Company | 60662 | CA | PACC | WECC |  | 22 | 2 | NAICS-22 Non-Cogen | GT | NG | NG | CISO | 244581 | 22913 | 2022
natural gas peaker | TRUE | 50495 | Y | . | High Sierra Limited | WCAC Operating Company | 60662 | CA | PACC | WECC |  | 22 | 3 | NAICS-22 Cogen | GT | NG | NG | CISO | 417582 | 43223 | 2022
other | FALSE | 50509 | Y | . | PCS Phosphate | PCS Phosphate | 22175 | NC | SAT | SERC |  | 325 | 7 | Industrial NAICS Cogen | ST | WH | OTH | CPLE | 711812 | 208620 | 2022
hydro | TRUE | 50512 | N | . | Glen Park Hydroelectric Project | Eagle Creek Renewable Energy, LLC | 57280 | NY | MAT | NPCC |  | 22 | 2 | NAICS-22 Non-Cogen | HY | WAT | HYC | NYIS | 449040 | 131606 | 2022
hydro | TRUE | 50513 | N | . | Stillwater Reservoir Hydro | Stillwater Associates | 18121 | NY | MAT | NPCC |  | 22 | 2 | NAICS-22 Non-Cogen | HY | WAT | HYC | NYIS | 21802 | 6390 | 2022
hydro | TRUE | 50514 | N | . | Fort Miller Hydroelectric Facility | Fort Miller Associates | 6495 | NY | MAT | NPCC |  | 22 | 2 | NAICS-22 Non-Cogen | HY | WAT | HYC | NYIS | 63829 | 18707 | 2022
natural gas peaker | FALSE | 50530 | Y | . | Equilon Los Angeles Refining | Tesoro Refining and Marketing Company | 55985 | CA | PACC | WECC |  | 32411 | 7 | Industrial NAICS Cogen | GT | NG | NG | LDWP | 30356 | 5405.573 | 2022
other | FALSE | 50530 | Y | . | Equilon Los Angeles Refining | Tesoro Refining and Marketing Company | 55985 | CA | PACC | WECC |  | 32411 | 7 | Industrial NAICS Cogen | GT | OG | OOG | LDWP | 2001106 | 356351.63 | 2022
natural gas steam turbine | FALSE | 50530 | Y | . | Equilon Los Angeles Refining | Tesoro Refining and Marketing Company | 55985 | CA | PACC | WECC |  | 32411 | 7 | Industrial NAICS Cogen | ST | NG | NG | LDWP | 79622 | 14033.909 | 2022
other | FALSE | 50530 | Y | . | Equilon Los Angeles Refining | Tesoro Refining and Marketing Company | 55985 | CA | PACC | WECC |  | 32411 | 7 | Industrial NAICS Cogen | ST | OG | OOG | LDWP | 263452 | 46435.891 | 2022
onshore wind | TRUE | 50532 | N | . | Victory Garden (Tehachapi) | Wind Stream Operations LLC | 56899 | CA | PACC | WECC |  | 22 | 2 | NAICS-22 Non-Cogen | WT | WND | WND | CISO | 89596 | 26259 | 2022
onshore wind | TRUE | 50533 | N | . | Painted Hills Wind Park | Terra-Gen Operating Co-Wind | 2770 | CA | PACC | WECC |  | 22 | 2 | NAICS-22 Non-Cogen | WT | WND | WND | CISO | 479138 | 140427 | 2022
onshore wind | TRUE | 50535 | N | . | Mesa Wind Power LLC | Brookfield Renewable Trading and Marketing LP | 63235 | CA | PACC | WECC |  | 22 | 2 | NAICS-22 Non-Cogen | WT | WND | WND | CISO | 0 | 0 | 2022
onshore wind | TRUE | 50536 | N | . | Sky River Wind Energy Center | Sky River Wind LLC | 64156 | CA | PACC | WECC |  | 22 | 2 | NAICS-22 Non-Cogen | WT | WND | WND | CISO | 627217 | 183827 | 2022
petroleum | FALSE | 50537 | Y | . | SRI International Cogen Project | IPT SRI Cogeneration Inc | 9297 | CA | PACC | WECC |  | 561 | 5 | Commercial NAICS Cogen | GT | DFO | DFO | CISO | 0 | 0 | 2022
natural gas peaker | FALSE | 50537 | Y | . | SRI International Cogen Project | IPT SRI Cogeneration Inc | 9297 | CA | PACC | WECC |  | 561 | 5 | Commercial NAICS Cogen | GT | NG | NG | CISO | 181269 | 28212 | 2022
hydro | TRUE | 50539 | N | . | Boltonville Hydro Associates | Boltonville Hydro Associates | 1966 | VT | NEW | NPCC |  | 22 | 2 | NAICS-22 Non-Cogen | HY | WAT | HYC | ISNE | 6804 | 1994 | 2022
other | FALSE | 50540 | N | . | BP Carson Refinery | Tesoro Carson Refinery | 2696 | CA | PACC | WECC |  | 32411 | 6 | Industrial NAICS Non-Cogen | OT | NG | NG | CISO | 0 | 0 | 2022
other | FALSE | 50540 | N | . | BP Carson Refinery | Tesoro Carson Refinery | 2696 | CA | PACC | WECC |  | 32411 | 6 | Industrial NAICS Non-Cogen | OT | OG | OOG | CISO | 0 | 0 | 2022
natural gas combined cycle | TRUE | 50541 | N | . | Harbor Cogen | Harbor Cogeneration Co. | 8303 | CA | PACC | WECC |  | 22 | 2 | NAICS-22 Non-Cogen | CA | NG | NG | CISO | 0 | 435 | 2022
natural gas combined cycle | TRUE | 50541 | N | . | Harbor Cogen | Harbor Cogeneration Co. | 8303 | CA | PACC | WECC |  | 22 | 2 | NAICS-22 Non-Cogen | CT | NG | NG | CISO | 263432 | 20239 | 2022
hydro | TRUE | 50545 | N | . | Lawrence Hydroelectric Associates | Central Rivers Power US, LLC | 64078 | MA | NEW | NPCC |  | 22 | 2 | NAICS-22 Non-Cogen | HY | WAT | HYC | ISNE | 224623 | 65833 | 2022
hydro | TRUE | 50546 | N | . | Bowman | Nevada Irrigation District | 13402 | CA | PACC | WECC |  | 22 | 2 | NAICS-22 Non-Cogen | HY | WAT | HYC | CISO | 31140 | 9127 | 2022
onshore wind | TRUE | 50552 | N | . | GPS Cabazon Wind LLC | Huntsman Wind | 64407 | CA | PACC | WECC |  | 22 | 2 | NAICS-22 Non-Cogen | WT | WND | WND | CISO | 58745 | 17217 | 2022
onshore wind | TRUE | 50553 | N | . | Edom Hills Project 1 LLC | Edom Hills Project 1 LLC | 65490 | CA | PACC | WECC |  | 22 | 2 | NAICS-22 Non-Cogen | WT | WND | WND | CISO | 23467 | 6878 | 2022
petroleum | TRUE | 50555 | N | . | Rosemary Power Station | Virginia Electric & Power Co | 19876 | NC | SAT | SERC |  | 22 | 1 | Electric Utility | CA | DFO | DFO | PJM | 0 | 0 | 2022
natural gas combined cycle | TRUE | 50555 | N | . | Rosemary Power Station | Virginia Electric & Power Co | 19876 | NC | SAT | SERC |  | 22 | 1 | Electric Utility | CA | NG | NG | PJM | 0 | 0 | 2022
petroleum | TRUE | 50555 | N | . | Rosemary Power Station | Virginia Electric & Power Co | 19876 | NC | SAT | SERC |  | 22 | 1 | Electric Utility | CT | DFO | DFO | PJM | 18517 | 1643 | 2022
natural gas combined cycle | TRUE | 50555 | N | . | Rosemary Power Station | Virginia Electric & Power Co | 19876 | NC | SAT | SERC |  | 22 | 1 | Electric Utility | CT | NG | NG | PJM | 0 | 0 | 2022
natural gas combined cycle | TRUE | 50558 | N | . | Frontier | Oklahoma Gas & Electric Co | 14063 | OK | WSC | MRO |  | 22 | 1 | Electric Utility | CA | NG | NG | SWPP | 75159 | 87843 | 2022
natural gas combined cycle | TRUE | 50558 | N | . | Frontier | Oklahoma Gas & Electric Co | 14063 | OK | WSC | MRO |  | 22 | 1 | Electric Utility | CT | NG | NG | SWPP | 3435552 | 329668 | 2022
other | TRUE | 50560 | N | . | Pacific-Ultrapower Chinese Station | IHI Power Services Corp | 58650 | CA | PACC | WECC |  | 22 | 2 | NAICS-22 Non-Cogen | ST | PG | WOO | CISO | 0 | 0 | 2022
biomass | TRUE | 50560 | N | . | Pacific-Ultrapower Chinese Station | IHI Power Services Corp | 58650 | CA | PACC | WECC |  | 22 | 2 | NAICS-22 Non-Cogen | ST | WDS | WWW | CISO | 1975027 | 127292 | 2022
petroleum | TRUE | 50561 | N | . | Eagle Point Power Generation | Eagle Point Power Generation LLC | 49942 | NJ | MAT | RFC |  | 22 | 2 | NAICS-22 Non-Cogen | CA | DFO | DFO | PJM | 0 | 1123.379 | 2022
natural gas combined cycle | TRUE | 50561 | N | . | Eagle Point Power Generation | Eagle Point Power Generation LLC | 49942 | NJ | MAT | RFC |  | 22 | 2 | NAICS-22 Non-Cogen | CA | NG | NG | PJM | 0 | 70309.621 | 2022
petroleum | TRUE | 50561 | N | . | Eagle Point Power Generation | Eagle Point Power Generation LLC | 49942 | NJ | MAT | RFC |  | 22 | 2 | NAICS-22 Non-Cogen | CT | DFO | DFO | PJM | 49645 | 3474.076 | 2022
natural gas combined cycle | TRUE | 50561 | N | . | Eagle Point Power Generation | Eagle Point Power Generation LLC | 49942 | NJ | MAT | RFC |  | 22 | 2 | NAICS-22 Non-Cogen | CT | NG | NG | PJM | 2234557 | 168983.92 | 2022
biomass | TRUE | 50563 | N | . | Settlers Hill Gas Recovery | WM Illinois Renewable Energy LLC | 54843 | IL | ENC | RFC |  | 22 | 2 | NAICS-22 Non-Cogen | GT | LFG | MLG | PJM | 519685 | 23373 | 2022
biomass | TRUE | 50564 | N | . | New Milford Gas Recovery | WM Renewable Energy LLC | 54842 | CT | NEW | NPCC |  | 22 | 2 | NAICS-22 Non-Cogen | IC | LFG | MLG | ISNE | 71934 | 5708 | 2022
biomass | TRUE | 50566 | N | . | Milam Gas Recovery | WM Illinois Renewable Energy LLC | 54843 | IL | ENC | SERC |  | 22 | 2 | NAICS-22 Non-Cogen | IC | LFG | MLG | MISO | 0 | 0 | 2022
natural gas peaker | TRUE | 50566 | N | . | Milam Gas Recovery | WM Illinois Renewable Energy LLC | 54843 | IL | ENC | SERC |  | 22 | 2 | NAICS-22 Non-Cogen | IC | NG | NG | MISO | 207577 | 19304 | 2022
biomass | TRUE | 50568 | N | . | High Acres Gas Recovery | WM Renewable Energy LLC | 54842 | NY | MAT | NPCC |  | 22 | 2 | NAICS-22 Non-Cogen | IC | LFG | MLG | NYIS | 790953 | 73400 | 2022
biomass | TRUE | 50569 | N | . | DFW Gas Recovery | WM Renewable Energy LLC | 54842 | TX | WSC | TRE |  | 22 | 2 | NAICS-22 Non-Cogen | GT | LFG | MLG | PNM | 613985 | 35089 | 2022
biomass | TRUE | 50569 | N | . | DFW Gas Recovery | WM Renewable Energy LLC | 54842 | TX | WSC | TRE |  | 22 | 2 | NAICS-22 Non-Cogen | IC | LFG | MLG | PNM | 368948 | 32362 | 2022
biomass | TRUE | 50570 | N | . | Chestnut Ridge Gas Recovery | WM Renewable Energy LLC | 54842 | TN | ESC | SERC |  | 22 | 2 | NAICS-22 Non-Cogen | IC | LFG | MLG | TVA | 303350 | 22336 | 2022
biomass | TRUE | 50571 | N | . | Altamont Gas Recovery | WM Renewable Energy LLC | 54842 | CA | PACC | WECC |  | 22 | 2 | NAICS-22 Non-Cogen | GT | LFG | MLG | CISO | 637672 | 32346 | 2022
biomass | TRUE | 50571 | N | . | Altamont Gas Recovery | WM Renewable Energy LLC | 54842 | CA | PACC | WECC |  | 22 | 2 | NAICS-22 Non-Cogen | IC | LFG | MLG | CISO | 0 | 0 | 2022
biomass | TRUE | 50572 | N | . | CSL Gas Recovery | WM Renewable Energy LLC | 54842 | FL | SAT | SERC |  | 22 | 2 | NAICS-22 Non-Cogen | CA | LFG | MLG | FPL | 0 | 0 | 2022
biomass | TRUE | 50572 | N | . | CSL Gas Recovery | WM Renewable Energy LLC | 54842 | FL | SAT | SERC |  | 22 | 2 | NAICS-22 Non-Cogen | CT | LFG | MLG | FPL | 964937 | 44198 | 2022
biomass | TRUE | 50573 | N | . | CID Gas Recovery | WM Illinois Renewable Energy LLC | 54843 | IL | ENC | RFC |  | 22 | 2 | NAICS-22 Non-Cogen | GT | LFG | MLG | PJM | 334750 | 16818 | 2022
biomass | TRUE | 50575 | N | . | Lake Gas Recovery | WM Illinois Renewable Energy LLC | 54843 | IL | ENC | RFC |  | 22 | 2 | NAICS-22 Non-Cogen | GT | LFG | MLG | PJM | 261266 | 12188 | 2022
biomass | TRUE | 50576 | N | . | Metro Gas Recovery | WM Renewable Energy LLC | 54842 | WI | ENC | RFC |  | 22 | 2 | NAICS-22 Non-Cogen | GT | LFG | MLG | MISO | 360065 | 18605 | 2022
biomass | TRUE | 50576 | N | . | Metro Gas Recovery | WM Renewable Energy LLC | 54842 | WI | ENC | RFC |  | 22 | 2 | NAICS-22 Non-Cogen | IC | LFG | MLG | MISO | 281466 | 23679 | 2022
biomass | TRUE | 50577 | N | . | Omega Hills Gas Recovery | WM Renewable Energy LLC | 54842 | WI | ENC | RFC |  | 22 | 2 | NAICS-22 Non-Cogen | GT | LFG | MLG | MISO | 1314327 | 72981 | 2022
petroleum | TRUE | 50611 | N | . | Westwood Generation LLC | Rausch Creek Generation, LLC | 58224 | PA | MAT | RFC |  | 22 | 2 | NAICS-22 Non-Cogen | ST | DFO | DFO | PJM | 16298 | 977.796 | 2022
hard coal | TRUE | 50611 | N | . | Westwood Generation LLC | Rausch Creek Generation, LLC | 58224 | PA | MAT | RFC |  | 22 | 2 | NAICS-22 Non-Cogen | ST | WC | WOC | PJM | 2781067 | 172330.2 | 2022
natural gas peaker | TRUE | 50612 | Y | . | McKittrick Limited | WCAC Operating Company | 60662 | CA | PACC | WECC |  | 22 | 3 | NAICS-22 Cogen | GT | NG | NG | CISO | 88188 | 9923 | 2022
hydro | FALSE | 50614 | Y | . | Mosinee Mill | Ahlstrom-Munksjo NA Specialty Solutions, LLC | 13008 | WI | ENC | MRO |  | 322 | 7 | Industrial NAICS Cogen | HY | WAT | HYC | MISO | 59719 | 17503 | 2022
hard coal | FALSE | 50614 | Y | . | Mosinee Mill | Ahlstrom-Munksjo NA Specialty Solutions, LLC | 13008 | WI | ENC | MRO |  | 322 | 7 | Industrial NAICS Cogen | ST | BIT | COL | MISO | 226450 | 43139.708 | 2022
biomass | FALSE | 50614 | Y | . | Mosinee Mill | Ahlstrom-Munksjo NA Specialty Solutions, LLC | 13008 | WI | ENC | MRO |  | 322 | 7 | Industrial NAICS Cogen | ST | BLQ | WWW | MISO | 273529 | 52108.274 | 2022
petroleum | FALSE | 50614 | Y | . | Mosinee Mill | Ahlstrom-Munksjo NA Specialty Solutions, LLC | 13008 | WI | ENC | MRO |  | 322 | 7 | Industrial NAICS Cogen | ST | DFO | DFO | MISO | 0 | 0 | 2022
natural gas steam turbine | FALSE | 50614 | Y | . | Mosinee Mill | Ahlstrom-Munksjo NA Specialty Solutions, LLC | 13008 | WI | ENC | MRO |  | 322 | 7 | Industrial NAICS Cogen | ST | NG | NG | MISO | 16250 | 3095.814 | 2022
petroleum | FALSE | 50614 | Y | . | Mosinee Mill | Ahlstrom-Munksjo NA Specialty Solutions, LLC | 13008 | WI | ENC | MRO |  | 322 | 7 | Industrial NAICS Cogen | ST | RFO | RFO | MISO | 3211 | 611.894 | 2022
biomass | FALSE | 50614 | Y | . | Mosinee Mill | Ahlstrom-Munksjo NA Specialty Solutions, LLC | 13008 | WI | ENC | MRO |  | 322 | 7 | Industrial NAICS Cogen | ST | SLW | ORW | MISO | 6706 | 1277.653 | 2022
biomass | FALSE | 50614 | Y | . | Mosinee Mill | Ahlstrom-Munksjo NA Specialty Solutions, LLC | 13008 | WI | ENC | MRO |  | 322 | 7 | Industrial NAICS Cogen | ST | WDS | WWW | MISO | 41220 | 7852.657 | 2022
petroleum | FALSE | 50621 | Y | . | Central Power Plant | State of Rhode Island | 18000 | RI | NEW | NPCC |  | 622 | 5 | Commercial NAICS Cogen | GT | DFO | DFO | ISNE | 185 | 34.154 | 2022
natural gas peaker | FALSE | 50621 | Y | . | Central Power Plant | State of Rhode Island | 18000 | RI | NEW | NPCC |  | 622 | 5 | Commercial NAICS Cogen | GT | NG | NG | ISNE | 108981 | 20256.846 | 2022
petroleum | FALSE | 50621 | Y | . | Central Power Plant | State of Rhode Island | 18000 | RI | NEW | NPCC |  | 622 | 5 | Commercial NAICS Cogen | GT | RFO | RFO | ISNE | 0 | 0 | 2022
natural gas peaker | FALSE | 50621 | Y | . | Central Power Plant | State of Rhode Island | 18000 | RI | NEW | NPCC |  | 622 | 5 | Commercial NAICS Cogen | IC | NG | NG | ISNE | 4271 | 976 | 2022
petroleum | FALSE | 50621 | Y | . | Central Power Plant | State of Rhode Island | 18000 | RI | NEW | NPCC |  | 622 | 5 | Commercial NAICS Cogen | ST | DFO | DFO | ISNE | 0 | 0 | 2022
natural gas steam turbine | FALSE | 50621 | Y | . | Central Power Plant | State of Rhode Island | 18000 | RI | NEW | NPCC |  | 622 | 5 | Commercial NAICS Cogen | ST | NG | NG | ISNE | 0 | 0 | 2022
natural gas peaker | FALSE | 50622 | Y | . | Berry Cogen Tanne Hills 18 | Berry Petroleum Co | 1569 | CA | PACC | WECC |  | 211 | 7 | Industrial NAICS Cogen | GT | NG | NG | CISO | 705131 | 130461 | 2022
natural gas peaker | FALSE | 50624 | Y | . | Torrance Refining Company, LLC | Torrance Refining Company, LLC | 60657 | CA | PACC | WECC |  | 32411 | 7 | Industrial NAICS Cogen | GT | NG | NG | CISO | 0 | 0 | 2022
other | FALSE | 50624 | Y | . | Torrance Refining Company, LLC | Torrance Refining Company, LLC | 60657 | CA | PACC | WECC |  | 32411 | 7 | Industrial NAICS Cogen | GT | OG | OOG | CISO | 416855 | 82526 | 2022
other | FALSE | 50624 | Y | . | Torrance Refining Company, LLC | Torrance Refining Company, LLC | 60657 | CA | PACC | WECC |  | 32411 | 7 | Industrial NAICS Cogen | ST | WH | OTH | CISO | 7901 | 2316 | 2022
natural gas peaker | FALSE | 50625 | Y | . | ExxonMobil Beaumont Refinery | ExxonMobil Oil Corp | 6090 | TX | WSC | SERC |  | 32411 | 7 | Industrial NAICS Cogen | GT | NG | NG | MISO | 23432419 | 3716307 | 2022
other | FALSE | 50625 | Y | . | ExxonMobil Beaumont Refinery | ExxonMobil Oil Corp | 6090 | TX | WSC | SERC |  | 32411 | 7 | Industrial NAICS Cogen | OT | OG | OOG | MISO | 0 | 0 | 2022
natural gas steam turbine | FALSE | 50625 | Y | . | ExxonMobil Beaumont Refinery | ExxonMobil Oil Corp | 6090 | TX | WSC | SERC |  | 32411 | 7 | Industrial NAICS Cogen | ST | NG | NG | MISO | 6960589 | 612009.55 | 2022
other | FALSE | 50625 | Y | . | ExxonMobil Beaumont Refinery | ExxonMobil Oil Corp | 6090 | TX | WSC | SERC |  | 32411 | 7 | Industrial NAICS Cogen | ST | OG | OOG | MISO | 1548428 | 136145.45 | 2022
other | FALSE | 50626 | N | . | Chalmette Refining LLC | Chalmette Refining LLC | 56392 | LA | WSC | SERC |  | 32411 | 6 | Industrial NAICS Non-Cogen | OT | OTH | OTH | MISO | 4898929 | 6841.41 | 2022
natural gas peaker | FALSE | 50627 | Y | . | ExxonMobil Oil Joliet Refinery | ExxonMobil Oil Corp | 5519 | IL | ENC | RFC |  | 32411 | 7 | Industrial NAICS Cogen | GT | NG | NG | PJM | 0 | 0 | 2022
other | FALSE | 50627 | Y | . | ExxonMobil Oil Joliet Refinery | ExxonMobil Oil Corp | 5519 | IL | ENC | RFC |  | 32411 | 7 | Industrial NAICS Cogen | GT | OG | OOG | PJM | 944293 | 111200.6 | 2022
natural gas steam turbine | FALSE | 50627 | Y | . | ExxonMobil Oil Joliet Refinery | ExxonMobil Oil Corp | 5519 | IL | ENC | RFC |  | 32411 | 7 | Industrial NAICS Cogen | ST | NG | NG | PJM | 0 | 0 | 2022
other | FALSE | 50627 | Y | . | ExxonMobil Oil Joliet Refinery | ExxonMobil Oil Corp | 5519 | IL | ENC | RFC |  | 32411 | 7 | Industrial NAICS Cogen | ST | OG | OOG | PJM | 342540 | 36061.743 | 2022
natural gas peaker | FALSE | 50628 | Y | . | Paulsboro Refinery | Paulsboro Refining Company - LLC | 19691 | NJ | MAT | RFC |  | 32411 | 7 | Industrial NAICS Cogen | GT | NG | NG | PJM | 836488 | 164505.9 | 2022
other | FALSE | 50628 | Y | . | Paulsboro Refinery | Paulsboro Refining Company - LLC | 19691 | NJ | MAT | RFC |  | 32411 | 7 | Industrial NAICS Cogen | GT | OG | OOG | PJM | 0 | 0 | 2022
petroleum | FALSE | 50628 | Y | . | Paulsboro Refinery | Paulsboro Refining Company - LLC | 19691 | NJ | MAT | RFC |  | 32411 | 7 | Industrial NAICS Cogen | OT | PC | PC | PJM | 0 | 0 | 2022
petroleum | FALSE | 50628 | Y | . | Paulsboro Refinery | Paulsboro Refining Company - LLC | 19691 | NJ | MAT | RFC |  | 32411 | 7 | Industrial NAICS Cogen | ST | DFO | DFO | PJM | 0 | 0 | 2022
natural gas steam turbine | FALSE | 50628 | Y | . | Paulsboro Refinery | Paulsboro Refining Company - LLC | 19691 | NJ | MAT | RFC |  | 32411 | 7 | Industrial NAICS Cogen | ST | NG | NG | PJM | 0 | 0 | 2022
other | FALSE | 50628 | Y | . | Paulsboro Refinery | Paulsboro Refining Company - LLC | 19691 | NJ | MAT | RFC |  | 32411 | 7 | Industrial NAICS Cogen | ST | OG | OOG | PJM | 615069 | 119860.69 | 2022
municipal solid waste | TRUE | 50629 | N | . | Covanta Lake County Energy | Covanta Lake Inc | 4482 | FL | SAT | SERC |  | 22 | 2 | NAICS-22 Non-Cogen | ST | MSB | MLG | FPC | 750372 | 36107.548 | 2022
municipal solid waste | TRUE | 50629 | N | . | Covanta Lake County Energy | Covanta Lake Inc | 4482 | FL | SAT | SERC |  | 22 | 2 | NAICS-22 Non-Cogen | ST | MSN | OTH | FPC | 917138 | 44132.332 | 2022
natural gas steam turbine | TRUE | 50629 | N | . | Covanta Lake County Energy | Covanta Lake Inc | 4482 | FL | SAT | SERC |  | 22 | 2 | NAICS-22 Non-Cogen | ST | NG | NG | FPC | 21047 | 996.12 | 2022
municipal solid waste | TRUE | 50630 | N | . | Covanta Marion Inc | Covanta Marion Inc | 4476 | OR | PACC | WECC |  | 22 | 2 | NAICS-22 Non-Cogen | ST | MSB | MLG | PGE | 643478 | 29981.832 | 2022
municipal solid waste | TRUE | 50630 | N | . | Covanta Marion Inc | Covanta Marion Inc | 4476 | OR | PACC | WECC |  | 22 | 2 | NAICS-22 Non-Cogen | ST | MSN | OTH | PGE | 786468 | 36644.256 | 2022
natural gas steam turbine | TRUE | 50630 | N | . | Covanta Marion Inc | Covanta Marion Inc | 4476 | OR | PACC | WECC |  | 22 | 2 | NAICS-22 Non-Cogen | ST | NG | NG | PGE | 24 | 0.912 | 2022
petroleum | FALSE | 50632 | N | . | Covanta Stanislaus Energy | Covanta Stanislaus Inc | 4498 | CA | PACC | WECC |  | 562213 | 4 | Commercial NAICS Non-Cogen | ST | DFO | DFO | CISO | 47736 | 2218.584 | 2022
municipal solid waste | FALSE | 50632 | N | . | Covanta Stanislaus Energy | Covanta Stanislaus Inc | 4498 | CA | PACC | WECC |  | 562213 | 4 | Commercial NAICS Non-Cogen | ST | MSB | MLG | CISO | 1151523 | 55647.287 | 2022
municipal solid waste | FALSE | 50632 | N | . | Covanta Stanislaus Energy | Covanta Stanislaus Inc | 4498 | CA | PACC | WECC |  | 562213 | 4 | Commercial NAICS Non-Cogen | ST | MSN | OTH | CISO | 1407433 | 68014.129 | 2022
other | FALSE | 50633 | Y | . | Mosaic Co Bartow Facility | Mosaic Company | 3102 | FL | SAT | SERC |  | 325311 | 7 | Industrial NAICS Cogen | ST | WH | OTH | TEC | 688640 | 201829 | 2022
hydro | TRUE | 50636 | N | . | Brainerd Public Utilities | Brainerd Public Utilities | 2138 | MN | WNC | MRO |  | 22 | 1 | Electric Utility | HY | WAT | HYC | MISO | 56582 | 16584 | 2022
hard coal | TRUE | 50636 | N | . | Brainerd Public Utilities | Brainerd Public Utilities | 2138 | MN | WNC | MRO |  | 22 | 1 | Electric Utility | ST | BIT | COL | MISO | 0 | 0 | 2022
natural gas steam turbine | TRUE | 50636 | N | . | Brainerd Public Utilities | Brainerd Public Utilities | 2138 | MN | WNC | MRO |  | 22 | 1 | Electric Utility | ST | NG | NG | MISO | 0 | 0 | 2022
biomass | FALSE | 50637 | Y | . | Clearwater Paper IPP Lewiston | Clearwater Paper Corporation | 56225 | ID | MTN | WECC |  | 32213 | 7 | Industrial NAICS Cogen | ST | BLQ | WWW | AVA | 1139821 | 248031.3 | 2022
petroleum | FALSE | 50637 | Y | . | Clearwater Paper IPP Lewiston | Clearwater Paper Corporation | 56225 | ID | MTN | WECC |  | 32213 | 7 | Industrial NAICS Cogen | ST | DFO | DFO | AVA | 0 | 0 | 2022
natural gas steam turbine | FALSE | 50637 | Y | . | Clearwater Paper IPP Lewiston | Clearwater Paper Corporation | 56225 | ID | MTN | WECC |  | 32213 | 7 | Industrial NAICS Cogen | ST | NG | NG | AVA | 230308 | 50101.089 | 2022
petroleum | FALSE | 50637 | Y | . | Clearwater Paper IPP Lewiston | Clearwater Paper Corporation | 56225 | ID | MTN | WECC |  | 32213 | 7 | Industrial NAICS Cogen | ST | RFO | RFO | AVA | 0 | 0 | 2022
biomass | FALSE | 50637 | Y | . | Clearwater Paper IPP Lewiston | Clearwater Paper Corporation | 56225 | ID | MTN | WECC |  | 32213 | 7 | Industrial NAICS Cogen | ST | WDS | WWW | AVA | 432500 | 94109.613 | 2022
biomass | FALSE | 50638 | Y | . | Clearwater Paper APP CB | Clearwater Paper Corporation | 56225 | AR | WSC | SERC |  | 32213 | 7 | Industrial NAICS Cogen | ST | BLQ | WWW | MISO | 481734 | 68478.594 | 2022
petroleum | FALSE | 50638 | Y | . | Clearwater Paper APP CB | Clearwater Paper Corporation | 56225 | AR | WSC | SERC |  | 32213 | 7 | Industrial NAICS Cogen | ST | DFO | DFO | MISO | 1214 | 183.379 | 2022
natural gas steam turbine | FALSE | 50638 | Y | . | Clearwater Paper APP CB | Clearwater Paper Corporation | 56225 | AR | WSC | SERC |  | 32213 | 7 | Industrial NAICS Cogen | ST | NG | NG | MISO | 225422 | 32400.027 | 2022
petroleum | FALSE | 50638 | Y | . | Clearwater Paper APP CB | Clearwater Paper Corporation | 56225 | AR | WSC | SERC |  | 32213 | 7 | Industrial NAICS Cogen | ST | PC | PC | MISO | 0 | 0 | 2022
petroleum | FALSE | 50638 | Y | . | Clearwater Paper APP CB | Clearwater Paper Corporation | 56225 | AR | WSC | SERC |  | 32213 | 7 | Industrial NAICS Cogen | ST | WO | WOO | MISO | 0 | 0 | 2022
hydro | FALSE | 50639 | Y | . | Sappi Cloquet Mill | Sappi Cloquet LLC | 16653 | MN | WNC | MRO |  | 322122 | 7 | Industrial NAICS Cogen | HY | WAT | HYC | MISO | 76372 | 22382.91 | 2022
biomass | FALSE | 50639 | Y | . | Sappi Cloquet Mill | Sappi Cloquet LLC | 16653 | MN | WNC | MRO |  | 322122 | 7 | Industrial NAICS Cogen | ST | BLQ | WWW | MISO | 1526807 | 326584.8 | 2022
petroleum | FALSE | 50639 | Y | . | Sappi Cloquet Mill | Sappi Cloquet LLC | 16653 | MN | WNC | MRO |  | 322122 | 7 | Industrial NAICS Cogen | ST | DFO | DFO | MISO | 3706 | 792.728 | 2022
natural gas steam turbine | FALSE | 50639 | Y | . | Sappi Cloquet Mill | Sappi Cloquet LLC | 16653 | MN | WNC | MRO |  | 322122 | 7 | Industrial NAICS Cogen | ST | NG | NG | MISO | 218305 | 46695.702 | 2022
biomass | FALSE | 50639 | Y | . | Sappi Cloquet Mill | Sappi Cloquet LLC | 16653 | MN | WNC | MRO |  | 322122 | 7 | Industrial NAICS Cogen | ST | SLW | ORW | MISO | 15103 | 3230.802 | 2022
biomass | FALSE | 50639 | Y | . | Sappi Cloquet Mill | Sappi Cloquet LLC | 16653 | MN | WNC | MRO |  | 322122 | 7 | Industrial NAICS Cogen | ST | WDS | WWW | MISO | 370407 | 79230.269 | 2022
municipal solid waste | FALSE | 50647 | Y | . | Covanta Indianapolis Energy | Covanta Indianapolis Inc | 4497 | IN | ENC | RFC |  | 562212 | 5 | Commercial NAICS Cogen | ST | MSB | MLG | MISO | 135364 | 10025.775 | 2022
municipal solid waste | FALSE | 50647 | Y | . | Covanta Indianapolis Energy | Covanta Indianapolis Inc | 4497 | IN | ENC | RFC |  | 562212 | 5 | Commercial NAICS Cogen | ST | MSN | OTH | MISO | 165444 | 12253.635 | 2022
natural gas steam turbine | FALSE | 50647 | Y | . | Covanta Indianapolis Energy | Covanta Indianapolis Inc | 4497 | IN | ENC | RFC |  | 562212 | 5 | Commercial NAICS Cogen | ST | NG | NG | MISO | 2868 | 254.59 | 2022
municipal solid waste | TRUE | 50648 | N | . | Covanta Bristol Energy | Covanta Bristol Inc | 4474 | CT | NEW | NPCC |  | 22 | 2 | NAICS-22 Non-Cogen | ST | MSB | MLG | ISNE | 849947 | 45349.06 | 2022
municipal solid waste | TRUE | 50648 | N | . | Covanta Bristol Energy | Covanta Bristol Inc | 4474 | CT | NEW | NPCC |  | 22 | 2 | NAICS-22 Non-Cogen | ST | MSN | OTH | ISNE | 1038828 | 55426.94 | 2022
natural gas steam turbine | TRUE | 50648 | N | . | Covanta Bristol Energy | Covanta Bristol Inc | 4474 | CT | NEW | NPCC |  | 22 | 2 | NAICS-22 Non-Cogen | ST | NG | NG | ISNE | 0 | 0 | 2022
petroleum | FALSE | 50649 | N | . | Covanta Babylon Inc | Covanta Babylon Inc | 4484 | NY | MAT | NPCC |  | 562213 | 4 | Commercial NAICS Non-Cogen | ST | DFO | DFO | NYIS | 9086 | 362.665 | 2022
municipal solid waste | FALSE | 50649 | N | . | Covanta Babylon Inc | Covanta Babylon Inc | 4484 | NY | MAT | NPCC |  | 562213 | 4 | Commercial NAICS Non-Cogen | ST | MSB | MLG | NYIS | 1114108 | 51039.04 | 2022
municipal solid waste | FALSE | 50649 | N | . | Covanta Babylon Inc | Covanta Babylon Inc | 4484 | NY | MAT | NPCC |  | 562213 | 4 | Commercial NAICS Non-Cogen | ST | MSN | OTH | NYIS | 1361649 | 62379.295 | 2022
petroleum | TRUE | 50650 | N | . | ReEnergy Stratton LLC | ReEnergy Stratton LLC | 1950 | ME | NEW | NPCC |  | 22 | 2 | NAICS-22 Non-Cogen | ST | DFO | DFO | ISNE | 0 | 0 | 2022
biomass | TRUE | 50650 | N | . | ReEnergy Stratton LLC | ReEnergy Stratton LLC | 1950 | ME | NEW | NPCC |  | 22 | 2 | NAICS-22 Non-Cogen | ST | WDS | WWW | ISNE | 3687080 | 263286 | 2022
hydro | TRUE | 50652 | N | . | Lyonsdale Associates | Eagle Creek Renewable Energy, LLC | 57280 | NY | MAT | NPCC |  | 22 | 2 | NAICS-22 Non-Cogen | HY | WAT | HYC | NYIS | 39358 | 11535 | 2022
geothermal | TRUE | 50654 | N | . | Steamboat Hills LP | Ormat Nevada Inc | 34691 | NV | MTN | WECC |  | 22 | 2 | NAICS-22 Non-Cogen | BT | GEO | GEO | NEVP | 789267 | 231321 | 2022
solar pv | TRUE | 50654 | N | . | Steamboat Hills LP | Ormat Nevada Inc | 34691 | NV | MTN | WECC |  | 22 | 2 | NAICS-22 Non-Cogen | PV | SUN | SUN | NEVP | 0 | 0 | 2022
geothermal | TRUE | 50654 | N | . | Steamboat Hills LP | Ormat Nevada Inc | 34691 | NV | MTN | WECC |  | 22 | 2 | NAICS-22 Non-Cogen | ST | GEO | GEO | NEVP | 0 | 0 | 2022
municipal solid waste | FALSE | 50656 | N | . | Huntington Resource Recovery Facility | Huntington Resource Recovery | 9097 | NY | MAT | NPCC |  | 562213 | 4 | Commercial NAICS Non-Cogen | ST | MSB | MLG | NYIS | 1541831 | 87327.643 | 2022
municipal solid waste | FALSE | 50656 | N | . | Huntington Resource Recovery Facility | Huntington Resource Recovery | 9097 | NY | MAT | NPCC |  | 562213 | 4 | Commercial NAICS Non-Cogen | ST | MSN | OTH | NYIS | 1884468 | 106734.33 | 2022
other | FALSE | 50656 | N | . | Huntington Resource Recovery Facility | Huntington Resource Recovery | 9097 | NY | MAT | NPCC |  | 562213 | 4 | Commercial NAICS Non-Cogen | ST | PG | WOO | NYIS | 6938 | 393.029 | 2022
municipal solid waste | TRUE | 50657 | N | . | Montgomery County Resource Recovery | Covanta Montgomery, Inc. | 49760 | MD | SAT | RFC |  | 22 | 2 | NAICS-22 Non-Cogen | ST | MSB | MLG | PJM | 2564655 | 143750 | 2022
municipal solid waste | TRUE | 50657 | N | . | Montgomery County Resource Recovery | Covanta Montgomery, Inc. | 49760 | MD | SAT | RFC |  | 22 | 2 | NAICS-22 Non-Cogen | ST | MSN | OTH | PJM | 3134495 | 175689.92 | 2022
natural gas steam turbine | TRUE | 50657 | N | . | Montgomery County Resource Recovery | Covanta Montgomery, Inc. | 49760 | MD | SAT | RFC |  | 22 | 2 | NAICS-22 Non-Cogen | ST | NG | NG | PJM | 58604 | 3211.085 | 2022
municipal solid waste | FALSE | 50658 | N | . | Covanta Fairfax Energy | Covanta Fairfax Inc | 4425 | VA | SAT | SERC |  | 562212 | 4 | Commercial NAICS Non-Cogen | ST | MSB | MLG | PJM | 5524098 | 323929.86 | 2022
municipal solid waste | FALSE | 50658 | N | . | Covanta Fairfax Energy | Covanta Fairfax Inc | 4425 | VA | SAT | SERC |  | 562212 | 4 | Commercial NAICS Non-Cogen | ST | MSN | OTH | PJM | 6751735 | 395917.91 | 2022
natural gas steam turbine | FALSE | 50658 | N | . | Covanta Fairfax Energy | Covanta Fairfax Inc | 4425 | VA | SAT | SERC |  | 562212 | 4 | Commercial NAICS Non-Cogen | ST | NG | NG | PJM | 75417 | 4438.228 | 2022
municipal solid waste | FALSE | 50660 | Y | . | Covanta Tulsa Renewable Energy LLC | Covanta Tulsa Renewable Energy LLC | 56316 | OK | WSC | SERC |  | 562213 | 5 | Commercial NAICS Cogen | ST | MSB | MLG | SWPP | 5668 | -8713.4 | 2022
municipal solid waste | FALSE | 50660 | Y | . | Covanta Tulsa Renewable Energy LLC | Covanta Tulsa Renewable Energy LLC | 56316 | OK | WSC | SERC |  | 562213 | 5 | Commercial NAICS Cogen | ST | MSN | OTH | SWPP | 6928 | -10649.65 | 2022
natural gas steam turbine | FALSE | 50660 | Y | . | Covanta Tulsa Renewable Energy LLC | Covanta Tulsa Renewable Energy LLC | 56316 | OK | WSC | SERC |  | 562213 | 5 | Commercial NAICS Cogen | ST | NG | NG | SWPP | 970 | -1220.946 | 2022
petroleum | FALSE | 50661 | N | . | Covanta Haverhill | Ogden Projects Inc-Haverhill | 13982 | MA | NEW | NPCC |  | 562213 | 4 | Commercial NAICS Non-Cogen | ST | DFO | DFO | ISNE | 12707 | 797.796 | 2022
municipal solid waste | FALSE | 50661 | N | . | Covanta Haverhill | Ogden Projects Inc-Haverhill | 13982 | MA | NEW | NPCC |  | 562213 | 4 | Commercial NAICS Non-Cogen | ST | MSB | MLG | ISNE | 2455379 | 156947.1 | 2022
municipal solid waste | FALSE | 50661 | N | . | Covanta Haverhill | Ogden Projects Inc-Haverhill | 13982 | MA | NEW | NPCC |  | 562213 | 4 | Commercial NAICS Non-Cogen | ST | MSN | OTH | ISNE | 3001044 | 191826.1 | 2022
municipal solid waste | FALSE | 50662 | N | . | Onondaga County Resource Recovery | Covanta Onondega LP | 4487 | NY | MAT | NPCC |  | 562213 | 4 | Commercial NAICS Non-Cogen | ST | MSB | MLG | NYIS | 1807494 | 103293.15 | 2022
municipal solid waste | FALSE | 50662 | N | . | Onondaga County Resource Recovery | Covanta Onondega LP | 4487 | NY | MAT | NPCC |  | 562213 | 4 | Commercial NAICS Non-Cogen | ST | MSN | OTH | NYIS | 2209224 | 126250.77 | 2022
natural gas steam turbine | FALSE | 50662 | N | . | Onondaga County Resource Recovery | Covanta Onondega LP | 4487 | NY | MAT | NPCC |  | 562213 | 4 | Commercial NAICS Non-Cogen | ST | NG | NG | NYIS | 20697 | 1148.078 | 2022
municipal solid waste | FALSE | 50663 | N | . | Covanta Alexandria/Arlington Energy | Covanta Alexandria/Arlington | 4496 | VA | SAT | SERC |  | 562213 | 4 | Commercial NAICS Non-Cogen | ST | MSB | MLG | PJM | 1514301 | 63484.859 | 2022
municipal solid waste | FALSE | 50663 | N | . | Covanta Alexandria/Arlington Energy | Covanta Alexandria/Arlington | 4496 | VA | SAT | SERC |  | 562213 | 4 | Commercial NAICS Non-Cogen | ST | MSN | OTH | PJM | 1850842 | 77594.141 | 2022
municipal solid waste | TRUE | 50666 | N | . | Pasco Cnty Solid Waste Resource Recovery | Pasco County | 14519 | FL | SAT | SERC |  | 22 | 2 | NAICS-22 Non-Cogen | ST | MSB | MLG | FPC | 1572671 | 81831.51 | 2022
municipal solid waste | TRUE | 50666 | N | . | Pasco Cnty Solid Waste Resource Recovery | Pasco County | 14519 | FL | SAT | SERC |  | 22 | 2 | NAICS-22 Non-Cogen | ST | MSN | OTH | FPC | 1922143 | 100015.62 | 2022
natural gas steam turbine | TRUE | 50666 | N | . | Pasco Cnty Solid Waste Resource Recovery | Pasco County | 14519 | FL | SAT | SERC |  | 22 | 2 | NAICS-22 Non-Cogen | ST | NG | NG | FPC | 12149 | 611.868 | 2022
natural gas peaker | FALSE | 50674 | N | . | Municipal Cogen Plant | Palm Springs City of | 14395 | CA | PACC | WECC |  | 92 | 4 | Commercial NAICS Non-Cogen | IC | NG | NG | CISO | 61971 | 6267 | 2022
hydro | TRUE | 50688 | N | . | Gardiner | KEI (Maine) Power Management (III) LLC | 56838 | ME | NEW | NPCC |  | 22 | 2 | NAICS-22 Non-Cogen | HY | WAT | HYC | ISNE | 15446 | 4527 | 2022
onshore wind | TRUE | 50690 | N | . | San Gorgonio Westwinds II LLC | Terra-Gen Operating Co-Wind | 2770 | CA | PACC | WECC |  | 22 | 2 | NAICS-22 Non-Cogen | WT | WND | WND | CISO | 371230 | 108801 | 2022
natural gas peaker | FALSE | 50696 | Y | . | Plant No 1 Orange County | Orange County Sanitation Dist | 14155 | CA | PACC | WECC |  | 562212 | 5 | Commercial NAICS Cogen | IC | NG | NG | CISO | 30762 | 2907.154 | 2022
biomass | FALSE | 50696 | Y | . | Plant No 1 Orange County | Orange County Sanitation Dist | 14155 | CA | PACC | WECC |  | 562212 | 5 | Commercial NAICS Cogen | IC | OBG | ORW | CISO | 391011 | 36953.846 | 2022
hydro | TRUE | 50699 | N | . | Pumpkin Hill | KEI (Maine) Power Management (II) LLC | 56837 | ME | NEW | NPCC |  | 22 | 2 | NAICS-22 Non-Cogen | HY | WAT | HYC | ISNE | 15129 | 4434 | 2022
hydro | TRUE | 50700 | N | . | Lilliwaup Falls Generating | William G. Reed Jr | 15795 | WA | PACC | WECC |  | 22 | 2 | NAICS-22 Non-Cogen | HY | WAT | HYC | BPAT | 19587 | 5740 | 2022
hydro | TRUE | 50702 | N | . | Salmon Falls | Green Mountain Power Corp | 7601 | ME | NEW | NPCC |  | 22 | 1 | Electric Utility | HY | WAT | HYC | ISNE | 3105 | 910 | 2022
hydro | TRUE | 50704 | N | . | Somersworth Lower Great Dam | Green Mountain Power Corp | 7601 | NH | NEW | NPCC |  | 22 | 1 | Electric Utility | HY | WAT | HYC | ISNE | 5502 | 1613 | 2022
natural gas combined cycle | TRUE | 50707 | Y | . | JM Shafer Generating Station | Tri-State G & T Assn, Inc | 30151 | CO | MTN | WECC |  | 22 | 1 | Electric Utility | CA | NG | NG | PSCO | 704 | 180832 | 2022
natural gas combined cycle | TRUE | 50707 | Y | . | JM Shafer Generating Station | Tri-State G & T Assn, Inc | 30151 | CO | MTN | WECC |  | 22 | 1 | Electric Utility | CT | NG | NG | PSCO | 8235857 | 713387 | 2022
petroleum | FALSE | 50711 | Y | . | University of Alaska Fairbanks | University of Alaska | 19511 | AK | PACN |  |  | 611 | 5 | Commercial NAICS Cogen | IC | DFO | DFO |  | 0 | -465 | 2022
petroleum | FALSE | 50711 | Y | . | University of Alaska Fairbanks | University of Alaska | 19511 | AK | PACN |  |  | 611 | 5 | Commercial NAICS Cogen | ST | DFO | DFO |  | 3677 | -938.522 | 2022
petroleum | FALSE | 50711 | Y | . | University of Alaska Fairbanks | University of Alaska | 19511 | AK | PACN |  |  | 611 | 5 | Commercial NAICS Cogen | ST | JF | WOO |  | 0 | 0 | 2022
natural gas steam turbine | FALSE | 50711 | Y | . | University of Alaska Fairbanks | University of Alaska | 19511 | AK | PACN |  |  | 611 | 5 | Commercial NAICS Cogen | ST | NG | NG |  | 1310 | 167.086 | 2022
hard coal | FALSE | 50711 | Y | . | University of Alaska Fairbanks | University of Alaska | 19511 | AK | PACN |  |  | 611 | 5 | Commercial NAICS Cogen | ST | SUB | COL |  | 251855 | 41671.436 | 2022
biomass | FALSE | 50711 | Y | . | University of Alaska Fairbanks | University of Alaska | 19511 | AK | PACN |  |  | 611 | 5 | Commercial NAICS Cogen | ST | WDS | WWW |  | 0 | 0 | 2022
hydro | TRUE | 50713 | N | . | Huntington Falls | Green Mountain Power Corp | 7601 | VT | NEW | NPCC |  | 22 | 1 | Electric Utility | HY | WAT | HYC | ISNE | 70411 | 20636 | 2022
hydro | TRUE | 50718 | N | . | GeoBon II | Koosh, Inc. | 64961 | ID | MTN | WECC |  | 22 | 2 | NAICS-22 Non-Cogen | HY | WAT | HYC | IPCO | 9170 | 2688 | 2022
biomass | TRUE | 50721 | N | . | Tazewell Gas Recovery | WM Illinois Renewable Energy LLC | 54843 | IL | ENC | SERC |  | 22 | 2 | NAICS-22 Non-Cogen | IC | LFG | MLG | MISO | 189922 | 15062 | 2022
natural gas peaker | FALSE | 50722 | Y | . | INEOS Naperville Cogeneration Plant | INEOS US Chemicals Company - Naperville Campus | 64451 | IL | ENC | RFC |  | 541 | 5 | Commercial NAICS Cogen | GT | NG | NG | PJM | 387293 | 75642.28 | 2022
natural gas steam turbine | FALSE | 50729 | Y | . | Clairton Works | United States Steel- Clairton | 19517 | PA | MAT | RFC |  | 3311 | 7 | Industrial NAICS Cogen | ST | NG | NG | PJM | 51145 | 11691.796 | 2022
other | FALSE | 50729 | Y | . | Clairton Works | United States Steel- Clairton | 19517 | PA | MAT | RFC |  | 3311 | 7 | Industrial NAICS Cogen | ST | OG | OOG | PJM | 508985 | 116356.2 | 2022
other | FALSE | 50732 | Y | . | Mon Valley Works | United States Steel-Mon Valley | 19519 | PA | MAT | RFC |  | 3311 | 7 | Industrial NAICS Cogen | ST | BFG | OOG | PJM | 1380927 | 312238.99 | 2022
natural gas steam turbine | FALSE | 50732 | Y | . | Mon Valley Works | United States Steel-Mon Valley | 19519 | PA | MAT | RFC |  | 3311 | 7 | Industrial NAICS Cogen | ST | NG | NG | PJM | 0 | 0 | 2022
other | FALSE | 50732 | Y | . | Mon Valley Works | United States Steel-Mon Valley | 19519 | PA | MAT | RFC |  | 3311 | 7 | Industrial NAICS Cogen | ST | OG | OOG | PJM | 459460 | 103965.01 | 2022
other | FALSE | 50733 | Y | . | Gary Works | United States Steel-Gary | 19526 | IN | ENC | RFC |  | 3311 | 7 | Industrial NAICS Cogen | ST | BFG | OOG | MISO | 3184702 | 549815.53 | 2022
natural gas steam turbine | FALSE | 50733 | Y | . | Gary Works | United States Steel-Gary | 19526 | IN | ENC | RFC |  | 3311 | 7 | Industrial NAICS Cogen | ST | NG | NG | MISO | 2775395 | 479165.25 | 2022
other | FALSE | 50733 | Y | . | Gary Works | United States Steel-Gary | 19526 | IN | ENC | RFC |  | 3311 | 7 | Industrial NAICS Cogen | ST | OG | OOG | MISO | 0 | 0 | 2022
petroleum | FALSE | 50733 | Y | . | Gary Works | United States Steel-Gary | 19526 | IN | ENC | RFC |  | 3311 | 7 | Industrial NAICS Cogen | ST | RFO | RFO | MISO | 3326 | 574.223 | 2022
biomass | TRUE | 50739 | N | . | NE Renewable Tamworth, LLC | NE Renewable Tamworth, LLC | 65547 | NH | NEW | NPCC |  | 22 | 2 | NAICS-22 Non-Cogen | ST | WDS | WWW | ISNE | 302311 | 21937 | 2022
hydro | TRUE | 50741 | N | . | Pontook Hydro Facility | Pontook Operating LP | 15213 | NH | NEW | NPCC |  | 22 | 2 | NAICS-22 Non-Cogen | HY | WAT | HYC | ISNE | 147449 | 43215 | 2022
natural gas combined cycle | TRUE | 50744 | N | . | Sterling Power Plant | Sterling Power Partners LP | 14182 | NY | MAT | NPCC |  | 22 | 2 | NAICS-22 Non-Cogen | CA | NG | NG | NYIS | 0 | 1105 | 2022
natural gas combined cycle | TRUE | 50744 | N | . | Sterling Power Plant | Sterling Power Partners LP | 14182 | NY | MAT | NPCC |  | 22 | 2 | NAICS-22 Non-Cogen | CT | NG | NG | NYIS | 36330 | 2673 | 2022
petroleum | TRUE | 50744 | N | . | Sterling Power Plant | Sterling Power Partners LP | 14182 | NY | MAT | NPCC |  | 22 | 2 | NAICS-22 Non-Cogen | IC | DFO | DFO | NYIS | 120 | 12 | 2022
natural gas combined cycle | TRUE | 50748 | N | . | Agnews Power Plant | OLS Energy-Agnews Inc. | 2871 | CA | PACC | WECC |  | 22 | 2 | NAICS-22 Non-Cogen | CA | NG | NG | CISO | 0 | 5277 | 2022
natural gas combined cycle | TRUE | 50748 | N | . | Agnews Power Plant | OLS Energy-Agnews Inc. | 2871 | CA | PACC | WECC |  | 22 | 2 | NAICS-22 Non-Cogen | CT | NG | NG | CISO | 251620 | 20037 | 2022
natural gas peaker | FALSE | 50750 | Y | . | Coalinga Cogeneration Facility | Aera Energy LLC-Coalinga | 23005 | CA | PACC | WECC |  | 211 | 7 | Industrial NAICS Cogen | GT | NG | NG | CISO | 219069 | 46614 | 2022
natural gas peaker | FALSE | 50751 | Y | . | Southeast Kern River Cogen | Chevron USA Inc | 54713 | CA | PACC | WECC |  | 211 | 7 | Industrial NAICS Cogen | GT | NG | NG | CISO | 456103 | 86906 | 2022
natural gas peaker | FALSE | 50752 | Y | . | South Belridge Cogeneration Facility | AERA Energy LLC | 164 | CA | PACC | WECC |  | 211 | 7 | Industrial NAICS Cogen | GT | NG | NG | CISO | 2855573 | 481439 | 2022
onshore wind | TRUE | 50754 | N | . | Oak Creek Energy Systems I | Terra-Gen Operating Co-Wind | 2770 | CA | PACC | WECC |  | 22 | 2 | NAICS-22 Non-Cogen | WT | WND | WND | CISO | 189721 | 55604 | 2022
hydro | TRUE | 50755 | N | . | New Hogan Power Plant | Modesto Irrigation District | 12745 | CA | PACC | WECC |  | 22 | 1 | Electric Utility | HY | WAT | HYC | CISO | 19196 | 5626 | 2022
hydro | TRUE | 50758 | N | . | Pejepscot Hydroelectric Project | Topsham Hydro Partners | 19013 | ME | NEW | NPCC |  | 22 | 2 | NAICS-22 Non-Cogen | HY | WAT | HYC | ISNE | 208751 | 61182 | 2022
hydro | TRUE | 50759 | N | . | West End Dam Hydroelectric Project | Dichotomy Power, LLC | 65466 | NY | MAT | NPCC |  | 22 | 2 | NAICS-22 Non-Cogen | HY | WAT | HYC | NYIS | 58803 | 17234 | 2022
geothermal | TRUE | 50765 | N | . | Stillwater Facility | Enel Stillwater LLC | 50131 | NV | MTN | WECC |  | 22 | 2 | NAICS-22 Non-Cogen | BT | GEO | GEO | NEVP | 322870 | 94628 | 2022
solar pv | TRUE | 50765 | N | . | Stillwater Facility | Enel Stillwater LLC | 50131 | NV | MTN | WECC |  | 22 | 2 | NAICS-22 Non-Cogen | PV | SUN | SUN | NEVP | 135811 | 39804 | 2022
geothermal | TRUE | 50766 | N | . | Ormesa I | Ormat Nevada Inc | 34691 | CA | PACC | WECC |  | 22 | 2 | NAICS-22 Non-Cogen | BT | GEO | GEO | IID | 360639 | 105697 | 2022
geothermal | TRUE | 50766 | N | . | Ormesa I | Ormat Nevada Inc | 34691 | CA | PACC | WECC |  | 22 | 2 | NAICS-22 Non-Cogen | ST | GEO | GEO | IID | 0 | 0 | 2022
hydro | TRUE | 50768 | N | . | Forestport | Clear Energy Capital, LLC | 63840 | NY | MAT | NPCC |  | 22 | 2 | NAICS-22 Non-Cogen | HY | WAT | HYC | NYIS | 25327 | 7423 | 2022
natural gas steam turbine | TRUE | 50770 | N | . | National Energy of McBain | National Salvage & Service Corporation | 19781 | MI | ENC | RFC |  | 22 | 2 | NAICS-22 Non-Cogen | ST | NG | NG | MISO | 27798 | 2380.005 | 2022
other | TRUE | 50770 | N | . | National Energy of McBain | National Salvage & Service Corporation | 19781 | MI | ENC | RFC |  | 22 | 2 | NAICS-22 Non-Cogen | ST | TDF | OTH | MISO | 183068 | 16361.016 | 2022
biomass | TRUE | 50770 | N | . | National Energy of McBain | National Salvage & Service Corporation | 19781 | MI | ENC | RFC |  | 22 | 2 | NAICS-22 Non-Cogen | ST | WDS | WWW | MISO | 1269373 | 113377.98 | 2022
natural gas steam turbine | TRUE | 50772 | N | . | National Energy of Lincoln | National Salvage & Service Corporation | 19781 | MI | ENC | RFC |  | 22 | 2 | NAICS-22 Non-Cogen | ST | NG | NG | MISO | 123050 | 8293.059 | 2022
other | TRUE | 50772 | N | . | National Energy of Lincoln | National Salvage & Service Corporation | 19781 | MI | ENC | RFC |  | 22 | 2 | NAICS-22 Non-Cogen | ST | TDF | OTH | MISO | 222510 | 16534.666 | 2022
biomass | TRUE | 50772 | N | . | National Energy of Lincoln | National Salvage & Service Corporation | 19781 | MI | ENC | RFC |  | 22 | 2 | NAICS-22 Non-Cogen | ST | WDS | WWW | MISO | 1479828 | 109972.28 | 2022
hard coal | TRUE | 50776 | N | . | Panther Creek Energy Facility | Panther Creek Power Operating, LLC | 14432 | PA | MAT | RFC |  | 22 | 2 | NAICS-22 Non-Cogen | ST | ANT | COL | PJM | 0 | 0 | 2022
hard coal | TRUE | 50776 | N | . | Panther Creek Energy Facility | Panther Creek Power Operating, LLC | 14432 | PA | MAT | RFC |  | 22 | 2 | NAICS-22 Non-Cogen | ST | BIT | COL | PJM | 0 | 0 | 2022
petroleum | TRUE | 50776 | N | . | Panther Creek Energy Facility | Panther Creek Power Operating, LLC | 14432 | PA | MAT | RFC |  | 22 | 2 | NAICS-22 Non-Cogen | ST | DFO | DFO | PJM | 32685 | 2577.72 | 2022
hard coal | TRUE | 50776 | N | . | Panther Creek Energy Facility | Panther Creek Power Operating, LLC | 14432 | PA | MAT | RFC |  | 22 | 2 | NAICS-22 Non-Cogen | ST | WC | WOC | PJM | 6376949 | 505825.28 | 2022
petroleum | TRUE | 50799 | N | . | Parlin Power Plant | Consolidated Edison Energy, Inc. | 61536 | NJ | MAT | RFC |  | 22 | 2 | NAICS-22 Non-Cogen | CA | DFO | DFO | PJM | 0 | 0 | 2022
natural gas combined cycle | TRUE | 50799 | N | . | Parlin Power Plant | Consolidated Edison Energy, Inc. | 61536 | NJ | MAT | RFC |  | 22 | 2 | NAICS-22 Non-Cogen | CA | NG | NG | PJM | 28210 | 7725 | 2022
petroleum | TRUE | 50799 | N | . | Parlin Power Plant | Consolidated Edison Energy, Inc. | 61536 | NJ | MAT | RFC |  | 22 | 2 | NAICS-22 Non-Cogen | CT | DFO | DFO | PJM | 0 | 0 | 2022
natural gas combined cycle | TRUE | 50799 | N | . | Parlin Power Plant | Consolidated Edison Energy, Inc. | 61536 | NJ | MAT | RFC |  | 22 | 2 | NAICS-22 Non-Cogen | CT | NG | NG | PJM | 212187 | 16034 | 2022
natural gas steam turbine | FALSE | 50803 | Y | . | Seminole Mill | WestRock Seminole | 27718 | FL | SAT | SERC |  | 32213 | 7 | Industrial NAICS Cogen | ST | NG | NG | JEA | 455047 | 100025 | 2022
biomass | FALSE | 50804 | Y | . | Port Wentworth Mill | International Paper Port Wentworth Mill | 20505 | GA | SAT | SERC |  | 322 | 7 | Industrial NAICS Cogen | ST | BLQ | WWW | SOCO | 5875484 | 314192.06 | 2022
petroleum | FALSE | 50804 | Y | . | Port Wentworth Mill | International Paper Port Wentworth Mill | 20505 | GA | SAT | SERC |  | 322 | 7 | Industrial NAICS Cogen | ST | DFO | DFO | SOCO | 0 | 0 | 2022
natural gas steam turbine | FALSE | 50804 | Y | . | Port Wentworth Mill | International Paper Port Wentworth Mill | 20505 | GA | SAT | SERC |  | 322 | 7 | Industrial NAICS Cogen | ST | NG | NG | SOCO | 809882 | 43308.498 | 2022
biomass | FALSE | 50804 | Y | . | Port Wentworth Mill | International Paper Port Wentworth Mill | 20505 | GA | SAT | SERC |  | 322 | 7 | Industrial NAICS Cogen | ST | OBG | ORW | SOCO | 118664 | 6345.548 | 2022
biomass | FALSE | 50804 | Y | . | Port Wentworth Mill | International Paper Port Wentworth Mill | 20505 | GA | SAT | SERC |  | 322 | 7 | Industrial NAICS Cogen | ST | OBL | ORW | SOCO | 121387 | 6491.174 | 2022
biomass | FALSE | 50804 | Y | . | Port Wentworth Mill | International Paper Port Wentworth Mill | 20505 | GA | SAT | SERC |  | 322 | 7 | Industrial NAICS Cogen | ST | SLW | ORW | SOCO | 0 | 0 | 2022
biomass | FALSE | 50804 | Y | . | Port Wentworth Mill | International Paper Port Wentworth Mill | 20505 | GA | SAT | SERC |  | 322 | 7 | Industrial NAICS Cogen | ST | WDS | WWW | SOCO | 1900190 | 101612.72 | 2022
hard coal | FALSE | 50806 | Y | . | Florence Mill | WestRock-Florence | 18162 | SC | SAT | SERC |  | 322122 | 7 | Industrial NAICS Cogen | ST | BIT | COL | CPLE | 88695 | 18222.987 | 2022
biomass | FALSE | 50806 | Y | . | Florence Mill | WestRock-Florence | 18162 | SC | SAT | SERC |  | 322122 | 7 | Industrial NAICS Cogen | ST | BLQ | WWW | CPLE | 1087669 | 223469.31 | 2022
natural gas steam turbine | FALSE | 50806 | Y | . | Florence Mill | WestRock-Florence | 18162 | SC | SAT | SERC |  | 322122 | 7 | Industrial NAICS Cogen | ST | NG | NG | CPLE | 52873 | 10863.184 | 2022
petroleum | FALSE | 50806 | Y | . | Florence Mill | WestRock-Florence | 18162 | SC | SAT | SERC |  | 322122 | 7 | Industrial NAICS Cogen | ST | RFO | RFO | CPLE | 5683 | 1167.479 | 2022
biomass | FALSE | 50806 | Y | . | Florence Mill | WestRock-Florence | 18162 | SC | SAT | SERC |  | 322122 | 7 | Industrial NAICS Cogen | ST | WDS | WWW | CPLE | 784702 | 161222.67 | 2022
biomass | FALSE | 50810 | Y | . | Westrock Hodge (LA) | Westrock (LA) | 18155 | LA | WSC | SERC |  | 322122 | 7 | Industrial NAICS Cogen | ST | BLQ | WWW | MISO | 985718 | 185876.8 | 2022
natural gas steam turbine | FALSE | 50810 | Y | . | Westrock Hodge (LA) | Westrock (LA) | 18155 | LA | WSC | SERC |  | 322122 | 7 | Industrial NAICS Cogen | ST | NG | NG | MISO | 752861 | 141967.2 | 2022
biomass | FALSE | 50810 | Y | . | Westrock Hodge (LA) | Westrock (LA) | 18155 | LA | WSC | SERC |  | 322122 | 7 | Industrial NAICS Cogen | ST | WDS | WWW | MISO | 255322 | 48146.099 | 2022
hard coal | FALSE | 50813 | Y | . | Hopewell Mill | RockTenn-Hopewell | 18147 | VA | SAT | SERC |  | 32213 | 7 | Industrial NAICS Cogen | ST | BIT | COL | PJM | 52178 | 4283.281 | 2022
biomass | FALSE | 50813 | Y | . | Hopewell Mill | RockTenn-Hopewell | 18147 | VA | SAT | SERC |  | 32213 | 7 | Industrial NAICS Cogen | ST | BLQ | WWW | PJM | 1535643 | 123726.27 | 2022
petroleum | FALSE | 50813 | Y | . | Hopewell Mill | RockTenn-Hopewell | 18147 | VA | SAT | SERC |  | 32213 | 7 | Industrial NAICS Cogen | ST | DFO | DFO | PJM | 0 | 0 | 2022
natural gas steam turbine | FALSE | 50813 | Y | . | Hopewell Mill | RockTenn-Hopewell | 18147 | VA | SAT | SERC |  | 32213 | 7 | Industrial NAICS Cogen | ST | NG | NG | PJM | 496678 | 40163.651 | 2022
petroleum | FALSE | 50813 | Y | . | Hopewell Mill | RockTenn-Hopewell | 18147 | VA | SAT | SERC |  | 32213 | 7 | Industrial NAICS Cogen | ST | RFO | RFO | PJM | 26337 | 2207.608 | 2022
biomass | FALSE | 50813 | Y | . | Hopewell Mill | RockTenn-Hopewell | 18147 | VA | SAT | SERC |  | 32213 | 7 | Industrial NAICS Cogen | ST | WDS | WWW | PJM | 1058435 | 85494.187 | 2022
natural gas combined cycle | TRUE | 50815 | Y | . | Odyssey Energy Altura Cogen, LLC | Odyssey Operating Services | 55879 | TX | WSC | TRE |  | 22 | 3 | NAICS-22 Cogen | CA | NG | NG | ERCO | 543193 | 617472 | 2022
natural gas combined cycle | TRUE | 50815 | Y | . | Odyssey Energy Altura Cogen, LLC | Odyssey Operating Services | 55879 | TX | WSC | TRE |  | 22 | 3 | NAICS-22 Cogen | CT | NG | NG | ERCO | 16248668 | 2572781 | 2022
onshore wind | TRUE | 50820 | N | . | East Winds Project | Terra-Gen Operating Co-Wind | 2770 | CA | PACC | WECC |  | 22 | 2 | NAICS-22 Non-Cogen | WT | WND | WND | CISO | 18479 | 5416 | 2022
onshore wind | TRUE | 50821 | N | . | Mojave 16/17/18 | Terra-Gen Operating Co-Wind | 2770 | CA | PACC | WECC |  | 22 | 2 | NAICS-22 Non-Cogen | WT | WND | WND | CISO | 259968 | 76192 | 2022
hydro | TRUE | 50827 | N | . | Twin Falls Hydro | Central Rivers Power US, LLC | 64078 | WA | PACC | WECC |  | 22 | 2 | NAICS-22 Non-Cogen | HY | WAT | HYC | PSEI | 239732 | 70262 | 2022
biomass | TRUE | 50831 | N | . | Nove Power Plant | Nove Investments I LLC | 13876 | CA | PACC | WECC |  | 22 | 2 | NAICS-22 Non-Cogen | IC | LFG | MLG | CISO | 813 | 35 | 2022
hydro | TRUE | 50832 | N | . | Chicopee Hydroelectric Station | City of Chicopee - (MA) | 3477 | MA | NEW | NPCC |  | 22 | 1 | Electric Utility | HY | WAT | HYC | ISNE | 0 | 0 | 2022
hard coal | TRUE | 50835 | Y | . | TES Filer City Station | TES Filer City Station LP | 18414 | MI | ENC | RFC |  | 22 | 3 | NAICS-22 Cogen | ST | BIT | COL | MISO | 3930550 | 359198.05 | 2022
natural gas steam turbine | TRUE | 50835 | Y | . | TES Filer City Station | TES Filer City Station LP | 18414 | MI | ENC | RFC |  | 22 | 3 | NAICS-22 Cogen | ST | NG | NG | MISO | 786755 | 71898.511 | 2022
petroleum | TRUE | 50835 | Y | . | TES Filer City Station | TES Filer City Station LP | 18414 | MI | ENC | RFC |  | 22 | 3 | NAICS-22 Cogen | ST | PC | PC | MISO | 0 | 0 | 2022
hard coal | TRUE | 50835 | Y | . | TES Filer City Station | TES Filer City Station LP | 18414 | MI | ENC | RFC |  | 22 | 3 | NAICS-22 Cogen | ST | SUB | COL | MISO | 0 | 0 | 2022
other | TRUE | 50835 | Y | . | TES Filer City Station | TES Filer City Station LP | 18414 | MI | ENC | RFC |  | 22 | 3 | NAICS-22 Cogen | ST | TDF | OTH | MISO | 216967 | 19827.921 | 2022
biomass | TRUE | 50835 | Y | . | TES Filer City Station | TES Filer City Station LP | 18414 | MI | ENC | RFC |  | 22 | 3 | NAICS-22 Cogen | ST | WDS | WWW | MISO | 520129 | 47532.515 | 2022
municipal solid waste | TRUE | 50837 | Y | . | Southeast Resource Recovery | SERRF Joint Powers Authority | 16899 | CA | PACC | WECC |  | 22 | 3 | NAICS-22 Cogen | ST | MSB | MLG | CISO | 1664855 | 87652.07 | 2022
municipal solid waste | TRUE | 50837 | Y | . | Southeast Resource Recovery | SERRF Joint Powers Authority | 16899 | CA | PACC | WECC |  | 22 | 3 | NAICS-22 Cogen | ST | MSN | OTH | CISO | 2034830 | 107130.77 | 2022
natural gas steam turbine | TRUE | 50837 | Y | . | Southeast Resource Recovery | SERRF Joint Powers Authority | 16899 | CA | PACC | WECC |  | 22 | 3 | NAICS-22 Cogen | ST | NG | NG | CISO | 142922 | 7501.163 | 2022
natural gas peaker | FALSE | 50846 | Y | . | Gramercy Holdings LLC | Gramercy Holdings I LLC | 56097 | LA | WSC | SERC |  | 331 | 7 | Industrial NAICS Cogen | GT | NG | NG | MISO | 1294609 | 145017.46 | 2022
natural gas steam turbine | FALSE | 50846 | Y | . | Gramercy Holdings LLC | Gramercy Holdings I LLC | 56097 | LA | WSC | SERC |  | 331 | 7 | Industrial NAICS Cogen | ST | NG | NG | MISO | 1008490 | 111814.81 | 2022
petroleum | FALSE | 50849 | Y | . | PE Berkeley | Berkeley Cogeneration Facility | 61261 | CA | PACC | WECC |  | 611 | 5 | Commercial NAICS Cogen | CA | DFO | DFO | CISO | 0 | 0 | 2022
natural gas combined cycle | FALSE | 50849 | Y | . | PE Berkeley | Berkeley Cogeneration Facility | 61261 | CA | PACC | WECC |  | 611 | 5 | Commercial NAICS Cogen | CA | NG | NG | CISO | 75446 | 15134 | 2022
petroleum | FALSE | 50849 | Y | . | PE Berkeley | Berkeley Cogeneration Facility | 61261 | CA | PACC | WECC |  | 611 | 5 | Commercial NAICS Cogen | CT | DFO | DFO | CISO | 0 | 0 | 2022
natural gas combined cycle | FALSE | 50849 | Y | . | PE Berkeley | Berkeley Cogeneration Facility | 61261 | CA | PACC | WECC |  | 611 | 5 | Commercial NAICS Cogen | CT | NG | NG | CISO | 901397 | 158070 | 2022
natural gas combined cycle | TRUE | 50850 | Y | . | OLS Energy Chino | OLS Energy-Chino | 14265 | CA | PACC | WECC |  | 22 | 3 | NAICS-22 Cogen | CA | NG | NG | CISO | 0 | 2708 | 2022
petroleum | TRUE | 50850 | Y | . | OLS Energy Chino | OLS Energy-Chino | 14265 | CA | PACC | WECC |  | 22 | 3 | NAICS-22 Cogen | CT | DFO | DFO | CISO | 0 | 0 | 2022
natural gas combined cycle | TRUE | 50850 | Y | . | OLS Energy Chino | OLS Energy-Chino | 14265 | CA | PACC | WECC |  | 22 | 3 | NAICS-22 Cogen | CT | NG | NG | CISO | 81610 | 9174 | 2022
natural gas combined cycle | TRUE | 50851 | Y | . | CSUCI Site Authority | CSUCI Site Authority | 56835 | CA | PACC | WECC |  | 22 | 3 | NAICS-22 Cogen | CA | NG | NG | CISO | 0 | 2030 | 2022
petroleum | TRUE | 50851 | Y | . | CSUCI Site Authority | CSUCI Site Authority | 56835 | CA | PACC | WECC |  | 22 | 3 | NAICS-22 Cogen | CT | DFO | DFO | CISO | 0 | 0 | 2022
natural gas combined cycle | TRUE | 50851 | Y | . | CSUCI Site Authority | CSUCI Site Authority | 56835 | CA | PACC | WECC |  | 22 | 3 | NAICS-22 Cogen | CT | NG | NG | CISO | 57778 | 5770 | 2022
municipal solid waste | FALSE | 50858 | N | . | Hillsborough County Resource Recovery | Hillsborough County | 8633 | FL | SAT | SERC |  | 562213 | 4 | Commercial NAICS Non-Cogen | ST | MSB | MLG | TEC | 2407901 | 106731.48 | 2022
municipal solid waste | FALSE | 50858 | N | . | Hillsborough County Resource Recovery | Hillsborough County | 8633 | FL | SAT | SERC |  | 562213 | 4 | Commercial NAICS Non-Cogen | ST | MSN | OTH | TEC | 2942970 | 130448.52 | 2022
natural gas steam turbine | FALSE | 50858 | N | . | Hillsborough County Resource Recovery | Hillsborough County | 8633 | FL | SAT | SERC |  | 562213 | 4 | Commercial NAICS Non-Cogen | ST | NG | NG | TEC | 0 | 0 | 2022
municipal solid waste | FALSE | 50859 | N | . | Lancaster County Resource Recovery | Covanta Lancaster Inc | 4447 | PA | MAT | RFC |  | 562213 | 4 | Commercial NAICS Non-Cogen | ST | MSB | MLG | PJM | 1864578 | 85518.243 | 2022
municipal solid waste | FALSE | 50859 | N | . | Lancaster County Resource Recovery | Covanta Lancaster Inc | 4447 | PA | MAT | RFC |  | 562213 | 4 | Commercial NAICS Non-Cogen | ST | MSN | OTH | PJM | 2278888 | 104520.39 | 2022
other | FALSE | 50859 | N | . | Lancaster County Resource Recovery | Covanta Lancaster Inc | 4447 | PA | MAT | RFC |  | 562213 | 4 | Commercial NAICS Non-Cogen | ST | PG | WOO | PJM | 8907 | 408.369 | 2022
municipal solid waste | FALSE | 50860 | N | . | Kent County Waste to Energy Facility | Kent County | 10162 | MI | ENC | RFC |  | 562213 | 4 | Commercial NAICS Non-Cogen | ST | MSB | MLG | MISO | 900191 | 43190.681 | 2022
municipal solid waste | FALSE | 50860 | N | . | Kent County Waste to Energy Facility | Kent County | 10162 | MI | ENC | RFC |  | 562213 | 4 | Commercial NAICS Non-Cogen | ST | MSN | OTH | MISO | 1100209 | 52787.457 | 2022
natural gas steam turbine | FALSE | 50860 | N | . | Kent County Waste to Energy Facility | Kent County | 10162 | MI | ENC | RFC |  | 562213 | 4 | Commercial NAICS Non-Cogen | ST | NG | NG | MISO | 13788 | 645.862 | 2022
natural gas peaker | TRUE | 50865 | Y | . | Salinas River Cogeneration | Salinas River Cogeneration Co | 16506 | CA | PACC | WECC |  | 22 | 3 | NAICS-22 Cogen | GT | NG | NG | CISO | 1901002 | 267748 | 2022
municipal solid waste | TRUE | 50873 | N | . | Wheelabrator Concord Facility | Wheelabrator Environmental Systems | 20541 | NH | NEW | NPCC |  | 22 | 2 | NAICS-22 Non-Cogen | ST | MSB | MLG | ISNE | 797653 | 40792.186 | 2022
municipal solid waste | TRUE | 50873 | N | . | Wheelabrator Concord Facility | Wheelabrator Environmental Systems | 20541 | NH | NEW | NPCC |  | 22 | 2 | NAICS-22 Non-Cogen | ST | MSN | OTH | ISNE | 974922 | 49857.814 | 2022
municipal solid waste | TRUE | 50875 | N | . | McKay Bay Facility | City of Tampa | 63619 | FL | SAT | SERC |  | 22 | 2 | NAICS-22 Non-Cogen | ST | MSB | MLG | TEC | 1308951 | 61492.08 | 2022
municipal solid waste | TRUE | 50875 | N | . | McKay Bay Facility | City of Tampa | 63619 | FL | SAT | SERC |  | 22 | 2 | NAICS-22 Non-Cogen | ST | MSN | OTH | TEC | 1599849 | 75157.92 | 2022
municipal solid waste | TRUE | 50877 | N | . | Wheelabrator North Andover | Wheelabrator Environmental Systems | 20541 | MA | NEW | NPCC |  | 22 | 2 | NAICS-22 Non-Cogen | ST | MSB | MLG | ISNE | 1958945 | 102969.07 | 2022
municipal solid waste | TRUE | 50877 | N | . | Wheelabrator North Andover | Wheelabrator Environmental Systems | 20541 | MA | NEW | NPCC |  | 22 | 2 | NAICS-22 Non-Cogen | ST | MSN | OTH | ISNE | 2394302 | 125852.93 | 2022
natural gas steam turbine | TRUE | 50877 | N | . | Wheelabrator North Andover | Wheelabrator Environmental Systems | 20541 | MA | NEW | NPCC |  | 22 | 2 | NAICS-22 Non-Cogen | ST | NG | NG | ISNE | 0 | 0 | 2022
municipal solid waste | TRUE | 50878 | N | . | Wheelabrator Millbury Facility | Wheelabrator Environmental Systems | 20541 | MA | NEW | NPCC |  | 22 | 2 | NAICS-22 Non-Cogen | ST | MSB | MLG | ISNE | 2305182 | 143387.88 | 2022
municipal solid waste | TRUE | 50878 | N | . | Wheelabrator Millbury Facility | Wheelabrator Environmental Systems | 20541 | MA | NEW | NPCC |  | 22 | 2 | NAICS-22 Non-Cogen | ST | MSN | OTH | ISNE | 2817467 | 175253.12 | 2022
municipal solid waste | TRUE | 50880 | N | . | Wheelabrator Saugus | Wheelabrator Environmental Systems | 20541 | MA | NEW | NPCC |  | 22 | 2 | NAICS-22 Non-Cogen | ST | MSB | MLG | ISNE | 1888062 | 96489.744 | 2022
municipal solid waste | TRUE | 50880 | N | . | Wheelabrator Saugus | Wheelabrator Environmental Systems | 20541 | MA | NEW | NPCC |  | 22 | 2 | NAICS-22 Non-Cogen | ST | MSN | OTH | ISNE | 2307636 | 117932.26 | 2022
biomass | TRUE | 50881 | N | . | Wheelabrator Shasta | Shasta Sustainable Resource Management, Inc. | 64579 | CA | PACC | WECC |  | 22 | 2 | NAICS-22 Non-Cogen | ST | AB | ORW | CISO | 0 | 0 | 2022
natural gas steam turbine | TRUE | 50881 | N | . | Wheelabrator Shasta | Shasta Sustainable Resource Management, Inc. | 64579 | CA | PACC | WECC |  | 22 | 2 | NAICS-22 Non-Cogen | ST | NG | NG | CISO | 0 | 0 | 2022
biomass | TRUE | 50881 | N | . | Wheelabrator Shasta | Shasta Sustainable Resource Management, Inc. | 64579 | CA | PACC | WECC |  | 22 | 2 | NAICS-22 Non-Cogen | ST | WDS | WWW | CISO | 5094917 | 277883 | 2022
municipal solid waste | TRUE | 50882 | Y | . | Wheelabrator Westchester | Wheelabrator Environmental Systems | 20541 | NY | MAT | NPCC |  | 22 | 3 | NAICS-22 Cogen | ST | MSB | MLG | NYIS | 2164001 | 165345.46 | 2022
municipal solid waste | TRUE | 50882 | Y | . | Wheelabrator Westchester | Wheelabrator Environmental Systems | 20541 | NY | MAT | NPCC |  | 22 | 3 | NAICS-22 Cogen | ST | MSN | OTH | NYIS | 2644938 | 202092.54 | 2022
natural gas steam turbine | TRUE | 50882 | Y | . | Wheelabrator Westchester | Wheelabrator Environmental Systems | 20541 | NY | MAT | NPCC |  | 22 | 3 | NAICS-22 Cogen | ST | NG | NG | NYIS | 0 | 0 | 2022
municipal solid waste | TRUE | 50883 | N | . | Wheelabrator Bridgeport | Wheelabrator Environmental Systems | 20541 | CT | NEW | NPCC |  | 22 | 2 | NAICS-22 Non-Cogen | ST | MSB | MLG | ISNE | 3414163 | 211286.54 | 2022
municipal solid waste | TRUE | 50883 | N | . | Wheelabrator Bridgeport | Wheelabrator Environmental Systems | 20541 | CT | NEW | NPCC |  | 22 | 2 | NAICS-22 Non-Cogen | ST | MSN | OTH | ISNE | 4172952 | 258244.46 | 2022
municipal solid waste | FALSE | 50884 | N | . | Pinellas County Resource Recovery | Covanta Projects, LLC | 55871 | FL | SAT | SERC |  | 562213 | 4 | Commercial NAICS Non-Cogen | ST | MSB | MLG | FPC | 4117397 | 191369.79 | 2022
municipal solid waste | FALSE | 50884 | N | . | Pinellas County Resource Recovery | Covanta Projects, LLC | 55871 | FL | SAT | SERC |  | 562213 | 4 | Commercial NAICS Non-Cogen | ST | MSN | OTH | FPC | 5032281 | 233891.77 | 2022
natural gas steam turbine | FALSE | 50884 | N | . | Pinellas County Resource Recovery | Covanta Projects, LLC | 55871 | FL | SAT | SERC |  | 562213 | 4 | Commercial NAICS Non-Cogen | ST | NG | NG | FPC | 30 | 1.442 | 2022
municipal solid waste | TRUE | 50885 | N | . | Wheelabrator Gloucester LP | Wheelabrator Environmental Systems | 20541 | NJ | MAT | RFC |  | 22 | 2 | NAICS-22 Non-Cogen | ST | MSB | MLG | PJM | 795970 | 34854.129 | 2022
municipal solid waste | TRUE | 50885 | N | . | Wheelabrator Gloucester LP | Wheelabrator Environmental Systems | 20541 | NJ | MAT | RFC |  | 22 | 2 | NAICS-22 Non-Cogen | ST | MSN | OTH | PJM | 972838 | 42598.871 | 2022
municipal solid waste | TRUE | 50886 | N | . | Spokane Waste to Energy | City of Spokane | 42892 | WA | PACC | WECC |  | 22 | 2 | NAICS-22 Non-Cogen | ST | MSB | MLG | AVA | 1100609 | 47826.75 | 2022
municipal solid waste | TRUE | 50886 | N | . | Spokane Waste to Energy | City of Spokane | 42892 | WA | PACC | WECC |  | 22 | 2 | NAICS-22 Non-Cogen | ST | MSN | OTH | AVA | 1345131 | 58452.25 | 2022
municipal solid waste | TRUE | 50887 | N | . | Wheelabrator South Broward | Wheelabrator Environmental Systems | 20541 | FL | SAT | SERC |  | 22 | 2 | NAICS-22 Non-Cogen | ST | MSB | MLG | FPL | 3876033 | 200069.16 | 2022
municipal solid waste | TRUE | 50887 | N | . | Wheelabrator South Broward | Wheelabrator Environmental Systems | 20541 | FL | SAT | SERC |  | 22 | 2 | NAICS-22 Non-Cogen | ST | MSN | OTH | FPL | 4737469 | 244533.84 | 2022
petroleum | TRUE | 50888 | N | . | Northampton Generating Company LP | EIF Northampton GP, LLC | 23013 | PA | MAT | RFC |  | 22 | 2 | NAICS-22 Non-Cogen | ST | PC | PC | PJM | 0 | 0 | 2022
other | TRUE | 50888 | N | . | Northampton Generating Company LP | EIF Northampton GP, LLC | 23013 | PA | MAT | RFC |  | 22 | 2 | NAICS-22 Non-Cogen | ST | TDF | OTH | PJM | 280514 | 23847.3 | 2022
hard coal | TRUE | 50888 | N | . | Northampton Generating Company LP | EIF Northampton GP, LLC | 23013 | PA | MAT | RFC |  | 22 | 2 | NAICS-22 Non-Cogen | ST | WC | WOC | PJM | 4821362 | 401118.71 | 2022
biomass | TRUE | 50888 | N | . | Northampton Generating Company LP | EIF Northampton GP, LLC | 23013 | PA | MAT | RFC |  | 22 | 2 | NAICS-22 Non-Cogen | ST | WDS | WWW | PJM | 3726 | 305.529 | 2022
petroleum | TRUE | 50888 | N | . | Northampton Generating Company LP | EIF Northampton GP, LLC | 23013 | PA | MAT | RFC |  | 22 | 2 | NAICS-22 Non-Cogen | ST | WO | WOO | PJM | 32479 | 2628.458 | 2022
hydro | TRUE | 50891 | N | . | El Dorado Hydro Elk Creek | Hydroland Omega LLC | 63985 | ID | MTN | WECC |  | 22 | 2 | NAICS-22 Non-Cogen | HY | WAT | HYC | IPCO | 11187 | 3279 | 2022
hydro | TRUE | 50892 | N | . | Rock Creek LP | Hydroland Omega LLC | 63985 | CA | PACC | WECC |  | 22 | 2 | NAICS-22 Non-Cogen | HY | WAT | HYC | CISO | 2073 | 608 | 2022
hydro | TRUE | 50893 | N | . | Allegheny No. 5 Hydro Station | Eagle Creek Renewable Energy, LLC | 57280 | PA | MAT | RFC |  | 22 | 2 | NAICS-22 Non-Cogen | HY | WAT | HYC | PJM | 127217 | 37285 | 2022
hydro | TRUE | 50894 | N | . | Allegheny No 6 Hydro Station | Eagle Creek Renewable Energy, LLC | 57280 | PA | MAT | RFC |  | 22 | 2 | NAICS-22 Non-Cogen | HY | WAT | HYC | PJM | 122226 | 35822 | 2022
hydro | TRUE | 50895 | N | . | Bypass | North Side Energy Company | 60851 | ID | MTN | WECC |  | 22 | 2 | NAICS-22 Non-Cogen | HY | WAT | HYC | IPCO | 87196 | 25556 | 2022
hydro | TRUE | 50896 | N | . | S E Hazelton A | North Side Energy Company | 60851 | ID | MTN | WECC |  | 22 | 2 | NAICS-22 Non-Cogen | HY | WAT | HYC | IPCO | 75487 | 22124 | 2022
hydro | TRUE | 50897 | N | . | Allegheny Hydro No 8 | Allegheny Hydro LP | 56813 | PA | MAT | RFC |  | 22 | 2 | NAICS-22 Non-Cogen | HY | WAT | HYC | PJM | 239920 | 70316 | 2022
hydro | TRUE | 50898 | N | . | Allegheny Hydro No 9 | Allegheny Hydro LP | 56813 | PA | MAT | RFC |  | 22 | 2 | NAICS-22 Non-Cogen | HY | WAT | HYC | PJM | 296628 | 86937 | 2022
hard coal | FALSE | 50900 | Y | . | Covington Facility | WestRock Corp | 20508 | VA | SAT | SERC |  | 32213 | 7 | Industrial NAICS Cogen | ST | BIT | COL | PJM | 1393496 | 106056.86 | 2022
biomass | FALSE | 50900 | Y | . | Covington Facility | WestRock Corp | 20508 | VA | SAT | SERC |  | 32213 | 7 | Industrial NAICS Cogen | ST | BLQ | WWW | PJM | 4714759 | 358731.31 | 2022
petroleum | FALSE | 50900 | Y | . | Covington Facility | WestRock Corp | 20508 | VA | SAT | SERC |  | 32213 | 7 | Industrial NAICS Cogen | ST | DFO | DFO | PJM | 4168 | 316.639 | 2022
natural gas steam turbine | FALSE | 50900 | Y | . | Covington Facility | WestRock Corp | 20508 | VA | SAT | SERC |  | 32213 | 7 | Industrial NAICS Cogen | ST | NG | NG | PJM | 2226224 | 169117.15 | 2022
petroleum | FALSE | 50900 | Y | . | Covington Facility | WestRock Corp | 20508 | VA | SAT | SERC |  | 32213 | 7 | Industrial NAICS Cogen | ST | RFO | RFO | PJM | 83802 | 6343.291 | 2022
biomass | FALSE | 50900 | Y | . | Covington Facility | WestRock Corp | 20508 | VA | SAT | SERC |  | 32213 | 7 | Industrial NAICS Cogen | ST | WDS | WWW | PJM | 1965089 | 149443.74 | 2022
hard coal | FALSE | 50903 | Y | . | Sagamore Plant Cogeneration | Tate & Lyle Ingredients Americas Inc | 8 | IN | ENC | RFC |  | 311 | 7 | Industrial NAICS Cogen | ST | BIT | COL | MISO | 0 | 0 | 2022
natural gas steam turbine | FALSE | 50903 | Y | . | Sagamore Plant Cogeneration | Tate & Lyle Ingredients Americas Inc | 8 | IN | ENC | RFC |  | 311 | 7 | Industrial NAICS Cogen | ST | NG | NG | MISO | 747543 | 31878.03 | 2022
natural gas peaker | FALSE | 50906 | Y | . | Ford Utilities Center | University of New Mexico | 21964 | NM | MTN | WECC |  | 611 | 5 | Commercial NAICS Cogen | GT | NG | NG | PNM | 349910 | 76915 | 2022
natural gas steam turbine | FALSE | 50906 | Y | . | Ford Utilities Center | University of New Mexico | 21964 | NM | MTN | WECC |  | 611 | 5 | Commercial NAICS Cogen | ST | NG | NG | PNM | 0 | 89 | 2022
municipal solid waste | FALSE | 50907 | Y | . | Oswego County Energy Recovery | Oswego County | 14222 | NY | MAT | NPCC |  | 562212 | 5 | Commercial NAICS Cogen | ST | MSB | MLG | NYIS | 18470 | 3045.414 | 2022
municipal solid waste | FALSE | 50907 | Y | . | Oswego County Energy Recovery | Oswego County | 14222 | NY | MAT | NPCC |  | 562212 | 5 | Commercial NAICS Cogen | ST | MSN | OTH | NYIS | 22574 | 3722.276 | 2022
natural gas steam turbine | FALSE | 50907 | Y | . | Oswego County Energy Recovery | Oswego County | 14222 | NY | MAT | NPCC |  | 562212 | 5 | Commercial NAICS Cogen | ST | NG | NG | NYIS | 0 | 0 | 2022
hydro | TRUE | 50917 | N | . | Middle Fork Irrigation District | Middle Fork Irrigation Dist | 12502 | OR | PACC | WECC |  | 22 | 2 | NAICS-22 Non-Cogen | HY | WAT | HYC | BPAT | 79964 | 23436 | 2022
biomass | TRUE | 50921 | Y | . | Co-Gen LLC | Co-Generation Co | 3770 | OR | PACC | WECC |  | 22 | 3 | NAICS-22 Cogen | ST | WDS | WWW | BPAT | 0 | 0 | 2022
petroleum | TRUE | 50931 | Y | . | Yellowstone Energy LP | Yellowstone Energy LP | 21773 | MT | MTN | WECC |  | 22 | 3 | NAICS-22 Cogen | ST | DFO | DFO | NWMT | 10310 | 975.516 | 2022
other | TRUE | 50931 | Y | . | Yellowstone Energy LP | Yellowstone Energy LP | 21773 | MT | MTN | WECC |  | 22 | 3 | NAICS-22 Cogen | ST | OG | OOG | NWMT | 45128 | 4256.982 | 2022
petroleum | TRUE | 50931 | Y | . | Yellowstone Energy LP | Yellowstone Energy LP | 21773 | MT | MTN | WECC |  | 22 | 3 | NAICS-22 Cogen | ST | PC | PC | NWMT | 4806374 | 453845.5 | 2022
natural gas peaker | FALSE | 50932 | Y | . | Des Moines Wastewater Reclamation Fac | Des Moines Metro WRF | 5089 | IA | WNC | MRO |  | 22132 | 5 | Commercial NAICS Cogen | IC | NG | NG | MISO | 341 | 76.44 | 2022
biomass | FALSE | 50932 | Y | . | Des Moines Wastewater Reclamation Fac | Des Moines Metro WRF | 5089 | IA | WNC | MRO |  | 22132 | 5 | Commercial NAICS Cogen | IC | OBG | ORW | MISO | 0 | 0 | 2022
hydro | FALSE | 50933 | Y | . | Rhinelander Mill | Ahlstrom-Munksjo | 61707 | WI | ENC | MRO |  | 322122 | 7 | Industrial NAICS Cogen | HY | WAT | HYC | MISO | 32328 | 9475 | 2022
hard coal | FALSE | 50933 | Y | . | Rhinelander Mill | Ahlstrom-Munksjo | 61707 | WI | ENC | MRO |  | 322122 | 7 | Industrial NAICS Cogen | ST | BIT | COL | MISO | 0 | -1498.088 | 2022
petroleum | FALSE | 50933 | Y | . | Rhinelander Mill | Ahlstrom-Munksjo | 61707 | WI | ENC | MRO |  | 322122 | 7 | Industrial NAICS Cogen | ST | DFO | DFO | MISO | 0 | -24.983 | 2022
natural gas steam turbine | FALSE | 50933 | Y | . | Rhinelander Mill | Ahlstrom-Munksjo | 61707 | WI | ENC | MRO |  | 322122 | 7 | Industrial NAICS Cogen | ST | NG | NG | MISO | 0 | -818.929 | 2022
hard coal | FALSE | 50933 | Y | . | Rhinelander Mill | Ahlstrom-Munksjo | 61707 | WI | ENC | MRO |  | 322122 | 7 | Industrial NAICS Cogen | ST | SUB | COL | MISO | 0 | 0 | 2022
petroleum | FALSE | 50935 | N | . | Caterpillar | Caterpillar Inc | 3179 | IN | ENC | RFC |  | 339 | 6 | Industrial NAICS Non-Cogen | IC | DFO | DFO | MISO | 1867 | 188.866 | 2022
natural gas peaker | FALSE | 50935 | N | . | Caterpillar | Caterpillar Inc | 3179 | IN | ENC | RFC |  | 339 | 6 | Industrial NAICS Non-Cogen | IC | NG | NG | MISO | 246138 | 24260.134 | 2022
biomass | TRUE | 50936 | Y | . | Winnebago County Landfill Gas | Winnebago County | 20854 | WI | ENC | MRO |  | 22 | 3 | NAICS-22 Cogen | IC | LFG | MLG | MISO | 76300 | 9493 | 2022
natural gas peaker | TRUE | 50936 | Y | . | Winnebago County Landfill Gas | Winnebago County | 20854 | WI | ENC | MRO |  | 22 | 3 | NAICS-22 Cogen | IC | NG | NG | MISO | 0 | 0 | 2022
petroleum | FALSE | 50937 | N | . | William Beaumont Hospital | William Beaumont Hospital | 20680 | MI | ENC | RFC |  | 622 | 4 | Commercial NAICS Non-Cogen | IC | DFO | DFO | MISO | 1103 | 0 | 2022
natural gas peaker | FALSE | 50937 | N | . | William Beaumont Hospital | William Beaumont Hospital | 20680 | MI | ENC | RFC |  | 622 | 4 | Commercial NAICS Non-Cogen | IC | NG | NG | MISO | 0 | 0 | 2022
hydro | TRUE | 50938 | N | . | Galesville Project | Douglas County | 5187 | OR | PACC | WECC |  | 22 | 2 | NAICS-22 Non-Cogen | HY | WAT | HYC | PACW | 0 | 0 | 2022
petroleum | FALSE | 50942 | Y | . | Lagoon Cogeneration Facility | Lagoon Corp | 10657 | UT | MTN | WECC |  | 713 | 5 | Commercial NAICS Cogen | IC | DFO | DFO | PACE | 0 | 0 | 2022
natural gas peaker | FALSE | 50942 | Y | . | Lagoon Cogeneration Facility | Lagoon Corp | 10657 | UT | MTN | WECC |  | 713 | 5 | Commercial NAICS Cogen | IC | NG | NG | PACE | 0 | 0 | 2022
petroleum | TRUE | 50949 | N | . | Hardee Power Station | Invenergy Services LLC | 49893 | FL | SAT | SERC |  | 22 | 2 | NAICS-22 Non-Cogen | CA | DFO | DFO | TEC | 137 | 23.96 | 2022
natural gas combined cycle | TRUE | 50949 | N | . | Hardee Power Station | Invenergy Services LLC | 49893 | FL | SAT | SERC |  | 22 | 2 | NAICS-22 Non-Cogen | CA | NG | NG | TEC | 0 | 374677.04 | 2022
petroleum | TRUE | 50949 | N | . | Hardee Power Station | Invenergy Services LLC | 49893 | FL | SAT | SERC |  | 22 | 2 | NAICS-22 Non-Cogen | CT | DFO | DFO | TEC | 472 | 35.659 | 2022
natural gas combined cycle | TRUE | 50949 | N | . | Hardee Power Station | Invenergy Services LLC | 49893 | FL | SAT | SERC |  | 22 | 2 | NAICS-22 Non-Cogen | CT | NG | NG | TEC | 9182449 | 697457.34 | 2022
petroleum | TRUE | 50949 | N | . | Hardee Power Station | Invenergy Services LLC | 49893 | FL | SAT | SERC |  | 22 | 2 | NAICS-22 Non-Cogen | GT | DFO | DFO | TEC | 5575 | 362.928 | 2022
natural gas peaker | TRUE | 50949 | N | . | Hardee Power Station | Invenergy Services LLC | 49893 | FL | SAT | SERC |  | 22 | 2 | NAICS-22 Non-Cogen | GT | NG | NG | TEC | 354184 | 26397.072 | 2022
petroleum | TRUE | 50951 | N | . | Sunnyside Cogen Associates | Sunnyside Cogeneration Assoc | 21734 | UT | MTN | WECC |  | 22 | 2 | NAICS-22 Non-Cogen | ST | DFO | DFO | PACE | 14070 | 1154.481 | 2022
hard coal | TRUE | 50951 | N | . | Sunnyside Cogen Associates | Sunnyside Cogeneration Assoc | 21734 | UT | MTN | WECC |  | 22 | 2 | NAICS-22 Non-Cogen | ST | WC | WOC | PACE | 4978200 | 403652.52 | 2022
natural gas steam turbine | FALSE | 50955 | Y | . | Rousselot Inc | Rousselot Inc | 5623 | MA | NEW | NPCC |  | 325 | 7 | Industrial NAICS Cogen | ST | NG | NG | ISNE | 71102 | 16151.728 | 2022
other | FALSE | 50955 | Y | . | Rousselot Inc | Rousselot Inc | 5623 | MA | NEW | NPCC |  | 325 | 7 | Industrial NAICS Cogen | ST | PG | WOO | ISNE | 0 | 0.272 | 2022
petroleum | FALSE | 50955 | Y | . | Rousselot Inc | Rousselot Inc | 5623 | MA | NEW | NPCC |  | 325 | 7 | Industrial NAICS Cogen | ST | RFO | RFO | ISNE | 0 | 0 | 2022
hard coal | FALSE | 50956 | Y | . | Bowater Newsprint Calhoun Operation | Resolute Forest Products | 23931 | TN | ESC | SERC |  | 322122 | 7 | Industrial NAICS Cogen | ST | BIT | COL | TVA | 0 | 0 | 2022
biomass | FALSE | 50956 | Y | . | Bowater Newsprint Calhoun Operation | Resolute Forest Products | 23931 | TN | ESC | SERC |  | 322122 | 7 | Industrial NAICS Cogen | ST | BLQ | WWW | TVA | 28109 | 5593.7 | 2022
natural gas steam turbine | FALSE | 50956 | Y | . | Bowater Newsprint Calhoun Operation | Resolute Forest Products | 23931 | TN | ESC | SERC |  | 322122 | 7 | Industrial NAICS Cogen | ST | NG | NG | TVA | 97520 | 19406.758 | 2022
biomass | FALSE | 50956 | Y | . | Bowater Newsprint Calhoun Operation | Resolute Forest Products | 23931 | TN | ESC | SERC |  | 322122 | 7 | Industrial NAICS Cogen | ST | SLW | ORW | TVA | 0 | 0 | 2022
other | FALSE | 50956 | Y | . | Bowater Newsprint Calhoun Operation | Resolute Forest Products | 23931 | TN | ESC | SERC |  | 322122 | 7 | Industrial NAICS Cogen | ST | TDF | OTH | TVA | 0 | 0 | 2022
biomass | FALSE | 50956 | Y | . | Bowater Newsprint Calhoun Operation | Resolute Forest Products | 23931 | TN | ESC | SERC |  | 322122 | 7 | Industrial NAICS Cogen | ST | WDS | WWW | TVA | 226 | 44.942 | 2022
municipal solid waste | FALSE | 50960 | N | . | Union County Resource Recovery | Covanta Union Operations LLC | 4440 | NJ | MAT | RFC |  | 562213 | 4 | Commercial NAICS Non-Cogen | ST | MSB | MLG | PJM | 2446942 | 136749.73 | 2022
municipal solid waste | FALSE | 50960 | N | . | Union County Resource Recovery | Covanta Union Operations LLC | 4440 | NJ | MAT | RFC |  | 562213 | 4 | Commercial NAICS Non-Cogen | ST | MSN | OTH | PJM | 2990663 | 167136.27 | 2022
natural gas steam turbine | FALSE | 50960 | N | . | Union County Resource Recovery | Covanta Union Operations LLC | 4440 | NJ | MAT | RFC |  | 562213 | 4 | Commercial NAICS Non-Cogen | ST | NG | NG | PJM | 0 | 0 | 2022
hydro | TRUE | 50961 | N | . | Slate Creek | Central Rivers Power US, LLC | 64078 | CA | PACC | WECC |  | 22 | 2 | NAICS-22 Non-Cogen | HY | WAT | HYC | PACW | 16783 | 4919 | 2022
natural gas peaker | FALSE | 50963 | Y | . | Naval Hospital Medical Center | Department of the Navy | 2844 | CA | PACC | WECC |  | 622 | 5 | Commercial NAICS Cogen | GT | NG | NG | CISO | 91263 | 12057.92 | 2022
geothermal | TRUE | 50964 | N | . | Amedee Geothermal Venture I | Amedee Gethrm Venture I LP | 472 | CA | PACC | WECC |  | 22 | 2 | NAICS-22 Non-Cogen | ST | GEO | GEO | CISO | 0 | 0 | 2022
biomass | FALSE | 50965 | Y | . | Toledo Ref Power Recovery Train | Toledo Refining Company | 18323 | OH | ENC | RFC |  | 32411 | 7 | Industrial NAICS Cogen | OT | LFG | MLG | PJM | 0 | 0 | 2022
other | FALSE | 50965 | Y | . | Toledo Ref Power Recovery Train | Toledo Refining Company | 18323 | OH | ENC | RFC |  | 32411 | 7 | Industrial NAICS Cogen | OT | NG | NG | PJM | 0 | 0 | 2022
other | FALSE | 50965 | Y | . | Toledo Ref Power Recovery Train | Toledo Refining Company | 18323 | OH | ENC | RFC |  | 32411 | 7 | Industrial NAICS Cogen | OT | OG | OOG | PJM | 0 | 0 | 2022
petroleum | FALSE | 50965 | Y | . | Toledo Ref Power Recovery Train | Toledo Refining Company | 18323 | OH | ENC | RFC |  | 32411 | 7 | Industrial NAICS Cogen | OT | PC | PC | PJM | 0 | 0 | 2022
petroleum | FALSE | 50969 | Y | . | MU Combined Heat and Power Plant | Curators of the University of Missouri | 34359 | MO | WNC | SERC |  | 611 | 5 | Commercial NAICS Cogen | GT | DFO | DFO | MISO | 105 | 21.565 | 2022
natural gas peaker | FALSE | 50969 | Y | . | MU Combined Heat and Power Plant | Curators of the University of Missouri | 34359 | MO | WNC | SERC |  | 611 | 5 | Commercial NAICS Cogen | GT | NG | NG | MISO | 543146 | 110935.44 | 2022
petroleum | FALSE | 50969 | Y | . | MU Combined Heat and Power Plant | Curators of the University of Missouri | 34359 | MO | WNC | SERC |  | 611 | 5 | Commercial NAICS Cogen | IC | DFO | DFO | MISO | 0 | 0 | 2022
hard coal | FALSE | 50969 | Y | . | MU Combined Heat and Power Plant | Curators of the University of Missouri | 34359 | MO | WNC | SERC |  | 611 | 5 | Commercial NAICS Cogen | ST | BIT | COL | MISO | 61486 | 10797.567 | 2022
petroleum | FALSE | 50969 | Y | . | MU Combined Heat and Power Plant | Curators of the University of Missouri | 34359 | MO | WNC | SERC |  | 611 | 5 | Commercial NAICS Cogen | ST | DFO | DFO | MISO | 122 | 20.721 | 2022
natural gas steam turbine | FALSE | 50969 | Y | . | MU Combined Heat and Power Plant | Curators of the University of Missouri | 34359 | MO | WNC | SERC |  | 611 | 5 | Commercial NAICS Cogen | ST | NG | NG | MISO | 201474 | 35243.239 | 2022
biomass | FALSE | 50969 | Y | . | MU Combined Heat and Power Plant | Curators of the University of Missouri | 34359 | MO | WNC | SERC |  | 611 | 5 | Commercial NAICS Cogen | ST | WDS | WWW | MISO | 251418 | 42700.096 | 2022
natural gas peaker | FALSE | 50971 | Y | . | Tropicana Products Bradent | Tropicana Products Inc | 19216 | FL | SAT | SERC |  | 311 | 7 | Industrial NAICS Cogen | GT | NG | NG | FPL | 812045 | 191369 | 2022
hydro | TRUE | 50972 | N | . | Marsh Valley Development | Marsh Valley Development Inc | 11716 | ID | MTN | WECC |  | 22 | 2 | NAICS-22 Non-Cogen | HY | WAT | HYC | PACE | 12715 | 3726 | 2022
natural gas combined cycle | FALSE | 50973 | Y | . | Motiva Enterprises Port Arthur Refinery | Motiva Enterprises LLC | 12981 | TX | WSC | SERC |  | 32411 | 7 | Industrial NAICS Cogen | CA | NG | NG | MISO | 0 | 54046.426 | 2022
other | FALSE | 50973 | Y | . | Motiva Enterprises Port Arthur Refinery | Motiva Enterprises LLC | 12981 | TX | WSC | SERC |  | 32411 | 7 | Industrial NAICS Cogen | CA | OG | OOG | MISO | 707339 | 62105.254 | 2022
natural gas combined cycle | FALSE | 50973 | Y | . | Motiva Enterprises Port Arthur Refinery | Motiva Enterprises LLC | 12981 | TX | WSC | SERC |  | 32411 | 7 | Industrial NAICS Cogen | CT | NG | NG | MISO | 5130916 | 401940.84 | 2022
other | FALSE | 50973 | Y | . | Motiva Enterprises Port Arthur Refinery | Motiva Enterprises LLC | 12981 | TX | WSC | SERC |  | 32411 | 7 | Industrial NAICS Cogen | CT | OG | OOG | MISO | 0 | 0 | 2022
natural gas peaker | FALSE | 50973 | Y | . | Motiva Enterprises Port Arthur Refinery | Motiva Enterprises LLC | 12981 | TX | WSC | SERC |  | 32411 | 7 | Industrial NAICS Cogen | GT | NG | NG | MISO | 488348 | 104619.9 | 2022
hard coal | TRUE | 50974 | N | . | Scrubgrass Reclamation CO. LP. | Scrubgrass Reclamation CO. LP. | 16814 | PA | MAT | RFC |  | 22 | 2 | NAICS-22 Non-Cogen | ST | BIT | COL | PJM | 0 | 0 | 2022
petroleum | TRUE | 50974 | N | . | Scrubgrass Reclamation CO. LP. | Scrubgrass Reclamation CO. LP. | 16814 | PA | MAT | RFC |  | 22 | 2 | NAICS-22 Non-Cogen | ST | DFO | DFO | PJM | 55427 | 4018.488 | 2022
hard coal | TRUE | 50974 | N | . | Scrubgrass Reclamation CO. LP. | Scrubgrass Reclamation CO. LP. | 16814 | PA | MAT | RFC |  | 22 | 2 | NAICS-22 Non-Cogen | ST | SUB | COL | PJM | 0 | 0 | 2022
hard coal | TRUE | 50974 | N | . | Scrubgrass Reclamation CO. LP. | Scrubgrass Reclamation CO. LP. | 16814 | PA | MAT | RFC |  | 22 | 2 | NAICS-22 Non-Cogen | ST | WC | WOC | PJM | 5014156 | 372799.51 | 2022
petroleum | TRUE | 50978 | N | . | Carr Street Generating Station | Carr Street Generating Sta LP | 24202 | NY | MAT | NPCC |  | 22 | 2 | NAICS-22 Non-Cogen | CA | DFO | DFO | NYIS | 0 | 0 | 2022
natural gas combined cycle | TRUE | 50978 | N | . | Carr Street Generating Station | Carr Street Generating Sta LP | 24202 | NY | MAT | NPCC |  | 22 | 2 | NAICS-22 Non-Cogen | CA | NG | NG | NYIS | 0 | 36675 | 2022
petroleum | TRUE | 50978 | N | . | Carr Street Generating Station | Carr Street Generating Sta LP | 24202 | NY | MAT | NPCC |  | 22 | 2 | NAICS-22 Non-Cogen | CT | DFO | DFO | NYIS | 0 | 0 | 2022
natural gas combined cycle | TRUE | 50978 | N | . | Carr Street Generating Station | Carr Street Generating Sta LP | 24202 | NY | MAT | NPCC |  | 22 | 2 | NAICS-22 Non-Cogen | CT | NG | NG | NYIS | 1221391 | 115991 | 2022
hydro | TRUE | 50980 | N | . | Siphon Power Project | Central Oregon Irrigation Dist | 3220 | OR | PACC | WECC |  | 22 | 2 | NAICS-22 Non-Cogen | HY | WAT | HYC | PACW | 45360 | 13294 | 2022
natural gas peaker | FALSE | 50985 | Y | . | Solano County Cogen Plant | Solano County | 17711 | CA | PACC | WECC |  | 92 | 5 | Commercial NAICS Cogen | IC | NG | NG | CISO | 63923 | 7254 | 2022
hydro | TRUE | 50987 | N | . | Rock Creek I | Shorock Hydro Inc | 17150 | ID | MTN | WECC |  | 22 | 2 | NAICS-22 Non-Cogen | HY | WAT | HYC | IPCO | 30487 | 8935 | 2022
natural gas steam turbine | TRUE | 50993 | Y | . | Co-Gen II LLC | Co-Gen II | 3930 | OR | PACC | WECC |  | 22 | 3 | NAICS-22 Cogen | ST | NG | NG | PACW | 0 | 0 | 2022
biomass | TRUE | 50993 | Y | . | Co-Gen II LLC | Co-Gen II | 3930 | OR | PACC | WECC |  | 22 | 3 | NAICS-22 Cogen | ST | WDS | WWW | PACW | 0 | 0 | 2022
hydro | TRUE | 50999 | N | . | Aziscohos Hydroelectric Project | Brookfield White Pine Hydro LLC | 39006 | ME | NEW | NPCC |  | 22 | 2 | NAICS-22 Non-Cogen | HY | WAT | HYC | ISNE | 91532 | 26826 | 2022
biomass | FALSE | 51008 | Y | . | Enterprise Sugar Factory | M.A. Patout & Son Limited, LLC | 11415 | LA | WSC | SERC |  | 311 | 7 | Industrial NAICS Cogen | ST | AB | ORW | MISO | 0 | 0 | 2022
natural gas steam turbine | FALSE | 51008 | Y | . | Enterprise Sugar Factory | M.A. Patout & Son Limited, LLC | 11415 | LA | WSC | SERC |  | 311 | 7 | Industrial NAICS Cogen | ST | NG | NG | MISO | 0 | 0 | 2022
biomass | TRUE | 51026 | N | . | Ryegate Associates, LLC | Ryegate Associates, LLC | 54824 | VT | NEW | NPCC |  | 22 | 2 | NAICS-22 Non-Cogen | ST | WDS | WWW | ISNE | 2072132 | 137183 | 2022
petroleum | TRUE | 51030 | N | . | Ocean State Power | Ocean State Power Co | 27769 | RI | NEW | NPCC |  | 22 | 2 | NAICS-22 Non-Cogen | CA | DFO | DFO | ISNE | 0 | 7720.376 | 2022
natural gas combined cycle | TRUE | 51030 | N | . | Ocean State Power | Ocean State Power Co | 27769 | RI | NEW | NPCC |  | 22 | 2 | NAICS-22 Non-Cogen | CA | NG | NG | ISNE | 2429 | 268524.62 | 2022
petroleum | TRUE | 51030 | N | . | Ocean State Power | Ocean State Power Co | 27769 | RI | NEW | NPCC |  | 22 | 2 | NAICS-22 Non-Cogen | CT | DFO | DFO | ISNE | 286796 | 15601.106 | 2022
natural gas combined cycle | TRUE | 51030 | N | . | Ocean State Power | Ocean State Power Co | 27769 | RI | NEW | NPCC |  | 22 | 2 | NAICS-22 Non-Cogen | CT | NG | NG | ISNE | 6487300 | 473181.89 | 2022
hydro | TRUE | 51033 | N | . | West Delaware Tunnel Plant | Erie Boulevard Hydropower LP | 5914 | NY | MAT | NPCC |  | 22 | 2 | NAICS-22 Non-Cogen | HY | WAT | HYC | NYIS | 68755 | 20151 | 2022
hydro | TRUE | 51034 | N | . | Little Falls Hydro | Eagle Creek Renewable Energy, LLC | 57280 | NY | MAT | NPCC |  | 22 | 2 | NAICS-22 Non-Cogen | HY | WAT | HYC | NYIS | 71958 | 21089 | 2022
petroleum | FALSE | 51038 | N | . | MacArthur Waste to Energy Facility | Covanta MacArthur Renewable Energy | 56601 | NY | MAT | NPCC |  | 562213 | 4 | Commercial NAICS Non-Cogen | ST | DFO | DFO | NYIS | 0 | 0 | 2022
municipal solid waste | FALSE | 51038 | N | . | MacArthur Waste to Energy Facility | Covanta MacArthur Renewable Energy | 56601 | NY | MAT | NPCC |  | 562213 | 4 | Commercial NAICS Non-Cogen | ST | MSB | MLG | NYIS | 720535 | 22977.076 | 2022
municipal solid waste | FALSE | 51038 | N | . | MacArthur Waste to Energy Facility | Covanta MacArthur Renewable Energy | 56601 | NY | MAT | NPCC |  | 562213 | 4 | Commercial NAICS Non-Cogen | ST | MSN | OTH | NYIS | 880654 | 28083.11 | 2022
natural gas steam turbine | FALSE | 51038 | N | . | MacArthur Waste to Energy Facility | Covanta MacArthur Renewable Energy | 56601 | NY | MAT | NPCC |  | 562213 | 4 | Commercial NAICS Non-Cogen | ST | NG | NG | NYIS | 22168 | 690.814 | 2022
natural gas combined cycle | FALSE | 52006 | Y | . | LaO Energy Systems | Dow Chemical Co | 5347 | LA | WSC | SERC |  | 325 | 7 | Industrial NAICS Cogen | CA | NG | NG | MISO | 0 | 806745.76 | 2022
other | FALSE | 52006 | Y | . | LaO Energy Systems | Dow Chemical Co | 5347 | LA | WSC | SERC |  | 325 | 7 | Industrial NAICS Cogen | CA | OG | OOG | MISO | 2010994 | 237443.24 | 2022
other | FALSE | 52006 | Y | . | LaO Energy Systems | Dow Chemical Co | 5347 | LA | WSC | SERC |  | 325 | 7 | Industrial NAICS Cogen | CA | OTH | OTH | MISO | 0 | 0 | 2022
natural gas combined cycle | FALSE | 52006 | Y | . | LaO Energy Systems | Dow Chemical Co | 5347 | LA | WSC | SERC |  | 325 | 7 | Industrial NAICS Cogen | CT | NG | NG | MISO | 9551683 | 766309 | 2022
other | FALSE | 52006 | Y | . | LaO Energy Systems | Dow Chemical Co | 5347 | LA | WSC | SERC |  | 325 | 7 | Industrial NAICS Cogen | CT | OG | OOG | MISO | 0 | 0 | 2022
other | FALSE | 52006 | Y | . | LaO Energy Systems | Dow Chemical Co | 5347 | LA | WSC | SERC |  | 325 | 7 | Industrial NAICS Cogen | CT | OTH | OTH | MISO | 0 | 0 | 2022
municipal solid waste | TRUE | 52010 | N | . | Lee County Solid Waste Energy | Lee County Board-Commissioners | 10875 | FL | SAT | SERC |  | 22 | 2 | NAICS-22 Non-Cogen | ST | MSB | MLG | FPL | 2517476 | 128058.89 | 2022
municipal solid waste | TRUE | 52010 | N | . | Lee County Solid Waste Energy | Lee County Board-Commissioners | 10875 | FL | SAT | SERC |  | 22 | 2 | NAICS-22 Non-Cogen | ST | MSN | OTH | FPL | 3076968 | 156519.77 | 2022
other | TRUE | 52010 | N | . | Lee County Solid Waste Energy | Lee County Board-Commissioners | 10875 | FL | SAT | SERC |  | 22 | 2 | NAICS-22 Non-Cogen | ST | PG | WOO | FPL | 16990 | 778.755 | 2022
petroleum | TRUE | 52010 | N | . | Lee County Solid Waste Energy | Lee County Board-Commissioners | 10875 | FL | SAT | SERC |  | 22 | 2 | NAICS-22 Non-Cogen | ST | WO | WOO | FPL | 7968 | 423.585 | 2022
geothermal | TRUE | 52015 | N | . | Dixie Valley | Ormat Nevada Inc | 34691 | NV | MTN | WECC |  | 22 | 2 | NAICS-22 Non-Cogen | BT | GEO | GEO | CISO | 84014 | 24623 | 2022
geothermal | TRUE | 52015 | N | . | Dixie Valley | Ormat Nevada Inc | 34691 | NV | MTN | WECC |  | 22 | 2 | NAICS-22 Non-Cogen | ST | GEO | GEO | CISO | 1371146 | 401860 | 2022
petroleum | TRUE | 52019 | N | . | Doswell Energy Center | Doswell Ltd Partnership | 5310 | VA | SAT | SERC |  | 22 | 2 | NAICS-22 Non-Cogen | CA | DFO | DFO | PJM | 0 | 16454.991 | 2022
natural gas combined cycle | TRUE | 52019 | N | . | Doswell Energy Center | Doswell Ltd Partnership | 5310 | VA | SAT | SERC |  | 22 | 2 | NAICS-22 Non-Cogen | CA | NG | NG | PJM | 1187934 | 1195893 | 2022
petroleum | TRUE | 52019 | N | . | Doswell Energy Center | Doswell Ltd Partnership | 5310 | VA | SAT | SERC |  | 22 | 2 | NAICS-22 Non-Cogen | CT | DFO | DFO | PJM | 412104 | 34714.04 | 2022
natural gas combined cycle | TRUE | 52019 | N | . | Doswell Energy Center | Doswell Ltd Partnership | 5310 | VA | SAT | SERC |  | 22 | 2 | NAICS-22 Non-Cogen | CT | NG | NG | PJM | 29048699 | 2400664 | 2022
petroleum | TRUE | 52019 | N | . | Doswell Energy Center | Doswell Ltd Partnership | 5310 | VA | SAT | SERC |  | 22 | 2 | NAICS-22 Non-Cogen | GT | DFO | DFO | PJM | 76021 | 6459.463 | 2022
natural gas peaker | TRUE | 52019 | N | . | Doswell Energy Center | Doswell Ltd Partnership | 5310 | VA | SAT | SERC |  | 22 | 2 | NAICS-22 Non-Cogen | GT | NG | NG | PJM | 10819932 | 929230.54 | 2022
petroleum | FALSE | 52021 | Y | . | ITT Cogen Facility | IIT Energy Tech Partners, LLC | 65792 | IL | ENC | RFC |  | 611 | 5 | Commercial NAICS Cogen | GT | DFO | DFO | PJM | 0 | 0 | 2022
natural gas peaker | FALSE | 52021 | Y | . | ITT Cogen Facility | IIT Energy Tech Partners, LLC | 65792 | IL | ENC | RFC |  | 611 | 5 | Commercial NAICS Cogen | GT | NG | NG | PJM | 261 | 15.68 | 2022
natural gas steam turbine | FALSE | 52024 | Y | . | Rhode Island Hospital | Rhode Island Hospital | 16001 | RI | NEW | NPCC |  | 622 | 5 | Commercial NAICS Cogen | ST | NG | NG | ISNE | 115850 | 21493.627 | 2022
petroleum | FALSE | 52024 | Y | . | Rhode Island Hospital | Rhode Island Hospital | 16001 | RI | NEW | NPCC |  | 622 | 5 | Commercial NAICS Cogen | ST | RFO | RFO | ISNE | 14343 | 2697.403 | 2022
petroleum | TRUE | 52026 | N | . | Dartmouth Power Associates LP | Morris Energy Operations Company, LLC | 56516 | MA | NEW | NPCC |  | 22 | 2 | NAICS-22 Non-Cogen | CA | DFO | DFO | ISNE | 0 | 0 | 2022
natural gas combined cycle | TRUE | 52026 | N | . | Dartmouth Power Associates LP | Morris Energy Operations Company, LLC | 56516 | MA | NEW | NPCC |  | 22 | 2 | NAICS-22 Non-Cogen | CA | NG | NG | ISNE | 3451 | 0 | 2022
petroleum | TRUE | 52026 | N | . | Dartmouth Power Associates LP | Morris Energy Operations Company, LLC | 56516 | MA | NEW | NPCC |  | 22 | 2 | NAICS-22 Non-Cogen | CT | DFO | DFO | ISNE | 18652 | 1977.109 | 2022
natural gas combined cycle | TRUE | 52026 | N | . | Dartmouth Power Associates LP | Morris Energy Operations Company, LLC | 56516 | MA | NEW | NPCC |  | 22 | 2 | NAICS-22 Non-Cogen | CT | NG | NG | ISNE | 396474 | 44346.891 | 2022
petroleum | TRUE | 52026 | N | . | Dartmouth Power Associates LP | Morris Energy Operations Company, LLC | 56516 | MA | NEW | NPCC |  | 22 | 2 | NAICS-22 Non-Cogen | GT | DFO | DFO | ISNE | 3191 | 267.338 | 2022
natural gas peaker | TRUE | 52026 | N | . | Dartmouth Power Associates LP | Morris Energy Operations Company, LLC | 56516 | MA | NEW | NPCC |  | 22 | 2 | NAICS-22 Non-Cogen | GT | NG | NG | ISNE | 165605 | 13878.662 | 2022
geothermal | TRUE | 52028 | N | . | Puna Geothermal Venture I | Puna Geothermal Venture | 3608 | HI | PACN |  |  | 22 | 2 | NAICS-22 Non-Cogen | BT | GEO | GEO |  | 710877 | 208346 | 2022
geothermal | TRUE | 52028 | N | . | Puna Geothermal Venture I | Puna Geothermal Venture | 3608 | HI | PACN |  |  | 22 | 2 | NAICS-22 Non-Cogen | ST | GEO | GEO |  | 0 | 0 | 2022
hydro | TRUE | 52036 | N | . | Yough Hydro Power | D/R Hydro Co | 4713 | PA | MAT | RFC |  | 22 | 2 | NAICS-22 Non-Cogen | HY | WAT | HYC | PJM | 145702 | 42703 | 2022
hydro | TRUE | 52039 | N | . | Quail Creek Hydro Plant #1 | Washington Cnty Wtr Consv Dist | 31613 | UT | MTN | WECC |  | 22 | 2 | NAICS-22 Non-Cogen | HY | WAT | HYC | PACE | 27539 | 7998 | 2022
hard coal | FALSE | 52048 | Y | . | Vanderbilt University Power Plant | Vanderbilt University | 19724 | TN | ESC | SERC |  | 611 | 5 | Commercial NAICS Cogen | GT | BIT | COL | TVA | 0 | 0 | 2022
natural gas peaker | FALSE | 52048 | Y | . | Vanderbilt University Power Plant | Vanderbilt University | 19724 | TN | ESC | SERC |  | 611 | 5 | Commercial NAICS Cogen | GT | NG | NG | TVA | 439794 | 101054.66 | 2022
hydro | TRUE | 52049 | N | . | Clifton Dam 3 Power Station | Converse Energy Inc | 4277 | SC | SAT | SERC |  | 22 | 2 | NAICS-22 Non-Cogen | HY | WAT | HYC | DUK | 13493 | 3954 | 2022
petroleum | TRUE | 52056 | Y | . | Nassau Energy Corp | Nassau Energy Corp | 19153 | NY | MAT | NPCC |  | 22 | 3 | NAICS-22 Cogen | CA | DFO | DFO | NYIS | 0 | 0 | 2022
natural gas combined cycle | TRUE | 52056 | Y | . | Nassau Energy Corp | Nassau Energy Corp | 19153 | NY | MAT | NPCC |  | 22 | 3 | NAICS-22 Cogen | CA | NG | NG | NYIS | 12046 | 25539.13 | 2022
petroleum | TRUE | 52056 | Y | . | Nassau Energy Corp | Nassau Energy Corp | 19153 | NY | MAT | NPCC |  | 22 | 3 | NAICS-22 Cogen | CT | DFO | DFO | NYIS | 0 | 0 | 2022
natural gas combined cycle | TRUE | 52056 | Y | . | Nassau Energy Corp | Nassau Energy Corp | 19153 | NY | MAT | NPCC |  | 22 | 3 | NAICS-22 Cogen | CT | NG | NG | NYIS | 617573 | 103337.01 | 2022
hydro | TRUE | 52057 | N | . | Herkimer | ECOsponsible LLC | 60082 | NY | MAT | NPCC |  | 22 | 2 | NAICS-22 Non-Cogen | HY | WAT | HYC | NYIS | 0 | 0 | 2022
hydro | TRUE | 52058 | N | . | Ogdensburg | Ampersand Ogdensburg Hydro, LLC | 57184 | NY | MAT | NPCC |  | 22 | 2 | NAICS-22 Non-Cogen | HY | WAT | HYC | NYIS | 26613 | 7800 | 2022
petroleum | FALSE | 52061 | Y | . | Hartford Hospital Cogeneration | Cartier Energy, LLC | 65384 | CT | NEW | NPCC |  | 622 | 5 | Commercial NAICS Cogen | CA | DFO | DFO | ISNE | 0 | 0 | 2022
natural gas combined cycle | FALSE | 52061 | Y | . | Hartford Hospital Cogeneration | Cartier Energy, LLC | 65384 | CT | NEW | NPCC |  | 622 | 5 | Commercial NAICS Cogen | CA | NG | NG | ISNE | 0 | 0 | 2022
petroleum | FALSE | 52061 | Y | . | Hartford Hospital Cogeneration | Cartier Energy, LLC | 65384 | CT | NEW | NPCC |  | 622 | 5 | Commercial NAICS Cogen | CT | DFO | DFO | ISNE | 0 | 0 | 2022
natural gas combined cycle | FALSE | 52061 | Y | . | Hartford Hospital Cogeneration | Cartier Energy, LLC | 65384 | CT | NEW | NPCC |  | 622 | 5 | Commercial NAICS Cogen | CT | NG | NG | ISNE | 229233 | 38309 | 2022
other | FALSE | 52061 | Y | . | Hartford Hospital Cogeneration | Cartier Energy, LLC | 65384 | CT | NEW | NPCC |  | 622 | 5 | Commercial NAICS Cogen | FC | NG | NG | ISNE | 54834 | 10262 | 2022
natural gas steam turbine | FALSE | 52063 | Y | . | Martinez Sulfuric Acid Regeneration Plt | Eco Services Corp. | 59409 | CA | PACC | WECC |  | 325 | 7 | Industrial NAICS Cogen | ST | NG | NG | CISO | 0 | 0 | 2022
petroleum | FALSE | 52063 | Y | . | Martinez Sulfuric Acid Regeneration Plt | Eco Services Corp. | 59409 | CA | PACC | WECC |  | 325 | 7 | Industrial NAICS Cogen | ST | RFO | RFO | CISO | 0 | 0 | 2022
other | FALSE | 52063 | Y | . | Martinez Sulfuric Acid Regeneration Plt | Eco Services Corp. | 59409 | CA | PACC | WECC |  | 325 | 7 | Industrial NAICS Cogen | ST | WH | OTH | CISO | 57963 | 16988 | 2022
natural gas steam turbine | FALSE | 52064 | Y | . | Dominguez Plant | Eco Services Corp. | 59409 | CA | PACC | WECC |  | 325 | 7 | Industrial NAICS Cogen | ST | NG | NG | CISO | 0 | 0 | 2022
other | FALSE | 52064 | Y | . | Dominguez Plant | Eco Services Corp. | 59409 | CA | PACC | WECC |  | 325 | 7 | Industrial NAICS Cogen | ST | WH | OTH | CISO | 23906 | 7006 | 2022
natural gas steam turbine | FALSE | 52065 | Y | . | Houston Plant | Eco Services Corp. | 59409 | TX | WSC | TRE |  | 325188 | 7 | Industrial NAICS Cogen | ST | NG | NG | ERCO | 0 | 0 | 2022
other | FALSE | 52065 | Y | . | Houston Plant | Eco Services Corp. | 59409 | TX | WSC | TRE |  | 325188 | 7 | Industrial NAICS Cogen | ST | WH | OTH | ERCO | 208104 | 60992 | 2022
hydro | TRUE | 52068 | N | . | Great Falls Hydro Project | Eagle Creek Renewable Energy, LLC | 57280 | NJ | MAT | RFC |  | 22 | 2 | NAICS-22 Non-Cogen | HY | WAT | HYC | PJM | 17831 | 5226 | 2022
hard coal | FALSE | 52072 | Y | . | Radford Army Ammunition Plant | U S Army-Radford | 22218 | VA | SAT | RFC |  | 325 | 7 | Industrial NAICS Cogen | ST | BIT | COL | PJM | 0 | 0 | 2022
petroleum | FALSE | 52072 | Y | . | Radford Army Ammunition Plant | U S Army-Radford | 22218 | VA | SAT | RFC |  | 325 | 7 | Industrial NAICS Cogen | ST | DFO | DFO | PJM | 0 | 0 | 2022
natural gas steam turbine | FALSE | 52072 | Y | . | Radford Army Ammunition Plant | U S Army-Radford | 22218 | VA | SAT | RFC |  | 325 | 7 | Industrial NAICS Cogen | ST | NG | NG | PJM | 521001 | 37311 | 2022
petroleum | FALSE | 52073 | Y | . | UCLA So Campus Cogen Project | University of California-LA | 19524 | CA | PACC | WECC |  | 611 | 5 | Commercial NAICS Cogen | CA | DFO | DFO | LDWP | 0 | 0 | 2022
biomass | FALSE | 52073 | Y | . | UCLA So Campus Cogen Project | University of California-LA | 19524 | CA | PACC | WECC |  | 611 | 5 | Commercial NAICS Cogen | CA | LFG | MLG | LDWP | 0 | 0 | 2022
natural gas combined cycle | FALSE | 52073 | Y | . | UCLA So Campus Cogen Project | University of California-LA | 19524 | CA | PACC | WECC |  | 611 | 5 | Commercial NAICS Cogen | CA | NG | NG | LDWP | 200186 | 42562 | 2022
petroleum | FALSE | 52073 | Y | . | UCLA So Campus Cogen Project | University of California-LA | 19524 | CA | PACC | WECC |  | 611 | 5 | Commercial NAICS Cogen | CT | DFO | DFO | LDWP | 0 | 0 | 2022
biomass | FALSE | 52073 | Y | . | UCLA So Campus Cogen Project | University of California-LA | 19524 | CA | PACC | WECC |  | 611 | 5 | Commercial NAICS Cogen | CT | LFG | MLG | LDWP | 0 | 0 | 2022
natural gas combined cycle | FALSE | 52073 | Y | . | UCLA So Campus Cogen Project | University of California-LA | 19524 | CA | PACC | WECC |  | 611 | 5 | Commercial NAICS Cogen | CT | NG | NG | LDWP | 978270 | 209067 | 2022
natural gas peaker | FALSE | 52076 | Y | . | McKittrick Cogen | Chevron USA Inc | 54713 | CA | PACC | WECC |  | 211 | 7 | Industrial NAICS Cogen | GT | NG | NG | CISO | 925153 | 77501 | 2022
natural gas peaker | FALSE | 52077 | Y | . | Lost Hills Cogeneration Plant | AERA Energy LLC | 164 | CA | PACC | WECC |  | 211 | 7 | Industrial NAICS Cogen | GT | NG | NG | CISO | 21005 | 2581 | 2022
natural gas peaker | FALSE | 52081 | Y | . | Cymric 31X Cogen | Chevron USA Inc | 54713 | CA | PACC | WECC |  | 211 | 7 | Industrial NAICS Cogen | GT | NG | NG | CISO | 159049 | 37513 | 2022
natural gas peaker | FALSE | 52082 | Y | . | Cymric 6Z Cogen | Chevron USA Inc | 54713 | CA | PACC | WECC |  | 211 | 7 | Industrial NAICS Cogen | GT | NG | NG | CISO | 172179 | 41444 | 2022
natural gas peaker | FALSE | 52085 | Y | . | Taft 26C Cogen | Chevron USA Inc | 54713 | CA | PACC | WECC |  | 211 | 7 | Industrial NAICS Cogen | GT | NG | NG | CISO | 268224 | 65357 | 2022
natural gas peaker | FALSE | 52086 | Y | . | Coalinga 25D Cogen | Chevron USA Inc | 54713 | CA | PACC | WECC |  | 211 | 7 | Industrial NAICS Cogen | GT | NG | NG | CISO | 230321 | 56474 | 2022
petroleum | TRUE | 52087 | N | . | Elizabeth River Power Station | Virginia Electric & Power Co | 19876 | VA | SAT | SERC |  | 22 | 1 | Electric Utility | GT | DFO | DFO | PJM | 336824 | 26747.831 | 2022
natural gas peaker | TRUE | 52087 | N | . | Elizabeth River Power Station | Virginia Electric & Power Co | 19876 | VA | SAT | SERC |  | 22 | 1 | Electric Utility | GT | NG | NG | PJM | 435066 | 34550.169 | 2022
natural gas combined cycle | TRUE | 52088 | Y | . | Texas City Power Plant | Texas City Cogeneration LLC | 22652 | TX | WSC | TRE |  | 22 | 3 | NAICS-22 Cogen | CA | NG | NG | ERCO | 1532237 | 448978 | 2022
other | TRUE | 52088 | Y | . | Texas City Power Plant | Texas City Cogeneration LLC | 22652 | TX | WSC | TRE |  | 22 | 3 | NAICS-22 Cogen | CA | OG | OOG | ERCO | 0 | 0 | 2022
natural gas combined cycle | TRUE | 52088 | Y | . | Texas City Power Plant | Texas City Cogeneration LLC | 22652 | TX | WSC | TRE |  | 22 | 3 | NAICS-22 Cogen | CT | NG | NG | ERCO | 6620497 | 1253000 | 2022
other | TRUE | 52088 | Y | . | Texas City Power Plant | Texas City Cogeneration LLC | 22652 | TX | WSC | TRE |  | 22 | 3 | NAICS-22 Cogen | CT | OG | OOG | ERCO | 0 | 0 | 2022
hard coal | FALSE | 52089 | Y | . | Celanese Acetate LLC | Celanese Acetate LLC | 57151 | VA | SAT | RFC |  | 314 | 7 | Industrial NAICS Cogen | ST | BIT | COL | PJM | 0 | 0 | 2022
petroleum | FALSE | 52089 | Y | . | Celanese Acetate LLC | Celanese Acetate LLC | 57151 | VA | SAT | RFC |  | 314 | 7 | Industrial NAICS Cogen | ST | DFO | DFO | PJM | 0 | 0 | 2022
natural gas steam turbine | FALSE | 52089 | Y | . | Celanese Acetate LLC | Celanese Acetate LLC | 57151 | VA | SAT | RFC |  | 314 | 7 | Industrial NAICS Cogen | ST | NG | NG | PJM | 694867 | 164960 | 2022
petroleum | FALSE | 52091 | N | . | NewYork-Presbyterian Brooklyn Methodist Hospital | NewYork-Presbyterian Brooklyn Methodist Hospital | 13484 | NY | MAT | NPCC |  | 622 | 4 | Commercial NAICS Non-Cogen | IC | DFO | DFO | NYIS | 270 | 24 | 2022
natural gas peaker | FALSE | 52091 | N | . | NewYork-Presbyterian Brooklyn Methodist Hospital | NewYork-Presbyterian Brooklyn Methodist Hospital | 13484 | NY | MAT | NPCC |  | 622 | 4 | Commercial NAICS Non-Cogen | IC | NG | NG | NYIS | 0 | 0 | 2022
natural gas peaker | FALSE | 52096 | Y | . | Berry Placerita Cogen | Shadow Wolf Energy | 65145 | CA | PACC | WECC |  | 324 | 7 | Industrial NAICS Cogen | GT | NG | NG | CISO | 61576 | 9578 | 2022
natural gas peaker | FALSE | 52099 | Y | . | Plant No 2 Orange County | Orange County Sanitation Dist | 14155 | CA | PACC | WECC |  | 562212 | 5 | Commercial NAICS Cogen | IC | NG | NG | CISO | 75859 | 7415.479 | 2022
biomass | FALSE | 52099 | Y | . | Plant No 2 Orange County | Orange County Sanitation Dist | 14155 | CA | PACC | WECC |  | 562212 | 5 | Commercial NAICS Cogen | IC | OBG | ORW | CISO | 406813 | 39767.521 | 2022
natural gas steam turbine | FALSE | 52099 | Y | . | Plant No 2 Orange County | Orange County Sanitation Dist | 14155 | CA | PACC | WECC |  | 562212 | 5 | Commercial NAICS Cogen | ST | NG | NG | CISO | 0 | 141 | 2022
biomass | FALSE | 52099 | Y | . | Plant No 2 Orange County | Orange County Sanitation Dist | 14155 | CA | PACC | WECC |  | 562212 | 5 | Commercial NAICS Cogen | ST | OBG | ORW | CISO | 0 | 141 | 2022
natural gas peaker | FALSE | 52104 | Y | . | Cymric 36W Cogen | Chevron USA Inc | 54713 | CA | PACC | WECC |  | 211 | 7 | Industrial NAICS Cogen | GT | NG | NG | CISO | 203917 | 46020 | 2022
natural gas peaker | FALSE | 52107 | Y | . | Kern River Eastridge Cogen | Chevron USA Inc | 54713 | CA | PACC | WECC |  | 211 | 7 | Industrial NAICS Cogen | GT | NG | NG | CISO | 874649 | 216061 | 2022
natural gas combined cycle | FALSE | 52109 | Y | . | Richmond Cogen | Chevron Products Company-Richmond | 49732 | CA | PACC | WECC |  | 32411 | 7 | Industrial NAICS Cogen | CA | NG | NG | CISO | 0 | 99978.238 | 2022
other | FALSE | 52109 | Y | . | Richmond Cogen | Chevron Products Company-Richmond | 49732 | CA | PACC | WECC |  | 32411 | 7 | Industrial NAICS Cogen | CA | OG | OOG | CISO | 117561 | 27424.762 | 2022
natural gas combined cycle | FALSE | 52109 | Y | . | Richmond Cogen | Chevron Products Company-Richmond | 49732 | CA | PACC | WECC |  | 32411 | 7 | Industrial NAICS Cogen | CT | NG | NG | CISO | 3756335 | 766626 | 2022
other | FALSE | 52109 | Y | . | Richmond Cogen | Chevron Products Company-Richmond | 49732 | CA | PACC | WECC |  | 32411 | 7 | Industrial NAICS Cogen | CT | OG | OOG | CISO | 0 | 0 | 2022
other | FALSE | 52109 | Y | . | Richmond Cogen | Chevron Products Company-Richmond | 49732 | CA | PACC | WECC |  | 32411 | 7 | Industrial NAICS Cogen | ST | WH | OTH | CISO | 0 | 0 | 2022
natural gas combined cycle | FALSE | 52120 | Y | . | Freeport Energy | Olin Blue Cube Operations | 59875 | TX | WSC | TRE |  | 325 | 7 | Industrial NAICS Cogen | CA | NG | NG | ERCO | 0 | 107380.94 | 2022
natural gas combined cycle | FALSE | 52120 | Y | . | Freeport Energy | Olin Blue Cube Operations | 59875 | TX | WSC | TRE |  | 325 | 7 | Industrial NAICS Cogen | CT | NG | NG | ERCO | 11366726 | 1799177.3 | 2022
natural gas peaker | FALSE | 52120 | Y | . | Freeport Energy | Olin Blue Cube Operations | 59875 | TX | WSC | TRE |  | 325 | 7 | Industrial NAICS Cogen | GT | NG | NG | ERCO | 2447003 | 414671.32 | 2022
natural gas peaker | FALSE | 52122 | Y | . | Wasson CO2 Removal Plant | Occidental Permian Ltd | 429 | TX | WSC | MRO |  | 211 | 7 | Industrial NAICS Cogen | GT | NG | NG | SWPP | 1211136 | 127787 | 2022
natural gas steam turbine | FALSE | 52127 | Y | . | Elk Basin Gasoline Plant | Contango Oil and Gas | 64954 | WY | MTN | WECC |  | 211 | 7 | Industrial NAICS Cogen | ST | NG | NG | PACE | 0 | 0 | 2022
other | FALSE | 52127 | Y | . | Elk Basin Gasoline Plant | Contango Oil and Gas | 64954 | WY | MTN | WECC |  | 211 | 7 | Industrial NAICS Cogen | ST | OG | OOG | PACE | 34072 | 7689 | 2022
natural gas steam turbine | FALSE | 52130 | Y | . | Whiting Refinery | BP PLC | 44466 | IN | ENC | RFC |  | 32411 | 7 | Industrial NAICS Cogen | ST | NG | NG | MISO | 589612 | 105268.83 | 2022
other | FALSE | 52130 | Y | . | Whiting Refinery | BP PLC | 44466 | IN | ENC | RFC |  | 32411 | 7 | Industrial NAICS Cogen | ST | OG | OOG | MISO | 1990341 | 355355.17 | 2022
other | FALSE | 52130 | Y | . | Whiting Refinery | BP PLC | 44466 | IN | ENC | RFC |  | 32411 | 7 | Industrial NAICS Cogen | ST | PUR | OTH | MISO | 0 | 0 | 2022
natural gas combined cycle | FALSE | 52132 | Y | . | Power Station 4 | South Houston Green Power LLC | 17566 | TX | WSC | TRE |  | 32411 | 7 | Industrial NAICS Cogen | CA | NG | NG | ERCO | 0 | 0 | 2022
other | FALSE | 52132 | Y | . | Power Station 4 | South Houston Green Power LLC | 17566 | TX | WSC | TRE |  | 32411 | 7 | Industrial NAICS Cogen | CA | OG | OOG | ERCO | 0 | 0 | 2022
natural gas combined cycle | FALSE | 52132 | Y | . | Power Station 4 | South Houston Green Power LLC | 17566 | TX | WSC | TRE |  | 32411 | 7 | Industrial NAICS Cogen | CT | NG | NG | ERCO | 3369489 | 580525 | 2022
other | FALSE | 52132 | Y | . | Power Station 4 | South Houston Green Power LLC | 17566 | TX | WSC | TRE |  | 32411 | 7 | Industrial NAICS Cogen | CT | OG | OOG | ERCO | 0 | 0 | 2022
natural gas steam turbine | FALSE | 52133 | Y | . | Tesoro Mandan Cogeneration Plant | Tesoro Refining and Marketing Co LLC | 18668 | ND | WNC | MRO |  | 32411 | 7 | Industrial NAICS Cogen | ST | NG | NG | SWPP | 179352 | 12661.09 | 2022
other | FALSE | 52133 | Y | . | Tesoro Mandan Cogeneration Plant | Tesoro Refining and Marketing Co LLC | 18668 | ND | WNC | MRO |  | 32411 | 7 | Industrial NAICS Cogen | ST | OG | OOG | SWPP | 440088 | 30747.91 | 2022
petroleum | FALSE | 52133 | Y | . | Tesoro Mandan Cogeneration Plant | Tesoro Refining and Marketing Co LLC | 18668 | ND | WNC | MRO |  | 32411 | 7 | Industrial NAICS Cogen | ST | RFO | RFO | SWPP | 0 | 0 | 2022
petroleum | FALSE | 52133 | Y | . | Tesoro Mandan Cogeneration Plant | Tesoro Refining and Marketing Co LLC | 18668 | ND | WNC | MRO |  | 32411 | 7 | Industrial NAICS Cogen | ST | WO | WOO | SWPP | 0 | 0 | 2022
hard coal | FALSE | 52140 | Y | . | International Paper Prattville Mill | International Paper Co | 8009 | AL | ESC | SERC |  | 32213 | 7 | Industrial NAICS Cogen | ST | BIT | COL | SOCO | 0 | 0 | 2022
biomass | FALSE | 52140 | Y | . | International Paper Prattville Mill | International Paper Co | 8009 | AL | ESC | SERC |  | 32213 | 7 | Industrial NAICS Cogen | ST | BLQ | WWW | SOCO | 1323163 | 298603.6 | 2022
petroleum | FALSE | 52140 | Y | . | International Paper Prattville Mill | International Paper Co | 8009 | AL | ESC | SERC |  | 32213 | 7 | Industrial NAICS Cogen | ST | DFO | DFO | SOCO | 0 | 0 | 2022
natural gas steam turbine | FALSE | 52140 | Y | . | International Paper Prattville Mill | International Paper Co | 8009 | AL | ESC | SERC |  | 32213 | 7 | Industrial NAICS Cogen | ST | NG | NG | SOCO | 593099 | 133847.16 | 2022
biomass | FALSE | 52140 | Y | . | International Paper Prattville Mill | International Paper Co | 8009 | AL | ESC | SERC |  | 32213 | 7 | Industrial NAICS Cogen | ST | OBG | ORW | SOCO | 0 | 0 | 2022
biomass | FALSE | 52140 | Y | . | International Paper Prattville Mill | International Paper Co | 8009 | AL | ESC | SERC |  | 32213 | 7 | Industrial NAICS Cogen | ST | WDS | WWW | SOCO | 444461 | 100302.84 | 2022
petroleum | FALSE | 52140 | Y | . | International Paper Prattville Mill | International Paper Co | 8009 | AL | ESC | SERC |  | 32213 | 7 | Industrial NAICS Cogen | ST | WO | WOO | SOCO | 25698 | 5799.399 | 2022
onshore wind | TRUE | 52142 | N | . | Mojave 3/4/5 | Terra-Gen Operating Co-Wind | 2770 | CA | PACC | WECC |  | 22 | 2 | NAICS-22 Non-Cogen | WT | WND | WND | CISO | 394972 | 115760 | 2022
natural gas peaker | FALSE | 52147 | Y | . | C P Kelco San Diego Plant | CPKelco U S Inc | 3221 | CA | PACC | WECC |  | 311 | 7 | Industrial NAICS Cogen | GT | NG | NG | CISO | 502469 | 90389 | 2022
petroleum | FALSE | 52148 | Y | . | Elkton | Merck & Co Inc | 12320 | VA | SAT | SERC |  | 325 | 7 | Industrial NAICS Cogen | IC | DFO | DFO | PJM | 25 | 5.179 | 2022
natural gas peaker | FALSE | 52148 | Y | . | Elkton | Merck & Co Inc | 12320 | VA | SAT | SERC |  | 325 | 7 | Industrial NAICS Cogen | IC | NG | NG | PJM | 93 | 19.821 | 2022
petroleum | FALSE | 52148 | Y | . | Elkton | Merck & Co Inc | 12320 | VA | SAT | SERC |  | 325 | 7 | Industrial NAICS Cogen | ST | DFO | DFO | PJM | 201 | 33.47 | 2022
natural gas steam turbine | FALSE | 52148 | Y | . | Elkton | Merck & Co Inc | 12320 | VA | SAT | SERC |  | 325 | 7 | Industrial NAICS Cogen | ST | NG | NG | PJM | 80939 | 13502.53 | 2022
natural gas peaker | FALSE | 52149 | Y | . | West Point (PA) | Merck & Co Inc-West Point | 12303 | PA | MAT | RFC |  | 311 | 7 | Industrial NAICS Cogen | GT | NG | NG | PJM | 1427765 | 295261.26 | 2022
petroleum | FALSE | 52149 | Y | . | West Point (PA) | Merck & Co Inc-West Point | 12303 | PA | MAT | RFC |  | 311 | 7 | Industrial NAICS Cogen | IC | DFO | DFO | PJM | 498 | 102.93 | 2022
natural gas peaker | FALSE | 52149 | Y | . | West Point (PA) | Merck & Co Inc-West Point | 12303 | PA | MAT | RFC |  | 311 | 7 | Industrial NAICS Cogen | IC | NG | NG | PJM | 1128 | 233.208 | 2022
hard coal | FALSE | 52151 | Y | . | Sylvamo Corporation Eastover Facility | Sylvamo Corporation - Eastover | 9424 | SC | SAT | SERC |  | 322122 | 7 | Industrial NAICS Cogen | ST | BIT | COL | SCEG | 0 | 0 | 2022
biomass | FALSE | 52151 | Y | . | Sylvamo Corporation Eastover Facility | Sylvamo Corporation - Eastover | 9424 | SC | SAT | SERC |  | 322122 | 7 | Industrial NAICS Cogen | ST | BLQ | WWW | SCEG | 2815923 | 391741.04 | 2022
petroleum | FALSE | 52151 | Y | . | Sylvamo Corporation Eastover Facility | Sylvamo Corporation - Eastover | 9424 | SC | SAT | SERC |  | 322122 | 7 | Industrial NAICS Cogen | ST | DFO | DFO | SCEG | 0 | 0 | 2022
natural gas steam turbine | FALSE | 52151 | Y | . | Sylvamo Corporation Eastover Facility | Sylvamo Corporation - Eastover | 9424 | SC | SAT | SERC |  | 322122 | 7 | Industrial NAICS Cogen | ST | NG | NG | SCEG | 508259 | 70727.358 | 2022
petroleum | FALSE | 52151 | Y | . | Sylvamo Corporation Eastover Facility | Sylvamo Corporation - Eastover | 9424 | SC | SAT | SERC |  | 322122 | 7 | Industrial NAICS Cogen | ST | RFO | RFO | SCEG | 0 | 0 | 2022
other | FALSE | 52151 | Y | . | Sylvamo Corporation Eastover Facility | Sylvamo Corporation - Eastover | 9424 | SC | SAT | SERC |  | 322122 | 7 | Industrial NAICS Cogen | ST | TDF | OTH | SCEG | 0 | 0 | 2022
biomass | FALSE | 52151 | Y | . | Sylvamo Corporation Eastover Facility | Sylvamo Corporation - Eastover | 9424 | SC | SAT | SERC |  | 322122 | 7 | Industrial NAICS Cogen | ST | WDS | WWW | SCEG | 536871 | 74712.265 | 2022
petroleum | FALSE | 52151 | Y | . | Sylvamo Corporation Eastover Facility | Sylvamo Corporation - Eastover | 9424 | SC | SAT | SERC |  | 322122 | 7 | Industrial NAICS Cogen | ST | WO | WOO | SCEG | 19285 | 2636.338 | 2022
natural gas peaker | FALSE | 52152 | Y | . | International Paper Franklin Mill | International Paper | 9348 | VA | SAT | SERC |  | 322122 | 7 | Industrial NAICS Cogen | GT | NG | NG | PJM | 0 | 0 | 2022
hard coal | FALSE | 52152 | Y | . | International Paper Franklin Mill | International Paper | 9348 | VA | SAT | SERC |  | 322122 | 7 | Industrial NAICS Cogen | ST | BIT | COL | PJM | 0 | 0 | 2022
biomass | FALSE | 52152 | Y | . | International Paper Franklin Mill | International Paper | 9348 | VA | SAT | SERC |  | 322122 | 7 | Industrial NAICS Cogen | ST | BLQ | WWW | PJM | 964722 | 164819.96 | 2022
natural gas steam turbine | FALSE | 52152 | Y | . | International Paper Franklin Mill | International Paper | 9348 | VA | SAT | SERC |  | 322122 | 7 | Industrial NAICS Cogen | ST | NG | NG | PJM | 247284 | 42341.268 | 2022
petroleum | FALSE | 52152 | Y | . | International Paper Franklin Mill | International Paper | 9348 | VA | SAT | SERC |  | 322122 | 7 | Industrial NAICS Cogen | ST | RFO | RFO | PJM | 0 | 0 | 2022
hydro | TRUE | 52155 | N | . | Lacomb Irrigation District | Lacomb Irrigation Dist | 11290 | OR | PACC | WECC |  | 22 | 2 | NAICS-22 Non-Cogen | HY | WAT | HYC | PACW | 15221 | 4461 | 2022
geothermal | TRUE | 52158 | N | . | Aidlin Geothermal Power Plant | Geysers Power Co LLC | 7160 | CA | PACC | WECC |  | 22 | 2 | NAICS-22 Non-Cogen | ST | GEO | GEO | CISO | 289660 | 84895 | 2022
onshore wind | TRUE | 52162 | N | . | 85 A | Wind Wall 1 LLC | 64311 | CA | PACC | WECC |  | 22 | 2 | NAICS-22 Non-Cogen | WT | WND | WND | CISO | 225979 | 66231 | 2022
onshore wind | TRUE | 52163 | N | . | 85 B | Wind Wall 1 LLC | 64311 | CA | PACC | WECC |  | 22 | 2 | NAICS-22 Non-Cogen | WT | WND | WND | CISO | 309611 | 90742 | 2022
hydro | TRUE | 52166 | N | . | Collins Facility | Dichotomy Power, LLC | 65466 | MA | NEW | NPCC |  | 22 | 2 | NAICS-22 Non-Cogen | HY | WAT | HYC | ISNE | 16968 | 4973 | 2022
petroleum | FALSE | 52168 | Y | . | Riverbay | Riverbay Corp | 24210 | NY | MAT | NPCC |  | 814 | 5 | Commercial NAICS Cogen | CA | DFO | DFO | NYIS | 1625 | 295.734 | 2022
natural gas combined cycle | FALSE | 52168 | Y | . | Riverbay | Riverbay Corp | 24210 | NY | MAT | NPCC |  | 814 | 5 | Commercial NAICS Cogen | CA | NG | NG | NYIS | 232074 | 42225.186 | 2022
petroleum | FALSE | 52168 | Y | . | Riverbay | Riverbay Corp | 24210 | NY | MAT | NPCC |  | 814 | 5 | Commercial NAICS Cogen | CT | DFO | DFO | NYIS | 16056 | 2921.458 | 2022
natural gas combined cycle | FALSE | 52168 | Y | . | Riverbay | Riverbay Corp | 24210 | NY | MAT | NPCC |  | 814 | 5 | Commercial NAICS Cogen | CT | NG | NG | NYIS | 707281 | 128687.17 | 2022
petroleum | FALSE | 52168 | Y | . | Riverbay | Riverbay Corp | 24210 | NY | MAT | NPCC |  | 814 | 5 | Commercial NAICS Cogen | CT | RFO | RFO | NYIS | 0 | 0 | 2022
petroleum | FALSE | 52168 | Y | . | Riverbay | Riverbay Corp | 24210 | NY | MAT | NPCC |  | 814 | 5 | Commercial NAICS Cogen | IC | DFO | DFO | NYIS | 222 | 41.16 | 2022
natural gas peaker | TRUE | 52169 | Y | . | Midway Sunset Cogen | Midway-Sunset Cogeneration Co | 12687 | CA | PACC | WECC |  | 22 | 3 | NAICS-22 Cogen | GT | NG | NG | CISO | 253101 | 58522 | 2022
hydro | TRUE | 52171 | N | . | Upper Barker | KEI (Maine) Power Management (III) LLC | 56838 | ME | NEW | NPCC |  | 22 | 2 | NAICS-22 Non-Cogen | HY | WAT | HYC | ISNE | 15832 | 4640 | 2022
hydro | TRUE | 52173 | N | . | Conemaugh Hydro Plant | Pennsylvania Renewable Resources | 42659 | PA | MAT | RFC |  | 22 | 2 | NAICS-22 Non-Cogen | HY | WAT | HYC | PJM | 194457 | 56992 | 2022
geothermal | TRUE | 52174 | N | . | Soda Lake Geothermal No I II | Cyrq Energy Corp | 56677 | NV | MTN | WECC |  | 22 | 2 | NAICS-22 Non-Cogen | ST | GEO | GEO | NEVP | 0 | 0 | 2022
natural gas steam turbine | FALSE | 52175 | Y | . | CITGO Refinery Powerhouse | CITGO Petroleum Corp | 7168 | LA | WSC | SERC |  | 32411 | 7 | Industrial NAICS Cogen | ST | NG | NG | MISO | 0 | 0 | 2022
other | FALSE | 52175 | Y | . | CITGO Refinery Powerhouse | CITGO Petroleum Corp | 7168 | LA | WSC | SERC |  | 32411 | 7 | Industrial NAICS Cogen | ST | OG | OOG | MISO | 915527 | 231645.7 | 2022
natural gas combined cycle | TRUE | 52176 | Y | . | C R Wing Cogen Plant | BHER Power Resources, Inc | 15300 | TX | WSC | TRE |  | 22 | 3 | NAICS-22 Cogen | CA | NG | NG | ERCO | 38245 | 45425 | 2022
natural gas combined cycle | TRUE | 52176 | Y | . | C R Wing Cogen Plant | BHER Power Resources, Inc | 15300 | TX | WSC | TRE |  | 22 | 3 | NAICS-22 Cogen | CT | NG | NG | ERCO | 1654667 | 141397 | 2022
petroleum | FALSE | 52184 | Y | . | Tesoro Kenai Cogeneration Plant | Tesoro Alaska Company LLC | 18617 | AK | PACN |  |  | 32411 | 7 | Industrial NAICS Cogen | GT | DFO | DFO |  | 0 | 0 | 2022
petroleum | FALSE | 52184 | Y | . | Tesoro Kenai Cogeneration Plant | Tesoro Alaska Company LLC | 18617 | AK | PACN |  |  | 32411 | 7 | Industrial NAICS Cogen | GT | JF | WOO |  | 0 | 0 | 2022
natural gas peaker | FALSE | 52184 | Y | . | Tesoro Kenai Cogeneration Plant | Tesoro Alaska Company LLC | 18617 | AK | PACN |  |  | 32411 | 7 | Industrial NAICS Cogen | GT | NG | NG |  | 280918 | 72393 | 2022
natural gas peaker | TRUE | 52186 | Y | . | Yuba City Cogen Partners | Wellhead Services, Inc | 20323 | CA | PACC | WECC |  | 22 | 3 | NAICS-22 Cogen | GT | NG | NG | CISO | 211829 | 25557 | 2022
hydro | TRUE | 52187 | N | . | Falls Creek | Eagle Creek Renewable Energy, LLC | 57280 | OR | PACC | WECC |  | 22 | 2 | NAICS-22 Non-Cogen | HY | WAT | HYC | PACW | 55840 | 16365 | 2022
natural gas peaker | FALSE | 52193 | Y | . | Delaware City Plant | Delaware City Refining Company LLC | 56605 | DE | SAT | RFC |  | 32411 | 7 | Industrial NAICS Cogen | GT | NG | NG | PJM | 4402332 | 819584 | 2022
petroleum | FALSE | 52193 | Y | . | Delaware City Plant | Delaware City Refining Company LLC | 56605 | DE | SAT | RFC |  | 32411 | 7 | Industrial NAICS Cogen | GT | PC | PC | PJM | 0 | 0 | 2022
natural gas steam turbine | FALSE | 52193 | Y | . | Delaware City Plant | Delaware City Refining Company LLC | 56605 | DE | SAT | RFC |  | 32411 | 7 | Industrial NAICS Cogen | ST | NG | NG | PJM | 261824 | 48592.959 | 2022
other | FALSE | 52193 | Y | . | Delaware City Plant | Delaware City Refining Company LLC | 56605 | DE | SAT | RFC |  | 32411 | 7 | Industrial NAICS Cogen | ST | OG | OOG | PJM | 1065855 | 198489.04 | 2022
petroleum | FALSE | 54004 | Y | . | WestRock Southeast, LLC. | WestRock Southeast, LLC | 17610 | GA | SAT | SERC |  | 322122 | 7 | Industrial NAICS Cogen | GT | DFO | DFO | SOCO | 0 | 0 | 2022
natural gas peaker | FALSE | 54004 | Y | . | WestRock Southeast, LLC. | WestRock Southeast, LLC | 17610 | GA | SAT | SERC |  | 322122 | 7 | Industrial NAICS Cogen | GT | NG | NG | SOCO | 351340 | 85775.48 | 2022
hard coal | FALSE | 54004 | Y | . | WestRock Southeast, LLC. | WestRock Southeast, LLC | 17610 | GA | SAT | SERC |  | 322122 | 7 | Industrial NAICS Cogen | ST | BIT | COL | SOCO | 0 | 0 | 2022
natural gas steam turbine | FALSE | 54004 | Y | . | WestRock Southeast, LLC. | WestRock Southeast, LLC | 17610 | GA | SAT | SERC |  | 322122 | 7 | Industrial NAICS Cogen | ST | NG | NG | SOCO | 33254 | 6046.507 | 2022
biomass | FALSE | 54004 | Y | . | WestRock Southeast, LLC. | WestRock Southeast, LLC | 17610 | GA | SAT | SERC |  | 322122 | 7 | Industrial NAICS Cogen | ST | OBS | ORW | SOCO | 38988 | 7444.103 | 2022
biomass | FALSE | 54004 | Y | . | WestRock Southeast, LLC. | WestRock Southeast, LLC | 17610 | GA | SAT | SERC |  | 322122 | 7 | Industrial NAICS Cogen | ST | SLW | ORW | SOCO | 0 | 0 | 2022
other | FALSE | 54004 | Y | . | WestRock Southeast, LLC. | WestRock Southeast, LLC | 17610 | GA | SAT | SERC |  | 322122 | 7 | Industrial NAICS Cogen | ST | TDF | OTH | SOCO | 318549 | 60930.433 | 2022
biomass | FALSE | 54004 | Y | . | WestRock Southeast, LLC. | WestRock Southeast, LLC | 17610 | GA | SAT | SERC |  | 322122 | 7 | Industrial NAICS Cogen | ST | WDS | WWW | SOCO | 413642 | 79080.957 | 2022
hydro | TRUE | 54006 | N | . | Broadwater Power Project | Montana Dept-Natural Res&Consv | 12380 | MT | MTN | WECC |  | 22 | 2 | NAICS-22 Non-Cogen | HY | WAT | HYC | NWMT | 134704 | 39480 | 2022
biomass | TRUE | 54015 | N | . | MM West Covina | MM West Covina Energy LLC | 57224 | CA | PACC | WECC |  | 22 | 2 | NAICS-22 Non-Cogen | ST | LFG | MLG | CISO | 685650 | 38962.433 | 2022
natural gas steam turbine | TRUE | 54015 | N | . | MM West Covina | MM West Covina Energy LLC | 57224 | CA | PACC | WECC |  | 22 | 2 | NAICS-22 Non-Cogen | ST | NG | NG | CISO | 960 | 54.567 | 2022
hydro | TRUE | 54017 | N | . | San Gabriel Hydro Project | Los Angeles County-San Gabriel | 11295 | CA | PACC | WECC |  | 22 | 2 | NAICS-22 Non-Cogen | HY | WAT | HYC | CISO | 11315 | 3316 | 2022
petroleum | TRUE | 54034 | N | . | Rensselaer Cogen | Rensselaer Generating LLC | 6838 | NY | MAT | NPCC |  | 22 | 2 | NAICS-22 Non-Cogen | CA | DFO | DFO | NYIS | 0 | 0 | 2022
natural gas combined cycle | TRUE | 54034 | N | . | Rensselaer Cogen | Rensselaer Generating LLC | 6838 | NY | MAT | NPCC |  | 22 | 2 | NAICS-22 Non-Cogen | CA | NG | NG | NYIS | 54371 | 23771 | 2022
petroleum | TRUE | 54034 | N | . | Rensselaer Cogen | Rensselaer Generating LLC | 6838 | NY | MAT | NPCC |  | 22 | 2 | NAICS-22 Non-Cogen | CT | DFO | DFO | NYIS | 0 | 0 | 2022
natural gas combined cycle | TRUE | 54034 | N | . | Rensselaer Cogen | Rensselaer Generating LLC | 6838 | NY | MAT | NPCC |  | 22 | 2 | NAICS-22 Non-Cogen | CT | NG | NG | NYIS | 578861 | 47684 | 2022
petroleum | TRUE | 54041 | Y | . | Lockport Energy Associates LP | Lockport Energy Associates LP | 11127 | NY | MAT | NPCC |  | 22 | 3 | NAICS-22 Cogen | CA | DFO | DFO | NYIS | 0 | 0 | 2022
natural gas combined cycle | TRUE | 54041 | Y | . | Lockport Energy Associates LP | Lockport Energy Associates LP | 11127 | NY | MAT | NPCC |  | 22 | 3 | NAICS-22 Cogen | CA | NG | NG | NYIS | 0 | 64416.73 | 2022
petroleum | TRUE | 54041 | Y | . | Lockport Energy Associates LP | Lockport Energy Associates LP | 11127 | NY | MAT | NPCC |  | 22 | 3 | NAICS-22 Cogen | CT | DFO | DFO | NYIS | 0 | 0 | 2022
natural gas combined cycle | TRUE | 54041 | Y | . | Lockport Energy Associates LP | Lockport Energy Associates LP | 11127 | NY | MAT | NPCC |  | 22 | 3 | NAICS-22 Cogen | CT | NG | NG | NYIS | 1738340 | 130088.64 | 2022
natural gas peaker | FALSE | 54044 | Y | . | University of Illinois Cogen Facility | University of Illinois | 19528 | IL | ENC | RFC |  | 611 | 5 | Commercial NAICS Cogen | GT | NG | NG | PJM | 458311 | 59110.66 | 2022
petroleum | FALSE | 54044 | Y | . | University of Illinois Cogen Facility | University of Illinois | 19528 | IL | ENC | RFC |  | 611 | 5 | Commercial NAICS Cogen | IC | DFO | DFO | PJM | 2741 | 369.951 | 2022
natural gas peaker | FALSE | 54044 | Y | . | University of Illinois Cogen Facility | University of Illinois | 19528 | IL | ENC | RFC |  | 611 | 5 | Commercial NAICS Cogen | IC | NG | NG | PJM | 220795 | 32256.209 | 2022
biomass | TRUE | 54057 | N | . | Riverview Energy Systems | Riverview Energy Systems | 16073 | MI | ENC | RFC |  | 22 | 2 | NAICS-22 Non-Cogen | GT | LFG | MLG | MISO | 711464 | 36911 | 2022
natural gas peaker | TRUE | 54057 | N | . | Riverview Energy Systems | Riverview Energy Systems | 16073 | MI | ENC | RFC |  | 22 | 2 | NAICS-22 Non-Cogen | GT | NG | NG | MISO | 0 | 0 | 2022
petroleum | TRUE | 54076 | Y | . | Indeck Olean Energy Center | Indeck-Olean Ltd Partnership | 9261 | NY | MAT | NPCC |  | 22 | 3 | NAICS-22 Cogen | CA | DFO | DFO | NYIS | 0 | 153.518 | 2022
natural gas combined cycle | TRUE | 54076 | Y | . | Indeck Olean Energy Center | Indeck-Olean Ltd Partnership | 9261 | NY | MAT | NPCC |  | 22 | 3 | NAICS-22 Cogen | CA | NG | NG | NYIS | 227213 | 44796.482 | 2022
petroleum | TRUE | 54076 | Y | . | Indeck Olean Energy Center | Indeck-Olean Ltd Partnership | 9261 | NY | MAT | NPCC |  | 22 | 3 | NAICS-22 Cogen | CT | DFO | DFO | NYIS | 2936 | 254.761 | 2022
natural gas combined cycle | TRUE | 54076 | Y | . | Indeck Olean Energy Center | Indeck-Olean Ltd Partnership | 9261 | NY | MAT | NPCC |  | 22 | 3 | NAICS-22 Cogen | CT | NG | NG | NYIS | 666727 | 55287.239 | 2022
hard coal | TRUE | 54081 | Y | . | Spruance Operating Services LLC | Veolia Energy Operating Service | 61854 | VA | SAT | SERC |  | 22 | 3 | NAICS-22 Cogen | ST | BIT | COL | PJM | 0 | 0 | 2022
natural gas steam turbine | TRUE | 54081 | Y | . | Spruance Operating Services LLC | Veolia Energy Operating Service | 61854 | VA | SAT | SERC |  | 22 | 3 | NAICS-22 Cogen | ST | NG | NG | PJM | 693096 | 68207 | 2022
biomass | FALSE | 54085 | Y | . | Androscoggin Mill | Pixelle Androscoggin LLC | 55738 | ME | NEW | NPCC |  | 322 | 7 | Industrial NAICS Cogen | ST | BLQ | WWW | ISNE | 0 | 35252.774 | 2022
petroleum | FALSE | 54085 | Y | . | Androscoggin Mill | Pixelle Androscoggin LLC | 55738 | ME | NEW | NPCC |  | 322 | 7 | Industrial NAICS Cogen | ST | KER | WOO | ISNE | 0 | 0 | 2022
natural gas steam turbine | FALSE | 54085 | Y | . | Androscoggin Mill | Pixelle Androscoggin LLC | 55738 | ME | NEW | NPCC |  | 322 | 7 | Industrial NAICS Cogen | ST | NG | NG | ISNE | 0 | 48153.278 | 2022
petroleum | FALSE | 54085 | Y | . | Androscoggin Mill | Pixelle Androscoggin LLC | 55738 | ME | NEW | NPCC |  | 322 | 7 | Industrial NAICS Cogen | ST | RFO | RFO | ISNE | 0 | 0 | 2022
biomass | FALSE | 54085 | Y | . | Androscoggin Mill | Pixelle Androscoggin LLC | 55738 | ME | NEW | NPCC |  | 322 | 7 | Industrial NAICS Cogen | ST | WDS | WWW | ISNE | 0 | 10900.948 | 2022
hard coal | FALSE | 54087 | Y | . | International Paper Georgetown Mill | International Paper Co-GT Mill | 9390 | SC | SAT | SERC |  | 322122 | 7 | Industrial NAICS Cogen | ST | BIT | COL | SC | 8672 | 1276.462 | 2022
biomass | FALSE | 54087 | Y | . | International Paper Georgetown Mill | International Paper Co-GT Mill | 9390 | SC | SAT | SERC |  | 322122 | 7 | Industrial NAICS Cogen | ST | BLQ | WWW | SC | 1952154 | 287328.7 | 2022
petroleum | FALSE | 54087 | Y | . | International Paper Georgetown Mill | International Paper Co-GT Mill | 9390 | SC | SAT | SERC |  | 322122 | 7 | Industrial NAICS Cogen | ST | DFO | DFO | SC | 0 | 0 | 2022
natural gas steam turbine | FALSE | 54087 | Y | . | International Paper Georgetown Mill | International Paper Co-GT Mill | 9390 | SC | SAT | SERC |  | 322122 | 7 | Industrial NAICS Cogen | ST | NG | NG | SC | 143531 | 21125.842 | 2022
petroleum | FALSE | 54087 | Y | . | International Paper Georgetown Mill | International Paper Co-GT Mill | 9390 | SC | SAT | SERC |  | 322122 | 7 | Industrial NAICS Cogen | ST | RFO | RFO | SC | 48443 | 7129.99 | 2022
other | FALSE | 54087 | Y | . | International Paper Georgetown Mill | International Paper Co-GT Mill | 9390 | SC | SAT | SERC |  | 322122 | 7 | Industrial NAICS Cogen | ST | TDF | OTH | SC | 237282 | 34924.465 | 2022
biomass | FALSE | 54087 | Y | . | International Paper Georgetown Mill | International Paper Co-GT Mill | 9390 | SC | SAT | SERC |  | 322122 | 7 | Industrial NAICS Cogen | ST | WDS | WWW | SC | 822522 | 121063.54 | 2022
petroleum | FALSE | 54091 | Y | . | Mansfield Mill | IPC-Mansfield Mill | 9312 | LA | WSC | SERC |  | 32213 | 7 | Industrial NAICS Cogen | GT | DFO | DFO | MISO | 0 | 0 | 2022
natural gas peaker | FALSE | 54091 | Y | . | Mansfield Mill | IPC-Mansfield Mill | 9312 | LA | WSC | SERC |  | 32213 | 7 | Industrial NAICS Cogen | GT | NG | NG | MISO | 1401560 | 290521 | 2022
petroleum | FALSE | 54091 | Y | . | Mansfield Mill | IPC-Mansfield Mill | 9312 | LA | WSC | SERC |  | 32213 | 7 | Industrial NAICS Cogen | GT | RFO | RFO | MISO | 0 | 0 | 2022
hard coal | FALSE | 54091 | Y | . | Mansfield Mill | IPC-Mansfield Mill | 9312 | LA | WSC | SERC |  | 32213 | 7 | Industrial NAICS Cogen | ST | BIT | COL | MISO | 0 | 0 | 2022
biomass | FALSE | 54091 | Y | . | Mansfield Mill | IPC-Mansfield Mill | 9312 | LA | WSC | SERC |  | 32213 | 7 | Industrial NAICS Cogen | ST | BLQ | WWW | MISO | 1333211 | 276176.65 | 2022
petroleum | FALSE | 54091 | Y | . | Mansfield Mill | IPC-Mansfield Mill | 9312 | LA | WSC | SERC |  | 32213 | 7 | Industrial NAICS Cogen | ST | DFO | DFO | MISO | 0 | 0 | 2022
natural gas steam turbine | FALSE | 54091 | Y | . | Mansfield Mill | IPC-Mansfield Mill | 9312 | LA | WSC | SERC |  | 32213 | 7 | Industrial NAICS Cogen | ST | NG | NG | MISO | 903779 | 187219.4 | 2022
petroleum | FALSE | 54091 | Y | . | Mansfield Mill | IPC-Mansfield Mill | 9312 | LA | WSC | SERC |  | 32213 | 7 | Industrial NAICS Cogen | ST | RFO | RFO | MISO | 0 | 0 | 2022
other | FALSE | 54091 | Y | . | Mansfield Mill | IPC-Mansfield Mill | 9312 | LA | WSC | SERC |  | 32213 | 7 | Industrial NAICS Cogen | ST | TDF | OTH | MISO | 90274 | 18700.218 | 2022
biomass | FALSE | 54091 | Y | . | Mansfield Mill | IPC-Mansfield Mill | 9312 | LA | WSC | SERC |  | 32213 | 7 | Industrial NAICS Cogen | ST | WDS | WWW | MISO | 556842 | 115350.73 | 2022
petroleum | FALSE | 54091 | Y | . | Mansfield Mill | IPC-Mansfield Mill | 9312 | LA | WSC | SERC |  | 32213 | 7 | Industrial NAICS Cogen | ST | WO | WOO | MISO | 0 | 0 | 2022
petroleum | FALSE | 54096 | Y | . | International Paper Riverdale Mill | International Paper Co-Riverdl | 9393 | AL | ESC | SERC |  | 322122 | 7 | Industrial NAICS Cogen | CA | DFO | DFO | SOCO | 0 | 0 | 2022
natural gas combined cycle | FALSE | 54096 | Y | . | International Paper Riverdale Mill | International Paper Co-Riverdl | 9393 | AL | ESC | SERC |  | 322122 | 7 | Industrial NAICS Cogen | CA | NG | NG | SOCO | 145133 | 31454 | 2022
petroleum | FALSE | 54096 | Y | . | International Paper Riverdale Mill | International Paper Co-Riverdl | 9393 | AL | ESC | SERC |  | 322122 | 7 | Industrial NAICS Cogen | CT | DFO | DFO | SOCO | 0 | 0 | 2022
natural gas combined cycle | FALSE | 54096 | Y | . | International Paper Riverdale Mill | International Paper Co-Riverdl | 9393 | AL | ESC | SERC |  | 322122 | 7 | Industrial NAICS Cogen | CT | NG | NG | SOCO | 507635 | 120860 | 2022
biomass | FALSE | 54096 | Y | . | International Paper Riverdale Mill | International Paper Co-Riverdl | 9393 | AL | ESC | SERC |  | 322122 | 7 | Industrial NAICS Cogen | ST | BLQ | WWW | SOCO | 707294 | 134177.92 | 2022
natural gas steam turbine | FALSE | 54096 | Y | . | International Paper Riverdale Mill | International Paper Co-Riverdl | 9393 | AL | ESC | SERC |  | 322122 | 7 | Industrial NAICS Cogen | ST | NG | NG | SOCO | 599659 | 113649.08 | 2022
biomass | FALSE | 54097 | Y | . | International Paper Texarkana Mill | Graphic Packaging International - Texarkana | 61963 | TX | WSC | MRO |  | 32213 | 7 | Industrial NAICS Cogen | ST | BLQ | WWW | SWPP | 1242175 | 200080.38 | 2022
natural gas steam turbine | FALSE | 54097 | Y | . | International Paper Texarkana Mill | Graphic Packaging International - Texarkana | 61963 | TX | WSC | MRO |  | 32213 | 7 | Industrial NAICS Cogen | ST | NG | NG | SWPP | 424216 | 68329.504 | 2022
biomass | FALSE | 54097 | Y | . | International Paper Texarkana Mill | Graphic Packaging International - Texarkana | 61963 | TX | WSC | MRO |  | 32213 | 7 | Industrial NAICS Cogen | ST | OBS | ORW | SWPP | 616261 | 99262.654 | 2022
petroleum | FALSE | 54097 | Y | . | International Paper Texarkana Mill | Graphic Packaging International - Texarkana | 61963 | TX | WSC | MRO |  | 32213 | 7 | Industrial NAICS Cogen | ST | RFO | RFO | SWPP | 0 | 0 | 2022
biomass | FALSE | 54097 | Y | . | International Paper Texarkana Mill | Graphic Packaging International - Texarkana | 61963 | TX | WSC | MRO |  | 32213 | 7 | Industrial NAICS Cogen | ST | WDS | WWW | SWPP | 0 | 0 | 2022
hard coal | FALSE | 54098 | Y | . | Kaukauna Paper Mill | Thilmany LLC | 54738 | WI | ENC | MRO |  | 322122 | 7 | Industrial NAICS Cogen | ST | BIT | COL | MISO | 210467 | 40485.89 | 2022
biomass | FALSE | 54098 | Y | . | Kaukauna Paper Mill | Thilmany LLC | 54738 | WI | ENC | MRO |  | 322122 | 7 | Industrial NAICS Cogen | ST | BLQ | WWW | MISO | 336504 | 64733.601 | 2022
petroleum | FALSE | 54098 | Y | . | Kaukauna Paper Mill | Thilmany LLC | 54738 | WI | ENC | MRO |  | 322122 | 7 | Industrial NAICS Cogen | ST | DFO | DFO | MISO | 0 | 0 | 2022
natural gas steam turbine | FALSE | 54098 | Y | . | Kaukauna Paper Mill | Thilmany LLC | 54738 | WI | ENC | MRO |  | 322122 | 7 | Industrial NAICS Cogen | ST | NG | NG | MISO | 164078 | 31564.842 | 2022
petroleum | FALSE | 54098 | Y | . | Kaukauna Paper Mill | Thilmany LLC | 54738 | WI | ENC | MRO |  | 322122 | 7 | Industrial NAICS Cogen | ST | PC | PC | MISO | 0 | 0 | 2022
petroleum | FALSE | 54098 | Y | . | Kaukauna Paper Mill | Thilmany LLC | 54738 | WI | ENC | MRO |  | 322122 | 7 | Industrial NAICS Cogen | ST | RFO | RFO | MISO | 1441 | 276.965 | 2022
other | FALSE | 54098 | Y | . | Kaukauna Paper Mill | Thilmany LLC | 54738 | WI | ENC | MRO |  | 322122 | 7 | Industrial NAICS Cogen | ST | TDF | OTH | MISO | 216 | 41.641 | 2022
biomass | FALSE | 54098 | Y | . | Kaukauna Paper Mill | Thilmany LLC | 54738 | WI | ENC | MRO |  | 322122 | 7 | Industrial NAICS Cogen | ST | WDS | WWW | MISO | 44102 | 8484.061 | 2022
biomass | FALSE | 54099 | Y | . | Ticonderoga Mill | IPC-Ticonderoga | 9350 | NY | MAT | NPCC |  | 322122 | 7 | Industrial NAICS Cogen | ST | BLQ | WWW | NYIS | 429479 | 75039.913 | 2022
natural gas steam turbine | FALSE | 54099 | Y | . | Ticonderoga Mill | IPC-Ticonderoga | 9350 | NY | MAT | NPCC |  | 322122 | 7 | Industrial NAICS Cogen | ST | NG | NG | NYIS | 606593 | 105985.53 | 2022
other | FALSE | 54099 | Y | . | Ticonderoga Mill | IPC-Ticonderoga | 9350 | NY | MAT | NPCC |  | 322122 | 7 | Industrial NAICS Cogen | ST | OG | OOG | NYIS | 0 | 0 | 2022
other | FALSE | 54099 | Y | . | Ticonderoga Mill | IPC-Ticonderoga | 9350 | NY | MAT | NPCC |  | 322122 | 7 | Industrial NAICS Cogen | ST | PG | WOO | NYIS | 0 | 0 | 2022
petroleum | FALSE | 54099 | Y | . | Ticonderoga Mill | IPC-Ticonderoga | 9350 | NY | MAT | NPCC |  | 322122 | 7 | Industrial NAICS Cogen | ST | RFO | RFO | NYIS | 57995 | 10133.006 | 2022
biomass | FALSE | 54099 | Y | . | Ticonderoga Mill | IPC-Ticonderoga | 9350 | NY | MAT | NPCC |  | 322122 | 7 | Industrial NAICS Cogen | ST | WDS | WWW | NYIS | 40657 | 7103.824 | 2022
biomass | FALSE | 54100 | Y | . | International Paper Vicksburg Mill | International Paper Co-Vicksbg | 9382 | MS | ESC | SERC |  | 322122 | 7 | Industrial NAICS Cogen | ST | AB | ORW | MISO | 2205 | 394.198 | 2022
biomass | FALSE | 54100 | Y | . | International Paper Vicksburg Mill | International Paper Co-Vicksbg | 9382 | MS | ESC | SERC |  | 322122 | 7 | Industrial NAICS Cogen | ST | BLQ | WWW | MISO | 499458 | 89293.399 | 2022
natural gas steam turbine | FALSE | 54100 | Y | . | International Paper Vicksburg Mill | International Paper Co-Vicksbg | 9382 | MS | ESC | SERC |  | 322122 | 7 | Industrial NAICS Cogen | ST | NG | NG | MISO | 243332 | 43503.19 | 2022
petroleum | FALSE | 54100 | Y | . | International Paper Vicksburg Mill | International Paper Co-Vicksbg | 9382 | MS | ESC | SERC |  | 322122 | 7 | Industrial NAICS Cogen | ST | RFO | RFO | MISO | 0 | 0 | 2022
other | FALSE | 54100 | Y | . | International Paper Vicksburg Mill | International Paper Co-Vicksbg | 9382 | MS | ESC | SERC |  | 322122 | 7 | Industrial NAICS Cogen | ST | TDF | OTH | MISO | 0 | 0 | 2022
biomass | FALSE | 54100 | Y | . | International Paper Vicksburg Mill | International Paper Co-Vicksbg | 9382 | MS | ESC | SERC |  | 322122 | 7 | Industrial NAICS Cogen | ST | WDS | WWW | MISO | 233214 | 41694.213 | 2022
hard coal | FALSE | 54101 | Y | . | Georgia-Pacific Cedar Springs | Georgia-Pacific Cedar Springs LLC | 7172 | GA | SAT | SERC |  | 32213 | 7 | Industrial NAICS Cogen | ST | BIT | COL | SOCO | 551080 | 104983.23 | 2022
biomass | FALSE | 54101 | Y | . | Georgia-Pacific Cedar Springs | Georgia-Pacific Cedar Springs LLC | 7172 | GA | SAT | SERC |  | 32213 | 7 | Industrial NAICS Cogen | ST | BLQ | WWW | SOCO | 1440638 | 274447.41 | 2022
petroleum | FALSE | 54101 | Y | . | Georgia-Pacific Cedar Springs | Georgia-Pacific Cedar Springs LLC | 7172 | GA | SAT | SERC |  | 32213 | 7 | Industrial NAICS Cogen | ST | DFO | DFO | SOCO | 38545 | 7343.087 | 2022
natural gas steam turbine | FALSE | 54101 | Y | . | Georgia-Pacific Cedar Springs | Georgia-Pacific Cedar Springs LLC | 7172 | GA | SAT | SERC |  | 32213 | 7 | Industrial NAICS Cogen | ST | NG | NG | SOCO | 217872 | 41505.46 | 2022
petroleum | FALSE | 54101 | Y | . | Georgia-Pacific Cedar Springs | Georgia-Pacific Cedar Springs LLC | 7172 | GA | SAT | SERC |  | 32213 | 7 | Industrial NAICS Cogen | ST | RFO | RFO | SOCO | 53625 | 10215.804 | 2022
biomass | FALSE | 54101 | Y | . | Georgia-Pacific Cedar Springs | Georgia-Pacific Cedar Springs LLC | 7172 | GA | SAT | SERC |  | 32213 | 7 | Industrial NAICS Cogen | ST | WDS | WWW | SOCO | 564653 | 107569.01 | 2022
hydro | FALSE | 54103 | N | . | Port Edwards Mill | Domtar Industries Inc | 5033 | WI | ENC | RFC |  | 322122 | 6 | Industrial NAICS Non-Cogen | HY | WAT | HYC | MISO | 99854 | 29265 | 2022
natural gas steam turbine | FALSE | 54103 | N | . | Port Edwards Mill | Domtar Industries Inc | 5033 | WI | ENC | RFC |  | 322122 | 6 | Industrial NAICS Non-Cogen | ST | NG | NG | MISO | 0 | 0 | 2022
petroleum | FALSE | 54103 | N | . | Port Edwards Mill | Domtar Industries Inc | 5033 | WI | ENC | RFC |  | 322122 | 6 | Industrial NAICS Non-Cogen | ST | RFO | RFO | MISO | 0 | 0 | 2022
hard coal | FALSE | 54104 | Y | . | Ashdown | Domtar Industries Inc | 5262 | AR | WSC | SERC |  | 322122 | 7 | Industrial NAICS Cogen | ST | BIT | COL | SWPP | 171129 | 38309.647 | 2022
biomass | FALSE | 54104 | Y | . | Ashdown | Domtar Industries Inc | 5262 | AR | WSC | SERC |  | 322122 | 7 | Industrial NAICS Cogen | ST | BLQ | WWW | SWPP | 1770596 | 396372 | 2022
natural gas steam turbine | FALSE | 54104 | Y | . | Ashdown | Domtar Industries Inc | 5262 | AR | WSC | SERC |  | 322122 | 7 | Industrial NAICS Cogen | ST | NG | NG | SWPP | 383252 | 85796.428 | 2022
petroleum | FALSE | 54104 | Y | . | Ashdown | Domtar Industries Inc | 5262 | AR | WSC | SERC |  | 322122 | 7 | Industrial NAICS Cogen | ST | RFO | RFO | SWPP | 0 | 0 | 2022
other | FALSE | 54104 | Y | . | Ashdown | Domtar Industries Inc | 5262 | AR | WSC | SERC |  | 322122 | 7 | Industrial NAICS Cogen | ST | TDF | OTH | SWPP | 23321 | 5221.069 | 2022
biomass | FALSE | 54104 | Y | . | Ashdown | Domtar Industries Inc | 5262 | AR | WSC | SERC |  | 322122 | 7 | Industrial NAICS Cogen | ST | WDS | WWW | SWPP | 331864 | 74292.499 | 2022
geothermal | TRUE | 54111 | N | . | Second Imperial Geothermal | ORCAL Geothermal, Inc | 49748 | CA | PACC | WECC |  | 22 | 2 | NAICS-22 Non-Cogen | BT | GEO | GEO | IID | 487219 | 142796 | 2022
petroleum | TRUE | 54114 | Y | . | Kennedy International Airport Cogen | KIAC Partners | 10349 | NY | MAT | NPCC |  | 22 | 3 | NAICS-22 Cogen | CA | DFO | DFO | NYIS | 0 | 396.261 | 2022
natural gas combined cycle | TRUE | 54114 | Y | . | Kennedy International Airport Cogen | KIAC Partners | 10349 | NY | MAT | NPCC |  | 22 | 3 | NAICS-22 Cogen | CA | NG | NG | NYIS | 0 | 110661.74 | 2022
petroleum | TRUE | 54114 | Y | . | Kennedy International Airport Cogen | KIAC Partners | 10349 | NY | MAT | NPCC |  | 22 | 3 | NAICS-22 Cogen | CT | DFO | DFO | NYIS | 17633 | 1653.761 | 2022
natural gas combined cycle | TRUE | 54114 | Y | . | Kennedy International Airport Cogen | KIAC Partners | 10349 | NY | MAT | NPCC |  | 22 | 3 | NAICS-22 Cogen | CT | NG | NG | NYIS | 5077380 | 444775.24 | 2022
hydro | TRUE | 54123 | N | . | Mechanic Falls | KEI (Maine) Power Management (IV) LLC | 56839 | ME | NEW | NPCC |  | 22 | 2 | NAICS-22 Non-Cogen | HY | WAT | HYC | ISNE | 8427 | 2470 | 2022
hydro | TRUE | 54124 | N | . | Pittsfield Hydro | KEI (Maine) Power Management (II) LLC | 56837 | ME | NEW | NPCC |  | 22 | 2 | NAICS-22 Non-Cogen | HY | WAT | HYC | ISNE | 12671 | 3714 | 2022
petroleum | TRUE | 54131 | Y | . | Fortistar North Tonawanda | North American Energy Services | 50136 | NY | MAT | NPCC |  | 22 | 3 | NAICS-22 Cogen | CA | DFO | DFO | NYIS | 0 | 0 | 2022
natural gas combined cycle | TRUE | 54131 | Y | . | Fortistar North Tonawanda | North American Energy Services | 50136 | NY | MAT | NPCC |  | 22 | 3 | NAICS-22 Cogen | CA | NG | NG | NYIS | 0 | 15757 | 2022
petroleum | TRUE | 54131 | Y | . | Fortistar North Tonawanda | North American Energy Services | 50136 | NY | MAT | NPCC |  | 22 | 3 | NAICS-22 Cogen | CT | DFO | DFO | NYIS | 0 | 0 | 2022
natural gas combined cycle | TRUE | 54131 | Y | . | Fortistar North Tonawanda | North American Energy Services | 50136 | NY | MAT | NPCC |  | 22 | 3 | NAICS-22 Cogen | CT | NG | NG | NYIS | 429655 | 39591 | 2022
other | TRUE | 54134 | N | . | Great Lakes Hydro America - ME | Great Lakes Hydro America LLC | 7595 | ME | NEW | NPCC |  | 22 | 2 | NAICS-22 Non-Cogen | BA | MWH | OTH | ISNE | 0 | -2826 | 2022
hydro | TRUE | 54134 | N | . | Great Lakes Hydro America - ME | Great Lakes Hydro America LLC | 7595 | ME | NEW | NPCC |  | 22 | 2 | NAICS-22 Non-Cogen | HY | WAT | HYC | ISNE | 1852099 | 542819 | 2022
hydro | TRUE | 54142 | N | . | Hillcrest Pump Station | Denver City & County of | 5068 | CO | MTN | WECC |  | 22 | 2 | NAICS-22 Non-Cogen | HY | WAT | HYC | PSCO | 19172 | 5619 | 2022
hydro | TRUE | 54148 | N | . | Hydro Kennebec Project | Hydro Kennebec LLC | 56597 | ME | NEW | NPCC |  | 22 | 2 | NAICS-22 Non-Cogen | HY | WAT | HYC | ISNE | 159774 | 46827 | 2022
petroleum | TRUE | 54149 | Y | . | Stony Brook Cogen Plant | Nissequoque Cogen Partners | 13587 | NY | MAT | NPCC |  | 22 | 3 | NAICS-22 Cogen | GT | DFO | DFO | NYIS | 11039 | 2008.16 | 2022
natural gas peaker | TRUE | 54149 | Y | . | Stony Brook Cogen Plant | Nissequoque Cogen Partners | 13587 | NY | MAT | NPCC |  | 22 | 3 | NAICS-22 Cogen | GT | NG | NG | NYIS | 1537748 | 279808.84 | 2022
hard coal | FALSE | 54201 | Y | . | Iowa State University | Iowa State University | 9434 | IA | WNC | MRO |  | 611 | 5 | Commercial NAICS Cogen | ST | BIT | COL | MISO | 246094 | 43996.748 | 2022
petroleum | FALSE | 54201 | Y | . | Iowa State University | Iowa State University | 9434 | IA | WNC | MRO |  | 611 | 5 | Commercial NAICS Cogen | ST | DFO | DFO | MISO | 1078 | 192.742 | 2022
natural gas steam turbine | FALSE | 54201 | Y | . | Iowa State University | Iowa State University | 9434 | IA | WNC | MRO |  | 611 | 5 | Commercial NAICS Cogen | ST | NG | NG | MISO | 307280 | 54935.51 | 2022
natural gas peaker | FALSE | 54203 | Y | . | Mississippi Baptist Medical Center | Mississippi Baptist Medical | 12704 | MS | ESC | SERC |  | 622 | 5 | Commercial NAICS Cogen | GT | NG | NG | MISO | 0 | 0 | 2022
hard coal | FALSE | 54207 | Y | . | Clevelandcliffs Warren | Clevelandcliffs Warren | 56616 | OH | ENC | RFC |  | 3311 | 7 | Industrial NAICS Cogen | ST | BIT | COL | PJM | 0 | 0 | 2022
natural gas steam turbine | FALSE | 54207 | Y | . | Clevelandcliffs Warren | Clevelandcliffs Warren | 56616 | OH | ENC | RFC |  | 3311 | 7 | Industrial NAICS Cogen | ST | NG | NG | PJM | 159436 | 24093.848 | 2022
other | FALSE | 54207 | Y | . | Clevelandcliffs Warren | Clevelandcliffs Warren | 56616 | OH | ENC | RFC |  | 3311 | 7 | Industrial NAICS Cogen | ST | OG | OOG | PJM | 183486 | 27788.152 | 2022
hard coal | FALSE | 54207 | Y | . | Clevelandcliffs Warren | Clevelandcliffs Warren | 56616 | OH | ENC | RFC |  | 3311 | 7 | Industrial NAICS Cogen | ST | WC | WOC | PJM | 0 | 0 | 2022
hard coal | FALSE | 54210 | Y | . | American Crystal Sugar Hillsboro | American Crystal Sugar Co | 491 | ND | WNC | MRO |  | 311 | 7 | Industrial NAICS Cogen | ST | SUB | COL | MISO | 524904 | 92304 | 2022
hard coal | FALSE | 54211 | Y | . | American Crystal Sugar Moorhead | American Crystal Sugar Co | 491 | MN | WNC | MRO |  | 311 | 7 | Industrial NAICS Cogen | ST | SUB | COL | SWPP | 219607 | 37459.46 | 2022
hard coal | FALSE | 54212 | Y | . | American Crystal Sugar Crookston | American Crystal Sugar Co | 491 | MN | WNC | MRO |  | 311 | 7 | Industrial NAICS Cogen | ST | SUB | COL | MISO | 224710 | 38329.55 | 2022
hard coal | FALSE | 54213 | Y | . | American Crystal Sugar Drayton | American Crystal Sugar Co | 491 | ND | WNC | MRO |  | 311 | 7 | Industrial NAICS Cogen | ST | SUB | COL | MISO | 306566 | 53910 | 2022
hard coal | FALSE | 54214 | Y | . | American Crystal Sugar East Grand Forks | American Crystal Sugar Co | 491 | MN | WNC | MRO |  | 311 | 7 | Industrial NAICS Cogen | ST | SUB | COL | MISO | 159226 | 28000 | 2022
hard coal | FALSE | 54216 | Y | . | U S Alliance Coosa Pines | Bowater Newport Coosa Pines Op | 2053 | AL | ESC | SERC |  | 322 | 7 | Industrial NAICS Cogen | ST | BIT | COL | SOCO | 0 | 0 | 2022
biomass | FALSE | 54216 | Y | . | U S Alliance Coosa Pines | Bowater Newport Coosa Pines Op | 2053 | AL | ESC | SERC |  | 322 | 7 | Industrial NAICS Cogen | ST | BLQ | WWW | SOCO | 435296 | 109717.15 | 2022
petroleum | FALSE | 54216 | Y | . | U S Alliance Coosa Pines | Bowater Newport Coosa Pines Op | 2053 | AL | ESC | SERC |  | 322 | 7 | Industrial NAICS Cogen | ST | DFO | DFO | SOCO | 0 | 0 | 2022
natural gas steam turbine | FALSE | 54216 | Y | . | U S Alliance Coosa Pines | Bowater Newport Coosa Pines Op | 2053 | AL | ESC | SERC |  | 322 | 7 | Industrial NAICS Cogen | ST | NG | NG | SOCO | 152881 | 38533.854 | 2022
petroleum | FALSE | 54224 | Y | . | Franklin Heating Station | Franklin Heating Station | 6738 | MN | WNC | MRO |  | 622 | 5 | Commercial NAICS Cogen | IC | DFO | DFO | MISO | 2193 | 490.98 | 2022
natural gas peaker | FALSE | 54224 | Y | . | Franklin Heating Station | Franklin Heating Station | 6738 | MN | WNC | MRO |  | 622 | 5 | Commercial NAICS Cogen | IC | NG | NG | MISO | 0 | 0 | 2022
petroleum | FALSE | 54224 | Y | . | Franklin Heating Station | Franklin Heating Station | 6738 | MN | WNC | MRO |  | 622 | 5 | Commercial NAICS Cogen | ST | DFO | DFO | MISO | 1440 | 316.003 | 2022
natural gas steam turbine | FALSE | 54224 | Y | . | Franklin Heating Station | Franklin Heating Station | 6738 | MN | WNC | MRO |  | 622 | 5 | Commercial NAICS Cogen | ST | NG | NG | MISO | 246398 | 54091.717 | 2022
other | FALSE | 54224 | Y | . | Franklin Heating Station | Franklin Heating Station | 6738 | MN | WNC | MRO |  | 622 | 5 | Commercial NAICS Cogen | ST | PUR | OTH | MISO | 60219 | 17649.352 | 2022
petroleum | FALSE | 54224 | Y | . | Franklin Heating Station | Franklin Heating Station | 6738 | MN | WNC | MRO |  | 622 | 5 | Commercial NAICS Cogen | ST | RFO | RFO | MISO | 0 | 0 | 2022
petroleum | FALSE | 54225 | Y | . | Gillette SBMC | The Gillette Company | 7209 | MA | NEW | NPCC |  | 332 | 7 | Industrial NAICS Cogen | GT | DFO | DFO | ISNE | 75 | 18.303 | 2022
natural gas peaker | FALSE | 54225 | Y | . | Gillette SBMC | The Gillette Company | 7209 | MA | NEW | NPCC |  | 332 | 7 | Industrial NAICS Cogen | GT | NG | NG | ISNE | 229522 | 55833.697 | 2022
petroleum | FALSE | 54225 | Y | . | Gillette SBMC | The Gillette Company | 7209 | MA | NEW | NPCC |  | 332 | 7 | Industrial NAICS Cogen | GT | RFO | RFO | ISNE | 0 | 0 | 2022
petroleum | FALSE | 54225 | Y | . | Gillette SBMC | The Gillette Company | 7209 | MA | NEW | NPCC |  | 332 | 7 | Industrial NAICS Cogen | IC | DFO | DFO | ISNE | 0 | 0 | 2022
petroleum | FALSE | 54225 | Y | . | Gillette SBMC | The Gillette Company | 7209 | MA | NEW | NPCC |  | 332 | 7 | Industrial NAICS Cogen | ST | DFO | DFO | ISNE | 0 | 0 | 2022
natural gas steam turbine | FALSE | 54225 | Y | . | Gillette SBMC | The Gillette Company | 7209 | MA | NEW | NPCC |  | 332 | 7 | Industrial NAICS Cogen | ST | NG | NG | ISNE | 756 | 13616 | 2022
petroleum | FALSE | 54228 | Y | . | Erving Paper Mills | Erving Paper Mills Inc | 5989 | MA | NEW | NPCC |  | 322122 | 7 | Industrial NAICS Cogen | GT | DFO | DFO | ISNE | 9344 | 1921.373 | 2022
natural gas peaker | FALSE | 54228 | Y | . | Erving Paper Mills | Erving Paper Mills Inc | 5989 | MA | NEW | NPCC |  | 322122 | 7 | Industrial NAICS Cogen | GT | NG | NG | ISNE | 184878 | 38188.627 | 2022
natural gas steam turbine | FALSE | 54228 | Y | . | Erving Paper Mills | Erving Paper Mills Inc | 5989 | MA | NEW | NPCC |  | 322122 | 7 | Industrial NAICS Cogen | ST | NG | NG | ISNE | 0 | 2506.48 | 2022
other | FALSE | 54228 | Y | . | Erving Paper Mills | Erving Paper Mills Inc | 5989 | MA | NEW | NPCC |  | 322122 | 7 | Industrial NAICS Cogen | ST | OTH | OTH | ISNE | 0 | 0 | 2022
petroleum | FALSE | 54236 | Y | . | Pfizer Groton Plant | Pfizer Inc | 14928 | CT | NEW | NPCC |  | 325 | 7 | Industrial NAICS Cogen | GT | DFO | DFO | ISNE | 3331 | 741.977 | 2022
natural gas peaker | FALSE | 54236 | Y | . | Pfizer Groton Plant | Pfizer Inc | 14928 | CT | NEW | NPCC |  | 325 | 7 | Industrial NAICS Cogen | GT | NG | NG | ISNE | 250482 | 55793.023 | 2022
petroleum | FALSE | 54236 | Y | . | Pfizer Groton Plant | Pfizer Inc | 14928 | CT | NEW | NPCC |  | 325 | 7 | Industrial NAICS Cogen | GT | RFO | RFO | ISNE | 0 | 0 | 2022
petroleum | FALSE | 54236 | Y | . | Pfizer Groton Plant | Pfizer Inc | 14928 | CT | NEW | NPCC |  | 325 | 7 | Industrial NAICS Cogen | ST | DFO | DFO | ISNE | 6038 | 1291.605 | 2022
natural gas steam turbine | FALSE | 54236 | Y | . | Pfizer Groton Plant | Pfizer Inc | 14928 | CT | NEW | NPCC |  | 325 | 7 | Industrial NAICS Cogen | ST | NG | NG | ISNE | 81201 | 17368.946 | 2022
other | FALSE | 54236 | Y | . | Pfizer Groton Plant | Pfizer Inc | 14928 | CT | NEW | NPCC |  | 325 | 7 | Industrial NAICS Cogen | ST | PG | WOO | ISNE | 0 | 0 | 2022
hard coal | TRUE | 54238 | Y | . | Stockton Biomass | DTE Stockton LLC | 56652 | CA | PACC | WECC |  | 22 | 3 | NAICS-22 Cogen | ST | BIT | COL | CISO | 0 | 0 | 2022
petroleum | TRUE | 54238 | Y | . | Stockton Biomass | DTE Stockton LLC | 56652 | CA | PACC | WECC |  | 22 | 3 | NAICS-22 Cogen | ST | DFO | DFO | CISO | 0 | 0 | 2022
natural gas steam turbine | TRUE | 54238 | Y | . | Stockton Biomass | DTE Stockton LLC | 56652 | CA | PACC | WECC |  | 22 | 3 | NAICS-22 Cogen | ST | NG | NG | CISO | 16729 | 2018.096 | 2022
petroleum | TRUE | 54238 | Y | . | Stockton Biomass | DTE Stockton LLC | 56652 | CA | PACC | WECC |  | 22 | 3 | NAICS-22 Cogen | ST | PC | PC | CISO | 0 | 0 | 2022
biomass | TRUE | 54238 | Y | . | Stockton Biomass | DTE Stockton LLC | 56652 | CA | PACC | WECC |  | 22 | 3 | NAICS-22 Cogen | ST | WDS | WWW | CISO | 2943600 | 355459.9 | 2022
petroleum | FALSE | 54239 | N | . | Naval Submarine Base Kings Bay | Kings Bay Naval Base | 10339 | GA | SAT | SERC |  | 928 | 4 | Commercial NAICS Non-Cogen | IC | DFO | DFO | SOCO | 32081 | 4039.22 | 2022
natural gas peaker | FALSE | 54240 | Y | . | Louisiana Tech University Power Plant | Louisiana Tech University | 11233 | LA | WSC | SERC |  | 611 | 5 | Commercial NAICS Cogen | GT | NG | NG | MISO | 205081 | 44478 | 2022
hydro | TRUE | 54249 | N | . | Smith Falls Hydro Project | Smith Creek Hydro, LLC | 60900 | ID | MTN | WECC |  | 22 | 2 | NAICS-22 Non-Cogen | HY | WAT | HYC | BPAT | 210288 | 61632 | 2022
petroleum | FALSE | 54250 | Y | . | Newman (PA) | Newman & Co Inc | 13542 | PA | MAT | RFC |  | 32213 | 7 | Industrial NAICS Cogen | ST | DFO | DFO | PJM | 3 | 0.587 | 2022
natural gas steam turbine | FALSE | 54250 | Y | . | Newman (PA) | Newman & Co Inc | 13542 | PA | MAT | RFC |  | 32213 | 7 | Industrial NAICS Cogen | ST | NG | NG | PJM | 48660 | 11266.413 | 2022
petroleum | FALSE | 54250 | Y | . | Newman (PA) | Newman & Co Inc | 13542 | PA | MAT | RFC |  | 32213 | 7 | Industrial NAICS Cogen | ST | RFO | RFO | PJM | 0 | 0 | 2022
hydro | TRUE | 54251 | N | . | Opal Springs Hydro | Deschutes Valley Water District | 42744 | OR | PACC | WECC |  | 22 | 2 | NAICS-22 Non-Cogen | HY | WAT | HYC | PACW | 72379 | 21213 | 2022
hydro | TRUE | 54261 | N | . | Warm Springs Hydro Project | Sonoma County Water Agency | 21944 | CA | PACC | WECC |  | 22 | 2 | NAICS-22 Non-Cogen | HY | WAT | HYC | CISO | 0 | 0 | 2022
petroleum | FALSE | 54262 | Y | . | Saint Marys Hospital Power Plant | St Mary's Hospital | 17897 | MN | WNC | MRO |  | 622 | 5 | Commercial NAICS Cogen | GT | DFO | DFO | MISO | 0 | 0 | 2022
natural gas peaker | FALSE | 54262 | Y | . | Saint Marys Hospital Power Plant | St Mary's Hospital | 17897 | MN | WNC | MRO |  | 622 | 5 | Commercial NAICS Cogen | GT | NG | NG | MISO | 166566 | 37794.68 | 2022
petroleum | FALSE | 54262 | Y | . | Saint Marys Hospital Power Plant | St Mary's Hospital | 17897 | MN | WNC | MRO |  | 622 | 5 | Commercial NAICS Cogen | IC | DFO | DFO | MISO | 794 | 180.32 | 2022
natural gas peaker | FALSE | 54262 | Y | . | Saint Marys Hospital Power Plant | St Mary's Hospital | 17897 | MN | WNC | MRO |  | 622 | 5 | Commercial NAICS Cogen | IC | NG | NG | MISO | 0 | 0 | 2022
petroleum | FALSE | 54262 | Y | . | Saint Marys Hospital Power Plant | St Mary's Hospital | 17897 | MN | WNC | MRO |  | 622 | 5 | Commercial NAICS Cogen | ST | DFO | DFO | MISO | 47 | 10.708 | 2022
natural gas steam turbine | FALSE | 54262 | Y | . | Saint Marys Hospital Power Plant | St Mary's Hospital | 17897 | MN | WNC | MRO |  | 622 | 5 | Commercial NAICS Cogen | ST | NG | NG | MISO | 91168 | 20475.692 | 2022
hydro | TRUE | 54267 | N | . | Koma Kulshan | Eagle Creek Renewable Energy, LLC | 57280 | WA | PACC | WECC |  | 22 | 2 | NAICS-22 Non-Cogen | HY | WAT | HYC | PSEI | 103204 | 30247 | 2022
petroleum | FALSE | 54268 | Y | . | HF Sinclair Puget Sound Refining | HF Sinclair Corporation | 64469 | WA | PACC | WECC |  | 32411 | 7 | Industrial NAICS Cogen | GT | DFO | DFO | PSEI | 0 | 0 | 2022
petroleum | FALSE | 54268 | Y | . | HF Sinclair Puget Sound Refining | HF Sinclair Corporation | 64469 | WA | PACC | WECC |  | 32411 | 7 | Industrial NAICS Cogen | GT | JF | WOO | PSEI | 0 | 0 | 2022
natural gas peaker | FALSE | 54268 | Y | . | HF Sinclair Puget Sound Refining | HF Sinclair Corporation | 64469 | WA | PACC | WECC |  | 32411 | 7 | Industrial NAICS Cogen | GT | NG | NG | PSEI | 3988650 | 693748.73 | 2022
other | FALSE | 54268 | Y | . | HF Sinclair Puget Sound Refining | HF Sinclair Corporation | 64469 | WA | PACC | WECC |  | 32411 | 7 | Industrial NAICS Cogen | GT | OG | OOG | PSEI | 1468025 | 255295.27 | 2022
petroleum | TRUE | 54271 | Y | . | Saguaro Power | Saguaro Power Co | 16553 | NV | MTN | WECC |  | 22 | 3 | NAICS-22 Cogen | CA | DFO | DFO | NEVP | 0 | 0 | 2022
natural gas combined cycle | TRUE | 54271 | Y | . | Saguaro Power | Saguaro Power Co | 16553 | NV | MTN | WECC |  | 22 | 3 | NAICS-22 Cogen | CA | NG | NG | NEVP | 0 | 156877 | 2022
other | TRUE | 54271 | Y | . | Saguaro Power | Saguaro Power Co | 16553 | NV | MTN | WECC |  | 22 | 3 | NAICS-22 Cogen | CA | OG | OOG | NEVP | 0 | 0 | 2022
petroleum | TRUE | 54271 | Y | . | Saguaro Power | Saguaro Power Co | 16553 | NV | MTN | WECC |  | 22 | 3 | NAICS-22 Cogen | CT | DFO | DFO | NEVP | 0 | 0 | 2022
natural gas combined cycle | TRUE | 54271 | Y | . | Saguaro Power | Saguaro Power Co | 16553 | NV | MTN | WECC |  | 22 | 3 | NAICS-22 Cogen | CT | NG | NG | NEVP | 3791670 | 398761 | 2022
other | TRUE | 54271 | Y | . | Saguaro Power | Saguaro Power Co | 16553 | NV | MTN | WECC |  | 22 | 3 | NAICS-22 Cogen | CT | OG | OOG | NEVP | 0 | 0 | 2022
petroleum | FALSE | 54276 | Y | . | Univ of NC Chapel Hill Cogen Facility | University of North Carolina | 19541 | NC | SAT | SERC |  | 611 | 5 | Commercial NAICS Cogen | IC | DFO | DFO | DUK | 0 | 0 | 2022
hard coal | FALSE | 54276 | Y | . | Univ of NC Chapel Hill Cogen Facility | University of North Carolina | 19541 | NC | SAT | SERC |  | 611 | 5 | Commercial NAICS Cogen | ST | BIT | COL | DUK | 114906 | 18773.638 | 2022
petroleum | FALSE | 54276 | Y | . | Univ of NC Chapel Hill Cogen Facility | University of North Carolina | 19541 | NC | SAT | SERC |  | 611 | 5 | Commercial NAICS Cogen | ST | DFO | DFO | DUK | 0 | 0 | 2022
natural gas steam turbine | FALSE | 54276 | Y | . | Univ of NC Chapel Hill Cogen Facility | University of North Carolina | 19541 | NC | SAT | SERC |  | 611 | 5 | Commercial NAICS Cogen | ST | NG | NG | DUK | 105920 | 15999.362 | 2022
biomass | FALSE | 54281 | Y | . | Interstate Paper LLC Riceboro | Interstate Paper LLC | 9394 | GA | SAT | SERC |  | 32213 | 7 | Industrial NAICS Cogen | ST | BLQ | WWW | SOCO | 356237 | 58104.083 | 2022
petroleum | FALSE | 54281 | Y | . | Interstate Paper LLC Riceboro | Interstate Paper LLC | 9394 | GA | SAT | SERC |  | 32213 | 7 | Industrial NAICS Cogen | ST | DFO | DFO | SOCO | 0 | 0 | 2022
natural gas steam turbine | FALSE | 54281 | Y | . | Interstate Paper LLC Riceboro | Interstate Paper LLC | 9394 | GA | SAT | SERC |  | 32213 | 7 | Industrial NAICS Cogen | ST | NG | NG | SOCO | 71449 | 11649.886 | 2022
petroleum | FALSE | 54281 | Y | . | Interstate Paper LLC Riceboro | Interstate Paper LLC | 9394 | GA | SAT | SERC |  | 32213 | 7 | Industrial NAICS Cogen | ST | RFO | RFO | SOCO | 0 | 0 | 2022
other | FALSE | 54281 | Y | . | Interstate Paper LLC Riceboro | Interstate Paper LLC | 9394 | GA | SAT | SERC |  | 32213 | 7 | Industrial NAICS Cogen | ST | TDF | OTH | SOCO | 0 | 0 | 2022
biomass | FALSE | 54281 | Y | . | Interstate Paper LLC Riceboro | Interstate Paper LLC | 9394 | GA | SAT | SERC |  | 32213 | 7 | Industrial NAICS Cogen | ST | WDS | WWW | SOCO | 183334 | 29915.82 | 2022
hydro | TRUE | 54283 | N | . | Lee Creek Water Treatment Facility | City of Fort Smith | 31518 | AR | WSC | MRO |  | 22 | 2 | NAICS-22 Non-Cogen | HY | WAT | HYC | MISO | 0 | 0 | 2022
hydro | TRUE | 54285 | N | . | Hastings City Hydroelectric | Hastings Lock & Dam | 8248 | MN | WNC | MRO |  | 22 | 2 | NAICS-22 Non-Cogen | HY | WAT | HYC | MISO | 77151 | 22612 | 2022
petroleum | FALSE | 54294 | N | . | West Group Data Center | Thomson Corp | 18981 | MN | WNC | MRO |  | 518 | 4 | Commercial NAICS Non-Cogen | IC | DFO | DFO | MISO | 1848 | 175.6 | 2022
other | FALSE | 54296 | Y | . | Biola University Hybrid | Biola University | 1752 | CA | PACC | WECC |  | 611 | 5 | Commercial NAICS Cogen | BA | MWH | OTH | CISO | 0 | -4 | 2022
natural gas peaker | FALSE | 54296 | Y | . | Biola University Hybrid | Biola University | 1752 | CA | PACC | WECC |  | 611 | 5 | Commercial NAICS Cogen | IC | NG | NG | CISO | 33764 | 7422 | 2022
onshore wind | TRUE | 54298 | N | . | Coram Energy LLC (ECT) | Nextera Energy Resources | 64260 | CA | PACC | WECC |  | 22 | 2 | NAICS-22 Non-Cogen | WT | WND | WND | CISO | 89101 | 26114 | 2022
onshore wind | TRUE | 54299 | N | . | Coram Energy LLC | Nextera Energy Resources | 64260 | CA | PACC | WECC |  | 22 | 2 | NAICS-22 Non-Cogen | WT | WND | WND | CISO | 71511 | 20959 | 2022
onshore wind | TRUE | 54300 | N | . | CTV Power Purchase Contract Trust | Nextera Energy Resources | 64260 | CA | PACC | WECC |  | 22 | 2 | NAICS-22 Non-Cogen | WT | WND | WND | CISO | 0 | 0 | 2022
hydro | TRUE | 54302 | N | . | Goodwin Hydroelectric | Metropolitan Dist of Hartford | 12382 | CT | NEW | NPCC |  | 22 | 2 | NAICS-22 Non-Cogen | HY | WAT | HYC | ISNE | 31288 | 9170 | 2022
petroleum | FALSE | 54305 | Y | . | Westward Seafoods | Westward Seafoods Inc | 20523 | AK | PACN |  |  | 311 | 7 | Industrial NAICS Cogen | IC | DFO | DFO |  | 67079 | 15455.94 | 2022
hydro | TRUE | 54306 | N | . | Wilson Lake Hydroelectric Project | Hazelton/Wilson Joint Venture | 8365 | ID | MTN | WECC |  | 22 | 2 | NAICS-22 Non-Cogen | HY | WAT | HYC | IPCO | 83823 | 24567 | 2022
hydro | TRUE | 54308 | N | . | Three Forks Water Power Project | Grizzly Mountain Ranch | 54722 | CA | PACC | WECC |  | 22 | 2 | NAICS-22 Non-Cogen | HY | WAT | HYC | CISO | 15541 | 4555 | 2022
petroleum | FALSE | 54316 | Y | . | Archer Daniels Midland Southport | Archer Daniels Midland Co | 772 | NC | SAT | SERC |  | 311 | 7 | Industrial NAICS Cogen | GT | DFO | DFO | CPLE | 5259 | 337.53 | 2022
natural gas peaker | FALSE | 54316 | Y | . | Archer Daniels Midland Southport | Archer Daniels Midland Co | 772 | NC | SAT | SERC |  | 311 | 7 | Industrial NAICS Cogen | GT | NG | NG | CPLE | 14424 | 925.47 | 2022
hard coal | FALSE | 54318 | Y | . | General Chemical | Tata Chemicals Partners | 7067 | WY | MTN | WECC |  | 325188 | 7 | Industrial NAICS Cogen | ST | BIT | COL | PACE | 840466 | 169722.95 | 2022
petroleum | FALSE | 54318 | Y | . | General Chemical | Tata Chemicals Partners | 7067 | WY | MTN | WECC |  | 325188 | 7 | Industrial NAICS Cogen | ST | DFO | DFO | PACE | 0 | 0 | 2022
natural gas steam turbine | FALSE | 54318 | Y | . | General Chemical | Tata Chemicals Partners | 7067 | WY | MTN | WECC |  | 325188 | 7 | Industrial NAICS Cogen | ST | NG | NG | PACE | 211523 | 42778.054 | 2022
hard coal | FALSE | 54318 | Y | . | General Chemical | Tata Chemicals Partners | 7067 | WY | MTN | WECC |  | 325188 | 7 | Industrial NAICS Cogen | ST | SUB | COL | PACE | 0 | 0 | 2022
natural gas peaker | FALSE | 54321 | Y | . | Goodyear Beaumont Chemical Plant | Goodyear Tire & Rubber Co | 7375 | TX | WSC | SERC |  | 325 | 7 | Industrial NAICS Cogen | GT | NG | NG | MISO | 690720 | 151829 | 2022
natural gas steam turbine | FALSE | 54321 | Y | . | Goodyear Beaumont Chemical Plant | Goodyear Tire & Rubber Co | 7375 | TX | WSC | SERC |  | 325 | 7 | Industrial NAICS Cogen | ST | NG | NG | MISO | 500268 | 109965.26 | 2022
petroleum | FALSE | 54321 | Y | . | Goodyear Beaumont Chemical Plant | Goodyear Tire & Rubber Co | 7375 | TX | WSC | SERC |  | 325 | 7 | Industrial NAICS Cogen | ST | WO | WOO | MISO | 9891 | 2173.742 | 2022
hydro | FALSE | 54322 | N | . | Sibley Mill | Augusta Canal Authority | 55810 | GA | SAT | SERC |  | 314 | 6 | Industrial NAICS Non-Cogen | HY | WAT | HYC | SOCO | 40688 | 11925 | 2022
petroleum | FALSE | 54323 | N | . | CNN Center | Turner Properties Inc | 18452 | GA | SAT | SERC |  | 515 | 4 | Commercial NAICS Non-Cogen | IC | DFO | DFO | SOCO | 939 | 95 | 2022
petroleum | TRUE | 54324 | N | . | Ocean State Power II | Ocean State Power II | 27770 | RI | NEW | NPCC |  | 22 | 2 | NAICS-22 Non-Cogen | CA | DFO | DFO | ISNE | 0 | 212.275 | 2022
natural gas combined cycle | TRUE | 54324 | N | . | Ocean State Power II | Ocean State Power II | 27770 | RI | NEW | NPCC |  | 22 | 2 | NAICS-22 Non-Cogen | CA | NG | NG | ISNE | 2454 | 253671.73 | 2022
petroleum | TRUE | 54324 | N | . | Ocean State Power II | Ocean State Power II | 27770 | RI | NEW | NPCC |  | 22 | 2 | NAICS-22 Non-Cogen | CT | DFO | DFO | ISNE | 5067 | 380.94 | 2022
natural gas combined cycle | TRUE | 54324 | N | . | Ocean State Power II | Ocean State Power II | 27770 | RI | NEW | NPCC |  | 22 | 2 | NAICS-22 Non-Cogen | CT | NG | NG | ISNE | 6096728 | 453781.06 | 2022
biomass | TRUE | 54327 | N | . | Toyon Power Station | Toyon Landfill Gas Conversion, LLC | 56773 | CA | PACC | WECC |  | 22 | 2 | NAICS-22 Non-Cogen | IC | LFG | MLG | LDWP | 10137 | 1093 | 2022
natural gas peaker | FALSE | 54330 | Y | . | Westhollow Technology Center | Shell Chemical LP | 17052 | TX | WSC | TRE |  | 325 | 7 | Industrial NAICS Cogen | GT | NG | NG | ERCO | 220672 | 20282.08 | 2022
petroleum | FALSE | 54333 | Y | . | Bucknell University | Bucknell University | 2468 | PA | MAT | RFC |  | 611 | 5 | Commercial NAICS Cogen | CA | DFO | DFO | PJM | 9 | 2.345 | 2022
natural gas combined cycle | FALSE | 54333 | Y | . | Bucknell University | Bucknell University | 2468 | PA | MAT | RFC |  | 611 | 5 | Commercial NAICS Cogen | CA | NG | NG | PJM | 15883 | 3386.655 | 2022
petroleum | FALSE | 54333 | Y | . | Bucknell University | Bucknell University | 2468 | PA | MAT | RFC |  | 611 | 5 | Commercial NAICS Cogen | CT | DFO | DFO | PJM | 228 | 48.22 | 2022
natural gas combined cycle | FALSE | 54333 | Y | . | Bucknell University | Bucknell University | 2468 | PA | MAT | RFC |  | 611 | 5 | Commercial NAICS Cogen | CT | NG | NG | PJM | 193427 | 41113.78 | 2022
hard coal | FALSE | 54335 | Y | . | Morton Salt Rittman | Morton Salt Inc | 12986 | OH | ENC | RFC |  | 325 | 7 | Industrial NAICS Cogen | ST | BIT | COL | PJM | 0 | 0 | 2022
natural gas steam turbine | FALSE | 54335 | Y | . | Morton Salt Rittman | Morton Salt Inc | 12986 | OH | ENC | RFC |  | 325 | 7 | Industrial NAICS Cogen | ST | NG | NG | PJM | 68960 | 15879.87 | 2022
petroleum | FALSE | 54338 | Y | . | Rio Grande Valley Sugar Growers | Rio Grande Valley Sugar Growers, Inc. | 16098 | TX | WSC | TRE |  | 311 | 7 | Industrial NAICS Cogen | IC | DFO | DFO | ERCO | 1470 | 8 | 2022
biomass | FALSE | 54338 | Y | . | Rio Grande Valley Sugar Growers | Rio Grande Valley Sugar Growers, Inc. | 16098 | TX | WSC | TRE |  | 311 | 7 | Industrial NAICS Cogen | ST | AB | ORW | ERCO | 61297 | 445.619 | 2022
natural gas steam turbine | FALSE | 54338 | Y | . | Rio Grande Valley Sugar Growers | Rio Grande Valley Sugar Growers, Inc. | 16098 | TX | WSC | TRE |  | 311 | 7 | Industrial NAICS Cogen | ST | NG | NG | ERCO | 246 | 0.381 | 2022
hydro | TRUE | 54340 | N | . | Norway Point Hydropower Project | Eagle Creek Renewable Energy, LLC | 57280 | MI | ENC | RFC |  | 22 | 2 | NAICS-22 Non-Cogen | HY | WAT | HYC | MISO | 44339 | 12995 | 2022
hydro | TRUE | 54341 | N | . | Four Mile Hydropower Project | Eagle Creek Renewable Energy, LLC | 57280 | MI | ENC | RFC |  | 22 | 2 | NAICS-22 Non-Cogen | HY | WAT | HYC | MISO | 29511 | 8649 | 2022
hydro | TRUE | 54342 | N | . | Ninth Street Hydropower Project | Eagle Creek Renewable Energy, LLC | 57280 | MI | ENC | RFC |  | 22 | 2 | NAICS-22 Non-Cogen | HY | WAT | HYC | MISO | 19373 | 5678 | 2022
hydro | TRUE | 54343 | N | . | Terminus Hydroelectric Project | Eagle Creek Renewable Energy, LLC | 57280 | CA | PACC | WECC |  | 22 | 2 | NAICS-22 Non-Cogen | HY | WAT | HYC | CISO | 36434 | 10678 | 2022
natural gas combined cycle | TRUE | 54349 | Y | . | Nevada Cogen Associates 2 Black Mountain | Nevada Cogeneration Assoc # 2 | 13365 | NV | MTN | WECC |  | 22 | 3 | NAICS-22 Cogen | CA | NG | NG | NEVP | 1198526 | 190696 | 2022
natural gas combined cycle | TRUE | 54349 | Y | . | Nevada Cogen Associates 2 Black Mountain | Nevada Cogeneration Assoc # 2 | 13365 | NV | MTN | WECC |  | 22 | 3 | NAICS-22 Cogen | CT | NG | NG | NEVP | 3937042 | 504584 | 2022
natural gas combined cycle | TRUE | 54350 | Y | . | Nevada Cogen Assoc#1 GarnetVly | Nevada Cogeneration Assoc # 1 | 13399 | NV | MTN | WECC |  | 22 | 3 | NAICS-22 Cogen | CA | NG | NG | NEVP | 996360 | 190762 | 2022
natural gas combined cycle | TRUE | 54350 | Y | . | Nevada Cogen Assoc#1 GarnetVly | Nevada Cogeneration Assoc # 1 | 13399 | NV | MTN | WECC |  | 22 | 3 | NAICS-22 Cogen | CT | NG | NG | NEVP | 4442436 | 523221 | 2022
hydro | TRUE | 54355 | N | . | Chace Mill Winooski One | City of Burlington Electric - (VT) | 2548 | VT | NEW | NPCC |  | 22 | 1 | Electric Utility | HY | WAT | HYC | ISNE | 86526 | 25360 | 2022
hard coal | FALSE | 54358 | Y | . | Graphic Packaging International Augusta Mill | Graphic Packaging International - Augusta | 61880 | GA | SAT | SERC |  | 32213 | 7 | Industrial NAICS Cogen | ST | BIT | COL | SOCO | 0 | 0 | 2022
biomass | FALSE | 54358 | Y | . | Graphic Packaging International Augusta Mill | Graphic Packaging International - Augusta | 61880 | GA | SAT | SERC |  | 32213 | 7 | Industrial NAICS Cogen | ST | BLQ | WWW | SOCO | 1365362 | 242287.23 | 2022
petroleum | FALSE | 54358 | Y | . | Graphic Packaging International Augusta Mill | Graphic Packaging International - Augusta | 61880 | GA | SAT | SERC |  | 32213 | 7 | Industrial NAICS Cogen | ST | DFO | DFO | SOCO | 0 | 0 | 2022
natural gas steam turbine | FALSE | 54358 | Y | . | Graphic Packaging International Augusta Mill | Graphic Packaging International - Augusta | 61880 | GA | SAT | SERC |  | 32213 | 7 | Industrial NAICS Cogen | ST | NG | NG | SOCO | 500448 | 88806.112 | 2022
petroleum | FALSE | 54358 | Y | . | Graphic Packaging International Augusta Mill | Graphic Packaging International - Augusta | 61880 | GA | SAT | SERC |  | 32213 | 7 | Industrial NAICS Cogen | ST | RFO | RFO | SOCO | 0 | 0 | 2022
biomass | FALSE | 54358 | Y | . | Graphic Packaging International Augusta Mill | Graphic Packaging International - Augusta | 61880 | GA | SAT | SERC |  | 32213 | 7 | Industrial NAICS Cogen | ST | WDS | WWW | SOCO | 353743 | 62772.724 | 2022
petroleum | FALSE | 54360 | N | . | Fuyao Glass Illinois Inc. | Fuyao Glass Illinois, Inc | 60194 | IL | ENC | SERC |  | 327 | 6 | Industrial NAICS Non-Cogen | IC | DFO | DFO | MISO | 0 | 0 | 2022
petroleum | FALSE | 54363 | N | . | Shelby, NC | Electric Glass Fiber America, LLC. | 50035 | NC | SAT | SERC |  | 327 | 6 | Industrial NAICS Non-Cogen | IC | DFO | DFO | DUK | 204 | 0 | 2022
petroleum | FALSE | 54364 | N | . | Works 4 | Vitro Architectural Glass | 60538 | TX | WSC | TRE |  | 327 | 6 | Industrial NAICS Non-Cogen | IC | DFO | DFO | ERCO | 1226 | 141 | 2022
natural gas combined cycle | TRUE | 54365 | Y | . | Orange Cogeneration Facility | Northern Star Generation Services Co LLC | 49901 | FL | SAT | SERC |  | 22 | 3 | NAICS-22 Cogen | CA | NG | NG | FPC | 0 | 83486.93 | 2022
natural gas combined cycle | TRUE | 54365 | Y | . | Orange Cogeneration Facility | Northern Star Generation Services Co LLC | 49901 | FL | SAT | SERC |  | 22 | 3 | NAICS-22 Cogen | CT | NG | NG | FPC | 2732970 | 289452.85 | 2022
petroleum | FALSE | 54372 | Y | . | University of Colorado | University of Colorado | 22208 | CO | MTN | WECC |  | 611 | 5 | Commercial NAICS Cogen | CA | DFO | DFO | PSCO | 0 | 0 | 2022
natural gas combined cycle | FALSE | 54372 | Y | . | University of Colorado | University of Colorado | 22208 | CO | MTN | WECC |  | 611 | 5 | Commercial NAICS Cogen | CA | NG | NG | PSCO | 0 | 0 | 2022
petroleum | FALSE | 54372 | Y | . | University of Colorado | University of Colorado | 22208 | CO | MTN | WECC |  | 611 | 5 | Commercial NAICS Cogen | CT | DFO | DFO | PSCO | 277 | 47.828 | 2022
natural gas combined cycle | FALSE | 54372 | Y | . | University of Colorado | University of Colorado | 22208 | CO | MTN | WECC |  | 611 | 5 | Commercial NAICS Cogen | CT | NG | NG | PSCO | 19271 | 3264.702 | 2022
petroleum | FALSE | 54374 | Y | . | Sinclair Oil Refinery | HF Sinclair Parco Refining LLC | 24205 | WY | MTN | WECC |  | 32411 | 7 | Industrial NAICS Cogen | IC | DFO | DFO | PACE | 1182 | 102.014 | 2022
natural gas peaker | FALSE | 54374 | Y | . | Sinclair Oil Refinery | HF Sinclair Parco Refining LLC | 24205 | WY | MTN | WECC |  | 32411 | 7 | Industrial NAICS Cogen | IC | NG | NG | PACE | 10452 | 900.526 | 2022
natural gas steam turbine | FALSE | 54374 | Y | . | Sinclair Oil Refinery | HF Sinclair Parco Refining LLC | 24205 | WY | MTN | WECC |  | 32411 | 7 | Industrial NAICS Cogen | ST | NG | NG | PACE | 0 | 0 | 2022
other | FALSE | 54374 | Y | . | Sinclair Oil Refinery | HF Sinclair Parco Refining LLC | 24205 | WY | MTN | WECC |  | 32411 | 7 | Industrial NAICS Cogen | ST | OG | OOG | PACE | 58665 | 5003.26 | 2022
petroleum | FALSE | 54374 | Y | . | Sinclair Oil Refinery | HF Sinclair Parco Refining LLC | 24205 | WY | MTN | WECC |  | 32411 | 7 | Industrial NAICS Cogen | ST | RFO | RFO | PACE | 0 | 0 | 2022
hydro | TRUE | 54384 | N | . | EHC West Hopkinton | Green Mountain Power Corp | 7601 | NH | NEW | NPCC |  | 22 | 1 | Electric Utility | HY | WAT | HYC | ISNE | 11747 | 3443 | 2022
hydro | TRUE | 54385 | N | . | Kinneytown New Old | Hydroland Omega LLC | 63985 | CT | NEW | NPCC |  | 22 | 2 | NAICS-22 Non-Cogen | HY | WAT | HYC | ISNE | 0 | 0 | 2022
hydro | TRUE | 54386 | N | . | Little Wood Hydro Project | Littlewood Irrigation District | 11082 | ID | MTN | WECC |  | 22 | 2 | NAICS-22 Non-Cogen | HY | WAT | HYC | IPCO | 13290 | 3895 | 2022
hydro | TRUE | 54387 | N | . | Weeks Falls | Eagle Creek Renewable Energy, LLC | 57280 | WA | PACC | WECC |  | 22 | 2 | NAICS-22 Non-Cogen | HY | WAT | HYC | PSEI | 42364 | 12416 | 2022
hydro | TRUE | 54391 | N | . | Alice Falls Hydro Project | Eagle Creek Renewable Energy, LLC | 57280 | NY | MAT | NPCC |  | 22 | 2 | NAICS-22 Non-Cogen | HY | WAT | HYC | NYIS | 21796 | 6388 | 2022
hydro | TRUE | 54394 | N | . | Dry Creek Project | Dry Creek LLC | 5385 | ID | MTN | WECC |  | 22 | 2 | NAICS-22 Non-Cogen | HY | WAT | HYC | PACE | 21024 | 6162 | 2022
hydro | TRUE | 54395 | N | . | Stillwater Hydro Electric Project | GR Catalyst One, LLC | 59834 | NY | MAT | NPCC |  | 22 | 2 | NAICS-22 Non-Cogen | HY | WAT | HYC | NYIS | 43559 | 12766 | 2022
hard coal | FALSE | 54406 | N | . | Capitol Heat and Power | State of Wisconsin | 18028 | WI | ENC | MRO |  | 92 | 4 | Commercial NAICS Non-Cogen | IC | BIT | COL | MISO | 0 | 0 | 2022
petroleum | FALSE | 54406 | N | . | Capitol Heat and Power | State of Wisconsin | 18028 | WI | ENC | MRO |  | 92 | 4 | Commercial NAICS Non-Cogen | IC | DFO | DFO | MISO | 0 | 0 | 2022
natural gas peaker | FALSE | 54406 | N | . | Capitol Heat and Power | State of Wisconsin | 18028 | WI | ENC | MRO |  | 92 | 4 | Commercial NAICS Non-Cogen | IC | NG | NG | MISO | 0 | 0 | 2022
petroleum | FALSE | 54407 | Y | . | Waupun Correctional Central Heating Plt | State of Wisconsin | 18028 | WI | ENC | MRO |  | 92214 | 5 | Commercial NAICS Cogen | IC | DFO | DFO | MISO | 0 | 0 | 2022
hard coal | FALSE | 54407 | Y | . | Waupun Correctional Central Heating Plt | State of Wisconsin | 18028 | WI | ENC | MRO |  | 92214 | 5 | Commercial NAICS Cogen | ST | BIT | COL | MISO | 0 | 0 | 2022
petroleum | FALSE | 54407 | Y | . | Waupun Correctional Central Heating Plt | State of Wisconsin | 18028 | WI | ENC | MRO |  | 92214 | 5 | Commercial NAICS Cogen | ST | DFO | DFO | MISO | 105 | 0 | 2022
natural gas steam turbine | FALSE | 54407 | Y | . | Waupun Correctional Central Heating Plt | State of Wisconsin | 18028 | WI | ENC | MRO |  | 92214 | 5 | Commercial NAICS Cogen | ST | NG | NG | MISO | 13122 | 0 | 2022
biomass | FALSE | 54407 | Y | . | Waupun Correctional Central Heating Plt | State of Wisconsin | 18028 | WI | ENC | MRO |  | 92214 | 5 | Commercial NAICS Cogen | ST | WDS | WWW | MISO | 0 | 0 | 2022
petroleum | FALSE | 54408 | Y | . | UW Madison Charter Street Plant | State of Wisconsin | 18028 | WI | ENC | MRO |  | 611 | 5 | Commercial NAICS Cogen | IC | DFO | DFO | MISO | 0 | 0 | 2022
hard coal | FALSE | 54408 | Y | . | UW Madison Charter Street Plant | State of Wisconsin | 18028 | WI | ENC | MRO |  | 611 | 5 | Commercial NAICS Cogen | ST | BIT | COL | MISO | 0 | 0 | 2022
petroleum | FALSE | 54408 | Y | . | UW Madison Charter Street Plant | State of Wisconsin | 18028 | WI | ENC | MRO |  | 611 | 5 | Commercial NAICS Cogen | ST | DFO | DFO | MISO | 1957 | 0 | 2022
natural gas steam turbine | FALSE | 54408 | Y | . | UW Madison Charter Street Plant | State of Wisconsin | 18028 | WI | ENC | MRO |  | 611 | 5 | Commercial NAICS Cogen | ST | NG | NG | MISO | 204902 | 0 | 2022
other | FALSE | 54409 | Y | . | Dartmouth College Heating Plant | Dartmouth College | 4823 | NH | NEW | NPCC |  | 611 | 5 | Commercial NAICS Cogen | ST | PG | WOO | ISNE | 0 | 0 | 2022
petroleum | FALSE | 54409 | Y | . | Dartmouth College Heating Plant | Dartmouth College | 4823 | NH | NEW | NPCC |  | 611 | 5 | Commercial NAICS Cogen | ST | RFO | RFO | ISNE | 68999 | 11181.19 | 2022
natural gas peaker | FALSE | 54410 | Y | . | Western Power & Steam Inc | Western Power and Steam II LLC | 63997 | CA | PACC | WECC |  | 211 | 7 | Industrial NAICS Cogen | GT | NG | NG | CISO | 334686 | 40435 | 2022
hard coal | FALSE | 54414 | N | . | John Deere Dubuque Works | John Deere Dubuque Works | 9765 | IA | WNC | MRO |  | 333 | 6 | Industrial NAICS Non-Cogen | IC | BIT | COL | MISO | 0 | 0 | 2022
petroleum | FALSE | 54414 | N | . | John Deere Dubuque Works | John Deere Dubuque Works | 9765 | IA | WNC | MRO |  | 333 | 6 | Industrial NAICS Non-Cogen | IC | DFO | DFO | MISO | 919 | 80 | 2022
natural gas peaker | FALSE | 54414 | N | . | John Deere Dubuque Works | John Deere Dubuque Works | 9765 | IA | WNC | MRO |  | 333 | 6 | Industrial NAICS Non-Cogen | IC | NG | NG | MISO | 0 | 0 | 2022
natural gas steam turbine | TRUE | 54415 | N | . | Cadillac Renewable Energy | Cadillac Renewable Energy LLC | 55600 | MI | ENC | RFC |  | 22 | 2 | NAICS-22 Non-Cogen | ST | NG | NG | MISO | 0 | 0 | 2022
biomass | TRUE | 54415 | N | . | Cadillac Renewable Energy | Cadillac Renewable Energy LLC | 55600 | MI | ENC | RFC |  | 22 | 2 | NAICS-22 Non-Cogen | ST | WDS | WWW | MISO | 2517360 | 138451 | 2022
hydro | TRUE | 54418 | N | . | Rollinsford | Green Mountain Power Corp | 7601 | NH | NEW | NPCC |  | 22 | 1 | Electric Utility | HY | WAT | HYC | ISNE | 16365 | 4796 | 2022
petroleum | FALSE | 54422 | N | . | Unisea G 2 | Unisea Inc | 19553 | AK | PACN |  |  | 311 | 6 | Industrial NAICS Non-Cogen | IC | DFO | DFO |  | 473241 | 26742 | 2022
biomass | FALSE | 54422 | N | . | Unisea G 2 | Unisea Inc | 19553 | AK | PACN |  |  | 311 | 6 | Industrial NAICS Non-Cogen | IC | OBL | ORW |  | 0 | 0 | 2022
petroleum | TRUE | 54426 | Y | . | Mulberry Cogeneration Facility | Northern Star Generation Services Co LLC | 49901 | FL | SAT | SERC |  | 22 | 3 | NAICS-22 Cogen | CA | DFO | DFO | FPC | 0 | 0 | 2022
natural gas combined cycle | TRUE | 54426 | Y | . | Mulberry Cogeneration Facility | Northern Star Generation Services Co LLC | 49901 | FL | SAT | SERC |  | 22 | 3 | NAICS-22 Cogen | CA | NG | NG | FPC | 0 | 115328 | 2022
petroleum | TRUE | 54426 | Y | . | Mulberry Cogeneration Facility | Northern Star Generation Services Co LLC | 49901 | FL | SAT | SERC |  | 22 | 3 | NAICS-22 Cogen | CT | DFO | DFO | FPC | 0 | 0 | 2022
natural gas combined cycle | TRUE | 54426 | Y | . | Mulberry Cogeneration Facility | Northern Star Generation Services Co LLC | 49901 | FL | SAT | SERC |  | 22 | 3 | NAICS-22 Cogen | CT | NG | NG | FPC | 2874648 | 247845 | 2022
hard coal | FALSE | 54427 | Y | . | Gaylord Container Bogalusa | Temple-Inland Corp | 7043 | LA | WSC | SERC |  | 322122 | 7 | Industrial NAICS Cogen | ST | BIT | COL | MISO | 0 | 0 | 2022
biomass | FALSE | 54427 | Y | . | Gaylord Container Bogalusa | Temple-Inland Corp | 7043 | LA | WSC | SERC |  | 322122 | 7 | Industrial NAICS Cogen | ST | BLQ | WWW | MISO | 1246275 | 249040.54 | 2022
petroleum | FALSE | 54427 | Y | . | Gaylord Container Bogalusa | Temple-Inland Corp | 7043 | LA | WSC | SERC |  | 322122 | 7 | Industrial NAICS Cogen | ST | DFO | DFO | MISO | 0 | 0 | 2022
natural gas steam turbine | FALSE | 54427 | Y | . | Gaylord Container Bogalusa | Temple-Inland Corp | 7043 | LA | WSC | SERC |  | 322122 | 7 | Industrial NAICS Cogen | ST | NG | NG | MISO | 186205 | 37209.325 | 2022
petroleum | FALSE | 54427 | Y | . | Gaylord Container Bogalusa | Temple-Inland Corp | 7043 | LA | WSC | SERC |  | 322122 | 7 | Industrial NAICS Cogen | ST | PC | PC | MISO | 0 | 0 | 2022
petroleum | FALSE | 54427 | Y | . | Gaylord Container Bogalusa | Temple-Inland Corp | 7043 | LA | WSC | SERC |  | 322122 | 7 | Industrial NAICS Cogen | ST | RFO | RFO | MISO | 0 | 0 | 2022
biomass | FALSE | 54427 | Y | . | Gaylord Container Bogalusa | Temple-Inland Corp | 7043 | LA | WSC | SERC |  | 322122 | 7 | Industrial NAICS Cogen | ST | WDS | WWW | MISO | 786821 | 157229.16 | 2022
biomass | FALSE | 54429 | Y | . | Alabama Pine Pulp | Alabama River Cellulose LLC | 57356 | AL | ESC | SERC |  | 322 | 7 | Industrial NAICS Cogen | ST | BLQ | WWW | SOCO | 3721392 | 314213.35 | 2022
petroleum | FALSE | 54429 | Y | . | Alabama Pine Pulp | Alabama River Cellulose LLC | 57356 | AL | ESC | SERC |  | 322 | 7 | Industrial NAICS Cogen | ST | DFO | DFO | SOCO | 0 | 0 | 2022
natural gas steam turbine | FALSE | 54429 | Y | . | Alabama Pine Pulp | Alabama River Cellulose LLC | 57356 | AL | ESC | SERC |  | 322 | 7 | Industrial NAICS Cogen | ST | NG | NG | SOCO | 311324 | 26286.658 | 2022
biomass | FALSE | 54429 | Y | . | Alabama Pine Pulp | Alabama River Cellulose LLC | 57356 | AL | ESC | SERC |  | 322 | 7 | Industrial NAICS Cogen | ST | WDS | WWW | SOCO | 88091 | 7437.806 | 2022
natural gas peaker | FALSE | 54447 | Y | . | Welport Lease Project | Sentinel Peak Resources California, LLC | 60637 | CA | PACC | WECC |  | 211 | 7 | Industrial NAICS Cogen | GT | NG | NG | CISO | 249822 | 34637 | 2022
natural gas peaker | FALSE | 54449 | Y | . | Dome Project | Sentinel Peak Resources California, LLC | 60637 | CA | PACC | WECC |  | 211 | 7 | Industrial NAICS Cogen | GT | NG | NG | CISO | 390525 | 49262 | 2022
natural gas peaker | FALSE | 54451 | Y | . | Los Angeles Refinery Wilmington | Phillips 66 - Los Angeles | 38215 | CA | PACC | WECC |  | 324 | 7 | Industrial NAICS Cogen | GT | NG | NG | LDWP | 669141 | 142593.13 | 2022
other | FALSE | 54451 | Y | . | Los Angeles Refinery Wilmington | Phillips 66 - Los Angeles | 38215 | CA | PACC | WECC |  | 324 | 7 | Industrial NAICS Cogen | GT | OG | OOG | LDWP | 635515 | 135426.87 | 2022
onshore wind | TRUE | 54453 | N | . | EDF Renewable Windfarm V Inc | EDF Renewable Asset Holdings, Inc. | 57170 | CA | PACC | WECC |  | 22 | 2 | NAICS-22 Non-Cogen | WT | WND | WND | CISO | 70012 | 20519 | 2022
onshore wind | TRUE | 54454 | N | . | San Gorgonio Windplant WPP1993 | FPL Energy Operating Services, Inc. | 49963 | CA | PACC | WECC |  | 22 | 2 | NAICS-22 Non-Cogen | WT | WND | WND | CISO | 551255 | 161564 | 2022
petroleum | FALSE | 54457 | N | . | Hewlett Packard Enterprise | SWVP Alpharetta Owners, LLC | 64432 | GA | SAT | SERC |  | 519 | 4 | Commercial NAICS Non-Cogen | IC | DFO | DFO | SOCO | 282 | 0 | 2022
natural gas peaker | FALSE | 54457 | N | . | Hewlett Packard Enterprise | SWVP Alpharetta Owners, LLC | 64432 | GA | SAT | SERC |  | 519 | 4 | Commercial NAICS Non-Cogen | IC | NG | NG | SOCO | 0 | 0 | 2022
hydro | FALSE | 54462 | N | . | Graniteville Enterprise Division | Augusta Canal Authority | 55810 | GA | SAT | SERC |  | 314 | 6 | Industrial NAICS Non-Cogen | HY | WAT | HYC | SOCO | 3605 | 1057 | 2022
hard coal | FALSE | 54464 | Y | . | Riverwood International Macon Mill | Riverwood Intl USA Inc | 16024 | GA | SAT | SERC |  | 322 | 7 | Industrial NAICS Cogen | ST | BIT | COL | SOCO | 0 | 0 | 2022
biomass | FALSE | 54464 | Y | . | Riverwood International Macon Mill | Riverwood Intl USA Inc | 16024 | GA | SAT | SERC |  | 322 | 7 | Industrial NAICS Cogen | ST | BLQ | WWW | SOCO | 1394132 | 285453.1 | 2022
petroleum | FALSE | 54464 | Y | . | Riverwood International Macon Mill | Riverwood Intl USA Inc | 16024 | GA | SAT | SERC |  | 322 | 7 | Industrial NAICS Cogen | ST | DFO | DFO | SOCO | 0 | 0 | 2022
natural gas steam turbine | FALSE | 54464 | Y | . | Riverwood International Macon Mill | Riverwood Intl USA Inc | 16024 | GA | SAT | SERC |  | 322 | 7 | Industrial NAICS Cogen | ST | NG | NG | SOCO | 97042 | 19869.877 | 2022
petroleum | FALSE | 54464 | Y | . | Riverwood International Macon Mill | Riverwood Intl USA Inc | 16024 | GA | SAT | SERC |  | 322 | 7 | Industrial NAICS Cogen | ST | RFO | RFO | SOCO | 0 | 0 | 2022
biomass | FALSE | 54464 | Y | . | Riverwood International Macon Mill | Riverwood Intl USA Inc | 16024 | GA | SAT | SERC |  | 322 | 7 | Industrial NAICS Cogen | ST | SLW | ORW | SOCO | 41082 | 8411.605 | 2022
biomass | FALSE | 54464 | Y | . | Riverwood International Macon Mill | Riverwood Intl USA Inc | 16024 | GA | SAT | SERC |  | 322 | 7 | Industrial NAICS Cogen | ST | WDS | WWW | SOCO | 697257 | 142765.53 | 2022
petroleum | FALSE | 54464 | Y | . | Riverwood International Macon Mill | Riverwood Intl USA Inc | 16024 | GA | SAT | SERC |  | 322 | 7 | Industrial NAICS Cogen | ST | WO | WOO | SOCO | 13637 | 2792.02 | 2022
natural gas combined cycle | TRUE | 54466 | Y | . | Orlando Cogen LP | Orlando CoGen Ltd LP | 14184 | FL | SAT | SERC |  | 22 | 3 | NAICS-22 Cogen | CS | NG | NG | FPC | 7857965 | 1020634 | 2022
hydro | TRUE | 54471 | N | . | Mascoma Hydro | Green Mountain Power Corp | 7601 | NH | NEW | NPCC |  | 22 | 1 | Electric Utility | HY | WAT | HYC | ISNE | 4395 | 1288 | 2022
natural gas steam turbine | FALSE | 54472 | Y | . | Simplot Phosphates | Simplot Phosphates LLC | 16968 | WY | MTN | WECC |  | 325311 | 7 | Industrial NAICS Cogen | ST | NG | NG | PACE | 50730 | 12402.659 | 2022
other | FALSE | 54472 | Y | . | Simplot Phosphates | Simplot Phosphates LLC | 16968 | WY | MTN | WECC |  | 325311 | 7 | Industrial NAICS Cogen | ST | OTH | OTH | PACE | 310416 | 75893.531 | 2022
natural gas combined cycle | TRUE | 54476 | Y | . | Sumas Power Plant | Puget Sound Energy Inc | 15500 | WA | PACC | WECC |  | 22 | 1 | Electric Utility | CA | NG | NG | PSEI | 0 | 142146 | 2022
natural gas combined cycle | TRUE | 54476 | Y | . | Sumas Power Plant | Puget Sound Energy Inc | 15500 | WA | PACC | WECC |  | 22 | 1 | Electric Utility | CT | NG | NG | PSEI | 3886726 | 316812 | 2022
natural gas peaker | FALSE | 54477 | Y | . | Oroville Cogeneration LP | Oroville Cogeneration LP | 14173 | CA | PACC | WECC |  | 324 | 7 | Industrial NAICS Cogen | IC | NG | NG | CISO | 1075 | 211 | 2022
natural gas peaker | FALSE | 54513 | N | . | WestRock (IL) | WestRock (IL) | 30038 | IL | ENC | RFC |  | 32213 | 6 | Industrial NAICS Non-Cogen | IC | NG | NG | PJM | 30 | 2 | 2022
hydro | TRUE | 54514 | N | . | Blind Canyon Hydro | Blind Canyon Aquaranch, Inc. | 1851 | ID | MTN | WECC |  | 22 | 2 | NAICS-22 Non-Cogen | HY | WAT | HYC | IPCO | 14110 | 4135 | 2022
petroleum | FALSE | 54517 | N | . | Sierra Pacific Sonora | Sierra Pacific Industries | 17164 | CA | PACC | WECC |  | 321 | 6 | Industrial NAICS Non-Cogen | ST | DFO | DFO | CISO | 58 | 1.618 | 2022
biomass | FALSE | 54517 | N | . | Sierra Pacific Sonora | Sierra Pacific Industries | 17164 | CA | PACC | WECC |  | 321 | 6 | Industrial NAICS Non-Cogen | ST | WDS | WWW | CISO | 1412388 | 39395.382 | 2022
natural gas peaker | FALSE | 54518 | Y | . | Formosa Plastics | Formosa Plastics Corp | 6564 | LA | WSC | SERC |  | 325211 | 7 | Industrial NAICS Cogen | GT | NG | NG | MISO | 1441534 | 240161 | 2022
natural gas steam turbine | FALSE | 54518 | Y | . | Formosa Plastics | Formosa Plastics Corp | 6564 | LA | WSC | SERC |  | 325211 | 7 | Industrial NAICS Cogen | ST | NG | NG | MISO | 461218 | 71483 | 2022
biomass | FALSE | 54520 | Y | . | Village Creek Water Reclamation Facility | Ft Worth City of | 6831 | TX | WSC | TRE |  | 22132 | 5 | Commercial NAICS Cogen | GT | LFG | MLG | ERCO | 0 | 0 | 2022
natural gas peaker | FALSE | 54520 | Y | . | Village Creek Water Reclamation Facility | Ft Worth City of | 6831 | TX | WSC | TRE |  | 22132 | 5 | Commercial NAICS Cogen | GT | NG | NG | ERCO | 299164 | 25300 | 2022
biomass | FALSE | 54520 | Y | . | Village Creek Water Reclamation Facility | Ft Worth City of | 6831 | TX | WSC | TRE |  | 22132 | 5 | Commercial NAICS Cogen | GT | OBG | ORW | ERCO | 0 | 0 | 2022
natural gas peaker | FALSE | 54520 | Y | . | Village Creek Water Reclamation Facility | Ft Worth City of | 6831 | TX | WSC | TRE |  | 22132 | 5 | Commercial NAICS Cogen | IC | NG | NG | ERCO | 0 | 0 | 2022
natural gas peaker | FALSE | 54523 | N | . | Hoffer Plastics | Hoffer Plastics | 8705 | IL | ENC | RFC |  | 326 | 6 | Industrial NAICS Non-Cogen | IC | NG | NG | PJM | 52704 | 4253 | 2022
hydro | TRUE | 54524 | N | . | Horseshoe Bend Hydroelectric Co | Horseshoe Bend Hydroelectric Co | 8862 | ID | MTN | WECC |  | 22 | 2 | NAICS-22 Non-Cogen | HY | WAT | HYC | IPCO | 134833 | 39517 | 2022
hydro | FALSE | 54525 | N | . | Kankakee Hydro Facility | Kankakee City of | 26003 | IL | ENC | RFC |  | 22132 | 4 | Commercial NAICS Non-Cogen | HY | WAT | HYC | PJM | 0 | 0 | 2022
hard coal | FALSE | 54533 | Y | . | Southern Minnesota Beet Sugar | Southern Minnesota Beet Sugar | 17604 | MN | WNC | MRO |  | 311 | 7 | Industrial NAICS Cogen | ST | BIT | COL | MISO | 0 | 0 | 2022
natural gas steam turbine | FALSE | 54533 | Y | . | Southern Minnesota Beet Sugar | Southern Minnesota Beet Sugar | 17604 | MN | WNC | MRO |  | 311 | 7 | Industrial NAICS Cogen | ST | NG | NG | MISO | 16097 | 4198.857 | 2022
petroleum | FALSE | 54533 | Y | . | Southern Minnesota Beet Sugar | Southern Minnesota Beet Sugar | 17604 | MN | WNC | MRO |  | 311 | 7 | Industrial NAICS Cogen | ST | RFO | RFO | MISO | 2889 | 753.927 | 2022
hard coal | FALSE | 54533 | Y | . | Southern Minnesota Beet Sugar | Southern Minnesota Beet Sugar | 17604 | MN | WNC | MRO |  | 311 | 7 | Industrial NAICS Cogen | ST | SUB | COL | MISO | 73012 | 19045.216 | 2022
biomass | TRUE | 54536 | N | . | Sumpter Energy Associates | EPP Renewable Energy | 57249 | MI | ENC | RFC |  | 22 | 2 | NAICS-22 Non-Cogen | IC | LFG | MLG | MISO | 845595 | 64292 | 2022
petroleum | TRUE | 54537 | Y | . | Ferndale Generating Station | Puget Sound Energy Inc | 15500 | WA | PACC | WECC |  | 22 | 1 | Electric Utility | CA | DFO | DFO | PSEI | 0 | 3473.256 | 2022
natural gas combined cycle | TRUE | 54537 | Y | . | Ferndale Generating Station | Puget Sound Energy Inc | 15500 | WA | PACC | WECC |  | 22 | 1 | Electric Utility | CA | NG | NG | PSEI | 626628 | 336364.74 | 2022
petroleum | TRUE | 54537 | Y | . | Ferndale Generating Station | Puget Sound Energy Inc | 15500 | WA | PACC | WECC |  | 22 | 1 | Electric Utility | CT | DFO | DFO | PSEI | 83432 | 7616.488 | 2022
natural gas combined cycle | TRUE | 54537 | Y | . | Ferndale Generating Station | Puget Sound Energy Inc | 15500 | WA | PACC | WECC |  | 22 | 1 | Electric Utility | CT | NG | NG | PSEI | 6686051 | 634179.51 | 2022
petroleum | TRUE | 54538 | N | . | Hartwell Energy Facility | Oglethorpe Power Corporation | 13994 | GA | SAT | SERC |  | 22 | 1 | Electric Utility | GT | DFO | DFO | SOCO | 106175 | 8478.367 | 2022
natural gas peaker | TRUE | 54538 | N | . | Hartwell Energy Facility | Oglethorpe Power Corporation | 13994 | GA | SAT | SERC |  | 22 | 1 | Electric Utility | GT | NG | NG | SOCO | 3531851 | 282028.63 | 2022
biomass | TRUE | 54539 | N | . | Venice Resources Gas Recovery | WM Renewable Energy LLC | 54842 | MI | ENC | RFC |  | 22 | 2 | NAICS-22 Non-Cogen | IC | LFG | MLG | MISO | 118912 | 9716 | 2022
natural gas peaker | FALSE | 54540 | N | . | Charter Dura-Bar | Wells Manufacturing Co | 20328 | IL | ENC | RFC |  | 331 | 6 | Industrial NAICS Non-Cogen | IC | NG | NG | PJM | 139441 | 8917.02 | 2022
natural gas combined cycle | TRUE | 54547 | Y | . | Sithe Independence Station | Sithe/Independence LLC | 17254 | NY | MAT | NPCC |  | 22 | 3 | NAICS-22 Cogen | CA | NG | NG | NYIS | 1220845 | 1352397.3 | 2022
natural gas combined cycle | TRUE | 54547 | Y | . | Sithe Independence Station | Sithe/Independence LLC | 17254 | NY | MAT | NPCC |  | 22 | 3 | NAICS-22 Cogen | CT | NG | NG | NYIS | 23695632 | 2331035.1 | 2022
hydro | TRUE | 54548 | N | . | Longfalls Facility | Ampersand Long Falls Hydro, LLC | 59827 | NY | MAT | NPCC |  | 22 | 2 | NAICS-22 Non-Cogen | HY | WAT | HYC | NYIS | 0 | 0 | 2022
natural gas combined cycle | FALSE | 54550 | Y | . | W&T Onshore Treating Facility (OTF) | W&T Offshore Inc | 57139 | AL | ESC | SERC |  | 211 | 7 | Industrial NAICS Cogen | CA | NG | NG | SOCO | 0 | 0 | 2022
natural gas combined cycle | FALSE | 54550 | Y | . | W&T Onshore Treating Facility (OTF) | W&T Offshore Inc | 57139 | AL | ESC | SERC |  | 211 | 7 | Industrial NAICS Cogen | CT | NG | NG | SOCO | 266021 | 57303 | 2022
hydro | TRUE | 54554 | N | . | Spicer Meadow Project | Northern California Power Agny | 40613 | CA | PACC | WECC |  | 22 | 1 | Electric Utility | HY | WAT | HYC | CISO | 33728 | 9885 | 2022
hydro | TRUE | 54555 | N | . | Collierville Powerhouse | Northern California Power Agny | 40613 | CA | PACC | WECC |  | 22 | 1 | Electric Utility | HY | WAT | HYC | CISO | 901307 | 264158 | 2022
natural gas peaker | FALSE | 54556 | Y | . | Ingredion Incorporated | Ingredion Inc - Illinois | 4222 | IL | ENC | RFC |  | 311 | 7 | Industrial NAICS Cogen | GT | NG | NG | PJM | 0 | 0 | 2022
hard coal | FALSE | 54556 | Y | . | Ingredion Incorporated | Ingredion Inc - Illinois | 4222 | IL | ENC | RFC |  | 311 | 7 | Industrial NAICS Cogen | ST | BIT | COL | PJM | 0 | 0 | 2022
natural gas steam turbine | FALSE | 54556 | Y | . | Ingredion Incorporated | Ingredion Inc - Illinois | 4222 | IL | ENC | RFC |  | 311 | 7 | Industrial NAICS Cogen | ST | NG | NG | PJM | 2463714 | 216622 | 2022
hydro | TRUE | 54558 | N | . | Hazelton B Hydro | Hazelton/Wilson Joint Venture | 8365 | ID | MTN | WECC |  | 22 | 2 | NAICS-22 Non-Cogen | HY | WAT | HYC | IPCO | 72071 | 21123 | 2022
biomass | FALSE | 54562 | Y | . | Longview Fibre | Longview Fibre Co | 11169 | WA | PACC | WECC |  | 32213 | 7 | Industrial NAICS Cogen | ST | BLQ | WWW | BPAT | 739723 | 130080.31 | 2022
natural gas steam turbine | FALSE | 54562 | Y | . | Longview Fibre | Longview Fibre Co | 11169 | WA | PACC | WECC |  | 32213 | 7 | Industrial NAICS Cogen | ST | NG | NG | BPAT | 274054 | 48192.261 | 2022
biomass | FALSE | 54562 | Y | . | Longview Fibre | Longview Fibre Co | 11169 | WA | PACC | WECC |  | 32213 | 7 | Industrial NAICS Cogen | ST | WDS | WWW | BPAT | 230905 | 40604.433 | 2022
petroleum | FALSE | 54566 | N | . | YKK USA Chestney | YKK USA Inc | 21116 | GA | SAT | SERC |  | 314 | 6 | Industrial NAICS Non-Cogen | IC | DFO | DFO | SOCO | 0 | 0 | 2022
biomass | TRUE | 54567 | N | . | MM Yolo Power | Yolo County Community Services Department | 61324 | CA | PACC | WECC |  | 22 | 2 | NAICS-22 Non-Cogen | IC | LFG | MLG | CISO | 237890 | 18187 | 2022
petroleum | FALSE | 54569 | Y | . | Bayville Central Facility | Ocean County Utilities Auth | 13943 | NJ | MAT | RFC |  | 22132 | 5 | Commercial NAICS Cogen | IC | DFO | DFO | PJM | 429 | 81.628 | 2022
natural gas peaker | FALSE | 54569 | Y | . | Bayville Central Facility | Ocean County Utilities Auth | 13943 | NJ | MAT | RFC |  | 22132 | 5 | Commercial NAICS Cogen | IC | NG | NG | PJM | 2060 | 390.51 | 2022
biomass | FALSE | 54569 | Y | . | Bayville Central Facility | Ocean County Utilities Auth | 13943 | NJ | MAT | RFC |  | 22132 | 5 | Commercial NAICS Cogen | IC | OBG | ORW | PJM | 18505 | 3508.862 | 2022
solar pv | FALSE | 54569 | Y | . | Bayville Central Facility | Ocean County Utilities Auth | 13943 | NJ | MAT | RFC |  | 22132 | 5 | Commercial NAICS Cogen | PV | SUN | SUN | PJM | 745 | 218 | 2022
hydro | TRUE | 54572 | N | . | Lochmere Hydroelectric Plant | Eagle Creek Renewable Energy, LLC | 57280 | NH | NEW | NPCC |  | 22 | 2 | NAICS-22 Non-Cogen | HY | WAT | HYC | ISNE | 12322 | 3612 | 2022
hydro | TRUE | 54573 | N | . | Wappinger Falls Hydroelectric | Windsor Machinery Co Inc | 54838 | NY | MAT | NPCC |  | 22 | 2 | NAICS-22 Non-Cogen | HY | WAT | HYC | NYIS | 24382 | 7146 | 2022
natural gas combined cycle | TRUE | 54574 | N | . | Saranac Facility | Saranac Power Partners LP | 16729 | NY | MAT | NPCC |  | 22 | 2 | NAICS-22 Non-Cogen | CA | NG | NG | NYIS | 64048 | 32720 | 2022
natural gas combined cycle | TRUE | 54574 | N | . | Saranac Facility | Saranac Power Partners LP | 16729 | NY | MAT | NPCC |  | 22 | 2 | NAICS-22 Non-Cogen | CT | NG | NG | NYIS | 816954 | 59898 | 2022
hydro | TRUE | 54580 | N | . | Curtis Palmer Hydroelectric | Palmer Hydroelectric | 24931 | NY | MAT | NPCC |  | 22 | 2 | NAICS-22 Non-Cogen | HY | WAT | HYC | NYIS | 1005820 | 294789 | 2022
petroleum | TRUE | 54586 | N | . | Tanner Street Generation | BT Generation Holdings, LLC | 65159 | MA | NEW | NPCC |  | 22 | 2 | NAICS-22 Non-Cogen | CA | DFO | DFO | ISNE | 0 | 45.529 | 2022
natural gas combined cycle | TRUE | 54586 | N | . | Tanner Street Generation | BT Generation Holdings, LLC | 65159 | MA | NEW | NPCC |  | 22 | 2 | NAICS-22 Non-Cogen | CA | NG | NG | ISNE | 14794 | 3893.471 | 2022
petroleum | TRUE | 54586 | N | . | Tanner Street Generation | BT Generation Holdings, LLC | 65159 | MA | NEW | NPCC |  | 22 | 2 | NAICS-22 Non-Cogen | CT | DFO | DFO | ISNE | 3248 | 264.605 | 2022
natural gas combined cycle | TRUE | 54586 | N | . | Tanner Street Generation | BT Generation Holdings, LLC | 65159 | MA | NEW | NPCC |  | 22 | 2 | NAICS-22 Non-Cogen | CT | NG | NG | ISNE | 225623 | 18419.395 | 2022
petroleum | TRUE | 54592 | N | . | Massena Energy Facility | Power City Partners LP | 15253 | NY | MAT | NPCC |  | 22 | 2 | NAICS-22 Non-Cogen | CA | DFO | DFO | NYIS | 0 | 0 | 2022
natural gas combined cycle | TRUE | 54592 | N | . | Massena Energy Facility | Power City Partners LP | 15253 | NY | MAT | NPCC |  | 22 | 2 | NAICS-22 Non-Cogen | CA | NG | NG | NYIS | 851 | 202 | 2022
biomass | TRUE | 54592 | N | . | Massena Energy Facility | Power City Partners LP | 15253 | NY | MAT | NPCC |  | 22 | 2 | NAICS-22 Non-Cogen | CA | OBL | ORW | NYIS | 0 | 0 | 2022
petroleum | TRUE | 54592 | N | . | Massena Energy Facility | Power City Partners LP | 15253 | NY | MAT | NPCC |  | 22 | 2 | NAICS-22 Non-Cogen | CT | DFO | DFO | NYIS | 0 | 0 | 2022
natural gas combined cycle | TRUE | 54592 | N | . | Massena Energy Facility | Power City Partners LP | 15253 | NY | MAT | NPCC |  | 22 | 2 | NAICS-22 Non-Cogen | CT | NG | NG | NYIS | 4145 | 345 | 2022
biomass | TRUE | 54592 | N | . | Massena Energy Facility | Power City Partners LP | 15253 | NY | MAT | NPCC |  | 22 | 2 | NAICS-22 Non-Cogen | CT | OBL | ORW | NYIS | 0 | 0 | 2022
petroleum | TRUE | 54592 | N | . | Massena Energy Facility | Power City Partners LP | 15253 | NY | MAT | NPCC |  | 22 | 2 | NAICS-22 Non-Cogen | IC | DFO | DFO | NYIS | 0 | 0 | 2022
natural gas combined cycle | TRUE | 54593 | N | . | Batavia Power Plant | Seneca Power Partners LP | 16839 | NY | MAT | NPCC |  | 22 | 2 | NAICS-22 Non-Cogen | CA | NG | NG | NYIS | 0 | 558 | 2022
natural gas combined cycle | TRUE | 54593 | N | . | Batavia Power Plant | Seneca Power Partners LP | 16839 | NY | MAT | NPCC |  | 22 | 2 | NAICS-22 Non-Cogen | CT | NG | NG | NYIS | 22652 | 1752 | 2022
petroleum | TRUE | 54593 | N | . | Batavia Power Plant | Seneca Power Partners LP | 16839 | NY | MAT | NPCC |  | 22 | 2 | NAICS-22 Non-Cogen | IC | DFO | DFO | NYIS | 0 | 0 | 2022
petroleum | FALSE | 54594 | N | . | University of Arizona - Biosphere 2 | University of Arizona - Biosphere 2 | 55994 | AZ | MTN | WECC |  | 561 | 4 | Commercial NAICS Non-Cogen | IC | DFO | DFO | WALC | 414 | 21.014 | 2022
natural gas peaker | FALSE | 54594 | N | . | University of Arizona - Biosphere 2 | University of Arizona - Biosphere 2 | 55994 | AZ | MTN | WECC |  | 561 | 4 | Commercial NAICS Non-Cogen | IC | NG | NG | WALC | 632 | 31.986 | 2022
petroleum | FALSE | 54604 | Y | . | Warner Lambert | University of Michigan NCampus Research | 56478 | MI | ENC | RFC |  | 561 | 5 | Commercial NAICS Cogen | GT | DFO | DFO | MISO | 0 | 0 | 2022
natural gas peaker | FALSE | 54604 | Y | . | Warner Lambert | University of Michigan NCampus Research | 56478 | MI | ENC | RFC |  | 561 | 5 | Commercial NAICS Cogen | GT | NG | NG | MISO | 91189 | 20846 | 2022
petroleum | FALSE | 54604 | Y | . | Warner Lambert | University of Michigan NCampus Research | 56478 | MI | ENC | RFC |  | 561 | 5 | Commercial NAICS Cogen | IC | DFO | DFO | MISO | 47 | 11 | 2022
petroleum | FALSE | 54605 | Y | . | Pratt & Whitney | United Technologies | 21621 | CT | NEW | NPCC |  | 336 | 7 | Industrial NAICS Cogen | GT | DFO | DFO | ISNE | 0 | 0 | 2022
petroleum | FALSE | 54605 | Y | . | Pratt & Whitney | United Technologies | 21621 | CT | NEW | NPCC |  | 336 | 7 | Industrial NAICS Cogen | GT | JF | WOO | ISNE | 0 | 0 | 2022
natural gas peaker | FALSE | 54605 | Y | . | Pratt & Whitney | United Technologies | 21621 | CT | NEW | NPCC |  | 336 | 7 | Industrial NAICS Cogen | GT | NG | NG | ISNE | 337064 | 68530 | 2022
hard coal | FALSE | 54618 | Y | . | Ingredion Winston Salem | Ingredion Inc - Winston Salem | 4417 | NC | SAT | SERC |  | 311 | 7 | Industrial NAICS Cogen | ST | BIT | COL | DUK | 9317 | 1965.792 | 2022
natural gas steam turbine | FALSE | 54618 | Y | . | Ingredion Winston Salem | Ingredion Inc - Winston Salem | 4417 | NC | SAT | SERC |  | 311 | 7 | Industrial NAICS Cogen | ST | NG | NG | DUK | 9557 | 2016.304 | 2022
biomass | FALSE | 54618 | Y | . | Ingredion Winston Salem | Ingredion Inc - Winston Salem | 4417 | NC | SAT | SERC |  | 311 | 7 | Industrial NAICS Cogen | ST | WDS | WWW | DUK | 173097 | 36526.904 | 2022
natural gas steam turbine | TRUE | 54620 | N | . | NE Renewable Fitchburg, LLC | NE Renewable Fitchburg, LLC | 65545 | MA | NEW | NPCC |  | 22 | 2 | NAICS-22 Non-Cogen | ST | NG | NG | ISNE | 25038 | 1275.2 | 2022
biomass | TRUE | 54620 | N | . | NE Renewable Fitchburg, LLC | NE Renewable Fitchburg, LLC | 65545 | MA | NEW | NPCC |  | 22 | 2 | NAICS-22 Non-Cogen | ST | WDS | WWW | ISNE | 877293 | 45030.8 | 2022
biomass | FALSE | 54623 | Y | . | Central District Wastewater Treat Plant | Miami Dade Water & Sewer Dept | 12411 | FL | SAT | SERC |  | 22132 | 5 | Commercial NAICS Cogen | IC | OBG | ORW | FPL | 0 | 0 | 2022
biomass | FALSE | 54624 | Y | . | South District Wastewater Treatment Plt | Miami Dade Water & Sewer Dept | 12411 | FL | SAT | SERC |  | 22132 | 5 | Commercial NAICS Cogen | IC | LFG | MLG | FPL | 0 | 0 | 2022
natural gas peaker | FALSE | 54624 | Y | . | South District Wastewater Treatment Plt | Miami Dade Water & Sewer Dept | 12411 | FL | SAT | SERC |  | 22132 | 5 | Commercial NAICS Cogen | IC | NG | NG | FPL | 60158 | 9873.435 | 2022
biomass | FALSE | 54624 | Y | . | South District Wastewater Treatment Plt | Miami Dade Water & Sewer Dept | 12411 | FL | SAT | SERC |  | 22132 | 5 | Commercial NAICS Cogen | IC | OBG | ORW | FPL | 73220 | 12017.565 | 2022
petroleum | FALSE | 54625 | N | . | Covanta Plymouth Renewable Energy | Covanta Plymouth Renewable Energy L P | 56646 | PA | MAT | RFC |  | 562212 | 4 | Commercial NAICS Non-Cogen | ST | DFO | DFO | PJM | 41774 | 2236.659 | 2022
municipal solid waste | FALSE | 54625 | N | . | Covanta Plymouth Renewable Energy | Covanta Plymouth Renewable Energy L P | 56646 | PA | MAT | RFC |  | 562212 | 4 | Commercial NAICS Non-Cogen | ST | MSB | MLG | PJM | 1610285 | 87652.436 | 2022
municipal solid waste | FALSE | 54625 | N | . | Covanta Plymouth Renewable Energy | Covanta Plymouth Renewable Energy L P | 56646 | PA | MAT | RFC |  | 562212 | 4 | Commercial NAICS Non-Cogen | ST | MSN | OTH | PJM | 1968164 | 107132.91 | 2022
hard coal | TRUE | 54626 | Y | . | Mt Poso Cogeneration | Mt Poso Cogeneration Co | 13060 | CA | PACC | WECC |  | 22 | 3 | NAICS-22 Cogen | ST | BIT | COL | CISO | 0 | 0 | 2022
natural gas steam turbine | TRUE | 54626 | Y | . | Mt Poso Cogeneration | Mt Poso Cogeneration Co | 13060 | CA | PACC | WECC |  | 22 | 3 | NAICS-22 Cogen | ST | NG | NG | CISO | 12642 | 796.714 | 2022
petroleum | TRUE | 54626 | Y | . | Mt Poso Cogeneration | Mt Poso Cogeneration Co | 13060 | CA | PACC | WECC |  | 22 | 3 | NAICS-22 Cogen | ST | PC | PC | CISO | 0 | 0 | 2022
biomass | TRUE | 54626 | Y | . | Mt Poso Cogeneration | Mt Poso Cogeneration Co | 13060 | CA | PACC | WECC |  | 22 | 3 | NAICS-22 Cogen | ST | WDS | WWW | CISO | 2326315 | 147995.29 | 2022
biomass | TRUE | 54627 | Y | . | Okeelanta Cogeneration | New Hope Power Company | 13492 | FL | SAT | SERC |  | 22 | 3 | NAICS-22 Cogen | ST | AB | ORW | FPL | 935904 | 65224.313 | 2022
petroleum | TRUE | 54627 | Y | . | Okeelanta Cogeneration | New Hope Power Company | 13492 | FL | SAT | SERC |  | 22 | 3 | NAICS-22 Cogen | ST | DFO | DFO | FPL | 0 | 0 | 2022
natural gas steam turbine | TRUE | 54627 | Y | . | Okeelanta Cogeneration | New Hope Power Company | 13492 | FL | SAT | SERC |  | 22 | 3 | NAICS-22 Cogen | ST | NG | NG | FPL | 59448 | 3867.687 | 2022
biomass | TRUE | 54627 | Y | . | Okeelanta Cogeneration | New Hope Power Company | 13492 | FL | SAT | SERC |  | 22 | 3 | NAICS-22 Cogen | ST | WDS | WWW | FPL | 0 | 0 | 2022
natural gas peaker | FALSE | 54628 | Y | . | Phelps Dodge Refining | Phelps Dodge Refining Corp | 14925 | TX | WSC | WECC |  | 2122 | 7 | Industrial NAICS Cogen | GT | NG | NG | EPE | 234439 | 47135.06 | 2022
natural gas peaker | FALSE | 54630 | Y | . | American Gypsum Cogeneration | Eagle Materials Co LLC | 54839 | CO | MTN | WECC |  | 32213 | 7 | Industrial NAICS Cogen | GT | NG | NG | PSCO | 421574 | 23776 | 2022
petroleum | FALSE | 54630 | Y | . | American Gypsum Cogeneration | Eagle Materials Co LLC | 54839 | CO | MTN | WECC |  | 32213 | 7 | Industrial NAICS Cogen | IC | DFO | DFO | PSCO | 261 | 24 | 2022
petroleum | TRUE | 54634 | Y | . | St Nicholas Cogen Project | Schuylkill Energy Resource Inc | 16793 | PA | MAT | RFC |  | 22 | 3 | NAICS-22 Cogen | ST | DFO | DFO | PJM | 62155 | 4078.37 | 2022
hard coal | TRUE | 54634 | Y | . | St Nicholas Cogen Project | Schuylkill Energy Resource Inc | 16793 | PA | MAT | RFC |  | 22 | 3 | NAICS-22 Cogen | ST | WC | WOC | PJM | 9540609 | 627239.63 | 2022
natural gas peaker | FALSE | 54637 | Y | . | JCO Oxides Olefins Plant | Indorama Ventures | 30052 | TX | WSC | SERC |  | 324 | 7 | Industrial NAICS Cogen | GT | NG | NG | MISO | 2394858 | 582571 | 2022
hard coal | FALSE | 54638 | Y | . | Johnsonburg Mill | Domtar LLC | 56137 | PA | MAT | RFC |  | 322 | 7 | Industrial NAICS Cogen | ST | BIT | COL | PJM | 0 | 0 | 2022
biomass | FALSE | 54638 | Y | . | Johnsonburg Mill | Domtar LLC | 56137 | PA | MAT | RFC |  | 322 | 7 | Industrial NAICS Cogen | ST | BLQ | WWW | PJM | 520408 | 83945.741 | 2022
petroleum | FALSE | 54638 | Y | . | Johnsonburg Mill | Domtar LLC | 56137 | PA | MAT | RFC |  | 322 | 7 | Industrial NAICS Cogen | ST | DFO | DFO | PJM | 0 | 0 | 2022
natural gas steam turbine | FALSE | 54638 | Y | . | Johnsonburg Mill | Domtar LLC | 56137 | PA | MAT | RFC |  | 322 | 7 | Industrial NAICS Cogen | ST | NG | NG | PJM | 399283 | 64457.259 | 2022
hydro | TRUE | 54639 | N | . | Berlin Gorham | Great Lakes Hydro America LLC | 7595 | NH | NEW | NPCC |  | 22 | 2 | NAICS-22 Non-Cogen | HY | WAT | HYC | ISNE | 468633 | 137349 | 2022
petroleum | TRUE | 54640 | N | . | NAEA Lakewood LLC | Essential Power Operating Company, LLC | 60789 | NJ | MAT | RFC |  | 22 | 2 | NAICS-22 Non-Cogen | CA | DFO | DFO | PJM | 83127 | 3498.967 | 2022
natural gas combined cycle | TRUE | 54640 | N | . | NAEA Lakewood LLC | Essential Power Operating Company, LLC | 60789 | NJ | MAT | RFC |  | 22 | 2 | NAICS-22 Non-Cogen | CA | NG | NG | PJM | 0 | 125409.03 | 2022
petroleum | TRUE | 54640 | N | . | NAEA Lakewood LLC | Essential Power Operating Company, LLC | 60789 | NJ | MAT | RFC |  | 22 | 2 | NAICS-22 Non-Cogen | CT | DFO | DFO | PJM | 17876 | 4023.4 | 2022
natural gas combined cycle | TRUE | 54640 | N | . | NAEA Lakewood LLC | Essential Power Operating Company, LLC | 60789 | NJ | MAT | RFC |  | 22 | 2 | NAICS-22 Non-Cogen | CT | NG | NG | PJM | 3059321 | 246627.6 | 2022
petroleum | TRUE | 54646 | Y | . | Kalaeloa Cogen Plant | Kalaeloa Partners LP | 9989 | HI | PACN |  |  | 22 | 3 | NAICS-22 Cogen | CA | DFO | DFO |  | 14712 | 1808.774 | 2022
petroleum | TRUE | 54646 | Y | . | Kalaeloa Cogen Plant | Kalaeloa Partners LP | 9989 | HI | PACN |  |  | 22 | 3 | NAICS-22 Cogen | CA | RFO | RFO |  | 0 | 265792.23 | 2022
petroleum | TRUE | 54646 | Y | . | Kalaeloa Cogen Plant | Kalaeloa Partners LP | 9989 | HI | PACN |  |  | 22 | 3 | NAICS-22 Cogen | CT | DFO | DFO |  | 0 | 0 | 2022
petroleum | TRUE | 54646 | Y | . | Kalaeloa Cogen Plant | Kalaeloa Partners LP | 9989 | HI | PACN |  |  | 22 | 3 | NAICS-22 Cogen | CT | RFO | RFO |  | 9894244 | 952388 | 2022
onshore wind | TRUE | 54647 | N | . | TPC Windfarms LLC | Terra-Gen Operating Co-Wind | 2770 | CA | PACC | WECC |  | 22 | 2 | NAICS-22 Non-Cogen | WT | WND | WND | CISO | 163432 | 47899 | 2022
hydro | TRUE | 54654 | N | . | Kekawaka Power House | Eagle Creek Renewable Energy, LLC | 57280 | CA | PACC | WECC |  | 22 | 2 | NAICS-22 Non-Cogen | HY | WAT | HYC | CISO | 28961 | 8488 | 2022
hydro | TRUE | 54655 | N | . | Schoolfield Dam | Eagle Creek Renewable Energy, LLC | 57280 | VA | SAT | SERC |  | 22 | 2 | NAICS-22 Non-Cogen | HY | WAT | HYC | PJM | 45839 | 13435 | 2022
hard coal | FALSE | 54656 | Y | . | International Paper Riegelwood Mill | International Paper Co-Riegelwood | 9210 | NC | SAT | SERC |  | 32213 | 7 | Industrial NAICS Cogen | ST | ANT | COL | CPLE | 0 | 0 | 2022
hard coal | FALSE | 54656 | Y | . | International Paper Riegelwood Mill | International Paper Co-Riegelwood | 9210 | NC | SAT | SERC |  | 32213 | 7 | Industrial NAICS Cogen | ST | BIT | COL | CPLE | 0 | 0 | 2022
biomass | FALSE | 54656 | Y | . | International Paper Riegelwood Mill | International Paper Co-Riegelwood | 9210 | NC | SAT | SERC |  | 32213 | 7 | Industrial NAICS Cogen | ST | BLQ | WWW | CPLE | 1995130 | 332254.43 | 2022
natural gas steam turbine | FALSE | 54656 | Y | . | International Paper Riegelwood Mill | International Paper Co-Riegelwood | 9210 | NC | SAT | SERC |  | 32213 | 7 | Industrial NAICS Cogen | ST | NG | NG | CPLE | 315021 | 52461.601 | 2022
petroleum | FALSE | 54656 | Y | . | International Paper Riegelwood Mill | International Paper Co-Riegelwood | 9210 | NC | SAT | SERC |  | 32213 | 7 | Industrial NAICS Cogen | ST | RFO | RFO | CPLE | 0 | 0 | 2022
biomass | FALSE | 54656 | Y | . | International Paper Riegelwood Mill | International Paper Co-Riegelwood | 9210 | NC | SAT | SERC |  | 32213 | 7 | Industrial NAICS Cogen | ST | SLW | ORW | CPLE | 0 | 0 | 2022
biomass | FALSE | 54656 | Y | . | International Paper Riegelwood Mill | International Paper Co-Riegelwood | 9210 | NC | SAT | SERC |  | 32213 | 7 | Industrial NAICS Cogen | ST | WDS | WWW | CPLE | 0 | 0 | 2022
biomass | TRUE | 54661 | N | . | Pheasant Run Landfill Gas Recovery | WM Renewable Energy LLC | 54842 | WI | ENC | RFC |  | 22 | 2 | NAICS-22 Non-Cogen | IC | LFG | MLG | MISO | 481726 | 39739 | 2022
biomass | TRUE | 54662 | N | . | Woodland Landfill Gas Recovery | WM Illinois Renewable Energy LLC | 54843 | IL | ENC | RFC |  | 22 | 2 | NAICS-22 Non-Cogen | IC | LFG | MLG | PJM | 212398 | 19015 | 2022
biomass | TRUE | 54663 | N | . | Turnkey Landfill Gas Recovery | WM Renewable Energy LLC | 54842 | NH | NEW | NPCC |  | 22 | 2 | NAICS-22 Non-Cogen | GT | LFG | MLG | ISNE | 665953 | 33578 | 2022
biomass | TRUE | 54663 | N | . | Turnkey Landfill Gas Recovery | WM Renewable Energy LLC | 54842 | NH | NEW | NPCC |  | 22 | 2 | NAICS-22 Non-Cogen | IC | LFG | MLG | ISNE | 128787 | 9761 | 2022
geothermal | TRUE | 54665 | N | . | Steamboat II | Steamboat Development Corp | 18031 | NV | MTN | WECC |  | 22 | 2 | NAICS-22 Non-Cogen | BT | GEO | GEO | NEVP | 150433 | 44090 | 2022
geothermal | TRUE | 54666 | N | . | Steamboat III | Steamboat Development Corp | 18031 | NV | MTN | WECC |  | 22 | 2 | NAICS-22 Non-Cogen | BT | GEO | GEO | NEVP | 150485 | 44104 | 2022
natural gas combined cycle | FALSE | 54667 | N | . | Chino Mines | FreePort-McMoRan-Corp-Chino Mines | 3670 | NM | MTN | WECC |  | 2122 | 6 | Industrial NAICS Non-Cogen | CA | NG | NG | PNM | 0 | 0 | 2022
natural gas combined cycle | FALSE | 54667 | N | . | Chino Mines | FreePort-McMoRan-Corp-Chino Mines | 3670 | NM | MTN | WECC |  | 2122 | 6 | Industrial NAICS Non-Cogen | CT | NG | NG | PNM | 228300 | 18869 | 2022
hydro | TRUE | 54668 | N | . | Falls River Hydro | Marysville Hydro Partners | 11782 | ID | MTN | WECC |  | 22 | 2 | NAICS-22 Non-Cogen | HY | WAT | HYC | BPAT | 132355 | 38791 | 2022
hydro | TRUE | 54674 | N | . | Ford Hydro LP | Ford Hydro Ltd Partnership | 6527 | ID | MTN | WECC |  | 22 | 2 | NAICS-22 Non-Cogen | HY | WAT | HYC | AVA | 6005 | 1760 | 2022
hydro | FALSE | 54675 | N | . | Spartanburg Water System | Spartanburg Commissioners PW | 17664 | SC | SAT | SERC |  | 483 | 4 | Commercial NAICS Non-Cogen | HY | WAT | HYC | DUK | 2378 | 697 | 2022
petroleum | FALSE | 54675 | N | . | Spartanburg Water System | Spartanburg Commissioners PW | 17664 | SC | SAT | SERC |  | 483 | 4 | Commercial NAICS Non-Cogen | IC | DFO | DFO | DUK | 869 | 90 | 2022
natural gas combined cycle | TRUE | 54676 | Y | . | Oyster Creek Unit VIII | Dow Chemical Company-Oyster Creek VIII | 5374 | TX | WSC | TRE |  | 22 | 3 | NAICS-22 Cogen | CA | NG | NG | ERCO | 3548995 | 942280.47 | 2022
other | TRUE | 54676 | Y | . | Oyster Creek Unit VIII | Dow Chemical Company-Oyster Creek VIII | 5374 | TX | WSC | TRE |  | 22 | 3 | NAICS-22 Cogen | CA | OG | OOG | ERCO | 11498 | 1886.797 | 2022
natural gas combined cycle | TRUE | 54676 | Y | . | Oyster Creek Unit VIII | Dow Chemical Company-Oyster Creek VIII | 5374 | TX | WSC | TRE |  | 22 | 3 | NAICS-22 Cogen | CT | NG | NG | ERCO | 13435459 | 1768944 | 2022
other | TRUE | 54676 | Y | . | Oyster Creek Unit VIII | Dow Chemical Company-Oyster Creek VIII | 5374 | TX | WSC | TRE |  | 22 | 3 | NAICS-22 Cogen | CT | OG | OOG | ERCO | 0 | 0 | 2022
natural gas steam turbine | FALSE | 54677 | Y | . | CII Carbon LLC | CII Carbon LLC | 4660 | LA | WSC | SERC |  | 325 | 7 | Industrial NAICS Cogen | ST | NG | NG | MISO | 0 | 0 | 2022
petroleum | FALSE | 54677 | Y | . | CII Carbon LLC | CII Carbon LLC | 4660 | LA | WSC | SERC |  | 325 | 7 | Industrial NAICS Cogen | ST | PC | PC | MISO | 0 | 0 | 2022
other | FALSE | 54677 | Y | . | CII Carbon LLC | CII Carbon LLC | 4660 | LA | WSC | SERC |  | 325 | 7 | Industrial NAICS Cogen | ST | WH | OTH | MISO | 142491 | 41762 | 2022
hydro | TRUE | 54678 | N | . | Sidney A Murray Jr Hydroelectric | First National Bank-Commerce | 6371 | LA | WSC | SERC |  | 22 | 2 | NAICS-22 Non-Cogen | HY | WAT | HYC | MISO | 3125617 | 916066 | 2022
hydro | TRUE | 54679 | N | . | Boulder City Lakewood Hydro | Boulder City of | 1994 | CO | MTN | WECC |  | 22 | 2 | NAICS-22 Non-Cogen | HY | WAT | HYC | PSCO | 27776 | 8141 | 2022
hydro | TRUE | 54680 | N | . | Boulder City Betasso Hydro Plant | Boulder City of | 1994 | CO | MTN | WECC |  | 22 | 2 | NAICS-22 Non-Cogen | HY | WAT | HYC | PSCO | 27776 | 8141 | 2022
onshore wind | TRUE | 54686 | N | . | Difwind Farms Ltd VI | Terra-Gen Operating Co-Wind | 2770 | CA | PACC | WECC |  | 22 | 2 | NAICS-22 Non-Cogen | WT | WND | WND | CISO | 76746 | 22493 | 2022
hydro | TRUE | 54688 | N | . | Thundermist Hydro | City of Woonsocket | 42890 | RI | NEW | NPCC |  | 22 | 2 | NAICS-22 Non-Cogen | HY | WAT | HYC | ISNE | 14557 | 4266 | 2022
geothermal | TRUE | 54689 | N | . | Heber Geothermal | ORCAL Geothermal, Inc | 49748 | CA | PACC | WECC |  | 22 | 2 | NAICS-22 Non-Cogen | BT | GEO | GEO | IID | 451693 | 132384 | 2022
geothermal | TRUE | 54689 | N | . | Heber Geothermal | ORCAL Geothermal, Inc | 49748 | CA | PACC | WECC |  | 22 | 2 | NAICS-22 Non-Cogen | ST | GEO | GEO | IID | 44184 | 12950 | 2022
hard coal | FALSE | 54690 | Y | . | Amalgamated Sugar LLC Nampa | Amalgamated Sugar Co-Nampa | 24206 | ID | MTN | WECC |  | 311 | 7 | Industrial NAICS Cogen | ST | BIT | COL | IPCO | 0 | 0 | 2022
natural gas steam turbine | FALSE | 54690 | Y | . | Amalgamated Sugar LLC Nampa | Amalgamated Sugar Co-Nampa | 24206 | ID | MTN | WECC |  | 311 | 7 | Industrial NAICS Cogen | ST | NG | NG | IPCO | 190290 | 41828 | 2022
hard coal | FALSE | 54690 | Y | . | Amalgamated Sugar LLC Nampa | Amalgamated Sugar Co-Nampa | 24206 | ID | MTN | WECC |  | 311 | 7 | Industrial NAICS Cogen | ST | SUB | COL | IPCO | 0 | 0 | 2022
hydro | TRUE | 54691 | N | . | Lower Beaver Falls Project | Eagle Creek Renewable Energy, LLC | 57280 | NY | MAT | NPCC |  | 22 | 2 | NAICS-22 Non-Cogen | HY | WAT | HYC | NYIS | 15541 | 4555 | 2022
petroleum | TRUE | 54694 | Y | . | Yuma Cogeneration Associates | Falcon Power Operating Company | 49919 | AZ | MTN | WECC |  | 22 | 3 | NAICS-22 Cogen | CA | DFO | DFO | AZPS | 0 | 0 | 2022
natural gas combined cycle | TRUE | 54694 | Y | . | Yuma Cogeneration Associates | Falcon Power Operating Company | 49919 | AZ | MTN | WECC |  | 22 | 3 | NAICS-22 Cogen | CA | NG | NG | AZPS | 18095 | 15283 | 2022
petroleum | TRUE | 54694 | Y | . | Yuma Cogeneration Associates | Falcon Power Operating Company | 49919 | AZ | MTN | WECC |  | 22 | 3 | NAICS-22 Cogen | CT | DFO | DFO | AZPS | 0 | 0 | 2022
natural gas combined cycle | TRUE | 54694 | Y | . | Yuma Cogeneration Associates | Falcon Power Operating Company | 49919 | AZ | MTN | WECC |  | 22 | 3 | NAICS-22 Cogen | CT | NG | NG | AZPS | 360039 | 31896 | 2022
biomass | TRUE | 54700 | N | . | Metro Methane Recovery Facility | WM Renewable Energy LLC | 54842 | IA | WNC | MRO |  | 22 | 2 | NAICS-22 Non-Cogen | IC | LFG | MLG | MISO | 965890 | 84172 | 2022
petroleum | TRUE | 54710 | N | . | Alliant SBD 9205 A Y McDonald | Industrial Energy Applications Inc | 361 | IA | WNC | MRO |  | 22 | 2 | NAICS-22 Non-Cogen | IC | DFO | DFO | MISO | 244 | 15.68 | 2022
petroleum | TRUE | 54712 | N | . | Alliant SBD 9201 Norplex | Industrial Energy Applications Inc | 361 | IA | WNC | MRO |  | 22 | 2 | NAICS-22 Non-Cogen | IC | DFO | DFO | MISO | 1388 | 94.08 | 2022
petroleum | TRUE | 54715 | N | . | Alliant SBD 9107 JBS USA | Industrial Energy Applications Inc | 361 | IA | WNC | MRO |  | 22 | 2 | NAICS-22 Non-Cogen | IC | DFO | DFO | MISO | 822 | 52.92 | 2022
petroleum | TRUE | 54716 | N | . | Alliant SBD 8602 Marion Sub | Industrial Energy Applications Inc | 361 | IA | WNC | MRO |  | 22 | 2 | NAICS-22 Non-Cogen | IC | DFO | DFO | MISO | 447 | 29.4 | 2022
petroleum | TRUE | 54717 | N | . | Alliant SBD 9106 Rockwell CR | Industrial Energy Applications Inc | 361 | IA | WNC | MRO |  | 22 | 2 | NAICS-22 Non-Cogen | IC | DFO | DFO | MISO | 3329 | 217.56 | 2022
petroleum | TRUE | 54718 | N | . | Alliant SBD 9206 Donaldson | Industrial Energy Applications Inc | 361 | IA | WNC | MRO |  | 22 | 2 | NAICS-22 Non-Cogen | IC | DFO | DFO | MISO | 96 | 5.88 | 2022
petroleum | TRUE | 54719 | N | . | Alliant SBD 9203 Profol | American Profol Incorporated | 56189 | IA | WNC | MRO |  | 22 | 2 | NAICS-22 Non-Cogen | IC | DFO | DFO | MISO | 1700 | 153.84 | 2022
petroleum | TRUE | 54720 | N | . | Alliant SBD 8601 Quad Graphics | Industrial Energy Applications Inc | 361 | IA | WNC | MRO |  | 22 | 2 | NAICS-22 Non-Cogen | IC | DFO | DFO | MISO | 0 | 0 | 2022
hydro | TRUE | 54721 | N | . | Warm Springs Power Enterprises | Warm Springs Power Enterprises | 20100 | OR | PACC | WECC |  | 22 | 2 | NAICS-22 Non-Cogen | HY | WAT | HYC | PACW | 201540 | 59068 | 2022
biomass | TRUE | 54723 | N | . | I 95 Landfill Phase II | EPP Renewable Energy | 57249 | VA | SAT | SERC |  | 22 | 2 | NAICS-22 Non-Cogen | IC | LFG | MLG | PJM | 319218 | 22773 | 2022
geothermal | TRUE | 54724 | N | . | Ormesa II | Ormat Nevada Inc | 34691 | CA | PACC | WECC |  | 22 | 2 | NAICS-22 Non-Cogen | BT | GEO | GEO | IID | 0 | 0 | 2022
geothermal | TRUE | 54724 | N | . | Ormesa II | Ormat Nevada Inc | 34691 | CA | PACC | WECC |  | 22 | 2 | NAICS-22 Non-Cogen | ST | GEO | GEO | IID | 337120 | 98804 | 2022
hydro | TRUE | 54729 | N | . | Taylor Draw Hydroelectric Facility | Rio Blanco Water Conserv Dist | 16070 | CO | MTN | WECC |  | 22 | 2 | NAICS-22 Non-Cogen | HY | WAT | HYC | WACM | 16032 | 4699 | 2022
petroleum | FALSE | 54731 | N | . | Hendricks Regional Health | Hendricks Regional Health | 8453 | IN | ENC | RFC |  | 622 | 4 | Commercial NAICS Non-Cogen | IC | DFO | DFO | MISO | 409 | 12 | 2022
natural gas peaker | FALSE | 54731 | N | . | Hendricks Regional Health | Hendricks Regional Health | 8453 | IN | ENC | RFC |  | 622 | 4 | Commercial NAICS Non-Cogen | IC | NG | NG | MISO | 0 | 0 | 2022
petroleum | FALSE | 54734 | N | . | Freeport McMoRan | Freeport McMoRan Inc | 14989 | NM | MTN | WECC |  | 2122 | 6 | Industrial NAICS Non-Cogen | IC | DFO | DFO | PNM | 0 | 0 | 2022
natural gas peaker | FALSE | 54734 | N | . | Freeport McMoRan | Freeport McMoRan Inc | 14989 | NM | MTN | WECC |  | 2122 | 6 | Industrial NAICS Non-Cogen | IC | NG | NG | PNM | 0 | 0 | 2022
petroleum | TRUE | 54735 | N | . | Alliant SBD 9301 Prairie Farms | Industrial Energy Applications Inc | 361 | IA | WNC | MRO |  | 22 | 2 | NAICS-22 Non-Cogen | IC | DFO | DFO | MISO | 547 | 36.26 | 2022
municipal solid waste | TRUE | 54746 | N | . | Wheelabrator Falls | Wheelabrator Environmental Systems | 20541 | PA | MAT | RFC |  | 22 | 2 | NAICS-22 Non-Cogen | ST | MSB | MLG | PJM | 1984517 | 116753.77 | 2022
municipal solid waste | TRUE | 54746 | N | . | Wheelabrator Falls | Wheelabrator Environmental Systems | 20541 | PA | MAT | RFC |  | 22 | 2 | NAICS-22 Non-Cogen | ST | MSN | OTH | PJM | 2425589 | 142703.23 | 2022
natural gas steam turbine | TRUE | 54746 | N | . | Wheelabrator Falls | Wheelabrator Environmental Systems | 20541 | PA | MAT | RFC |  | 22 | 2 | NAICS-22 Non-Cogen | ST | NG | NG | PJM | 0 | 0 | 2022
natural gas peaker | FALSE | 54748 | Y | . | Port Neches Plant | Air Liquide Large Industries U S LP | 327 | TX | WSC | SERC |  | 325 | 7 | Industrial NAICS Cogen | GT | NG | NG | MISO | 0 | 0 | 2022
natural gas combined cycle | TRUE | 54749 | Y | . | Goal Line LP | Goal Line LP | 22269 | CA | PACC | WECC |  | 22 | 3 | NAICS-22 Cogen | CA | NG | NG | CISO | 0 | 2015 | 2022
natural gas combined cycle | TRUE | 54749 | Y | . | Goal Line LP | Goal Line LP | 22269 | CA | PACC | WECC |  | 22 | 3 | NAICS-22 Cogen | CT | NG | NG | CISO | 83262 | 8786 | 2022
onshore wind | TRUE | 54750 | N | . | Coram Tehachapi | Nextera Energy Resources | 64260 | CA | PACC | WECC |  | 22 | 2 | NAICS-22 Non-Cogen | WT | WND | WND | CISO | 10470 | 3069 | 2022
natural gas steam turbine | TRUE | 54751 | N | . | Genesee Power Station LP | CMS Generation Operating LLC | 3836 | MI | ENC | RFC |  | 22 | 2 | NAICS-22 Non-Cogen | ST | NG | NG | MISO | 1634 | 90.026 | 2022
other | TRUE | 54751 | N | . | Genesee Power Station LP | CMS Generation Operating LLC | 3836 | MI | ENC | RFC |  | 22 | 2 | NAICS-22 Non-Cogen | ST | TDF | OTH | MISO | 112722 | 6654.911 | 2022
biomass | TRUE | 54751 | N | . | Genesee Power Station LP | CMS Generation Operating LLC | 3836 | MI | ENC | RFC |  | 22 | 2 | NAICS-22 Non-Cogen | ST | WDS | WWW | MISO | 2625008 | 155790.06 | 2022
hard coal | FALSE | 54752 | Y | . | International Paper Pine Hill Mill | International Paper Co. | 56291 | AL | ESC | SERC |  | 32213 | 7 | Industrial NAICS Cogen | ST | BIT | COL | SOCO | 0 | 0 | 2022
biomass | FALSE | 54752 | Y | . | International Paper Pine Hill Mill | International Paper Co. | 56291 | AL | ESC | SERC |  | 32213 | 7 | Industrial NAICS Cogen | ST | BLQ | WWW | SOCO | 1582744 | 233516.72 | 2022
petroleum | FALSE | 54752 | Y | . | International Paper Pine Hill Mill | International Paper Co. | 56291 | AL | ESC | SERC |  | 32213 | 7 | Industrial NAICS Cogen | ST | DFO | DFO | SOCO | 0 | 0 | 2022
natural gas steam turbine | FALSE | 54752 | Y | . | International Paper Pine Hill Mill | International Paper Co. | 56291 | AL | ESC | SERC |  | 32213 | 7 | Industrial NAICS Cogen | ST | NG | NG | SOCO | 485 | 71.59 | 2022
petroleum | FALSE | 54752 | Y | . | International Paper Pine Hill Mill | International Paper Co. | 56291 | AL | ESC | SERC |  | 32213 | 7 | Industrial NAICS Cogen | ST | RFO | RFO | SOCO | 14408 | 2125.606 | 2022
biomass | FALSE | 54752 | Y | . | International Paper Pine Hill Mill | International Paper Co. | 56291 | AL | ESC | SERC |  | 32213 | 7 | Industrial NAICS Cogen | ST | WDS | WWW | SOCO | 1297517 | 191434.09 | 2022
hydro | TRUE | 54753 | N | . | Lateral 10 Ventures | Lateral 10 Ventures | 10723 | ID | MTN | WECC |  | 22 | 2 | NAICS-22 Non-Cogen | HY | WAT | HYC | IPCO | 14215 | 4166 | 2022
biomass | TRUE | 54756 | N | . | Coopersville | EDL Inc | 55858 | MI | ENC | RFC |  | 22 | 2 | NAICS-22 Non-Cogen | IC | LFG | MLG | MISO | 434908 | 36657 | 2022
biomass | TRUE | 54757 | N | . | Grand Blanc Generating Station | EDL Inc | 55858 | MI | ENC | RFC |  | 22 | 2 | NAICS-22 Non-Cogen | IC | LFG | MLG | MISO | 646348 | 52383 | 2022
municipal solid waste | TRUE | 54758 | N | . | Wheelabrator Lisbon | Wheelabrator Environmental Systems | 20541 | CT | NEW | NPCC |  | 22 | 2 | NAICS-22 Non-Cogen | ST | MSB | MLG | ISNE | 886382 | 44816.706 | 2022
municipal solid waste | TRUE | 54758 | N | . | Wheelabrator Lisbon | Wheelabrator Environmental Systems | 20541 | CT | NEW | NPCC |  | 22 | 2 | NAICS-22 Non-Cogen | ST | MSN | OTH | ISNE | 1083343 | 54775.294 | 2022
natural gas combined cycle | TRUE | 54761 | Y | . | Hermiston Generating Plant | Hermiston Generating Co LP | 8503 | OR | PACC | WECC |  | 22 | 3 | NAICS-22 Cogen | CA | NG | NG | PACW | 0 | 955867 | 2022
natural gas combined cycle | TRUE | 54761 | Y | . | Hermiston Generating Plant | Hermiston Generating Co LP | 8503 | OR | PACC | WECC |  | 22 | 3 | NAICS-22 Cogen | CT | NG | NG | PACW | 18520736 | 1516187 | 2022
hard coal | FALSE | 54763 | Y | . | WestRock Demopolis Mill | WestRock Mill Company, LLC | 59976 | AL | ESC | SERC |  | 32213 | 7 | Industrial NAICS Cogen | ST | BIT | COL | SOCO | 0 | 0 | 2022
biomass | FALSE | 54763 | Y | . | WestRock Demopolis Mill | WestRock Mill Company, LLC | 59976 | AL | ESC | SERC |  | 32213 | 7 | Industrial NAICS Cogen | ST | BLQ | WWW | SOCO | 1166510 | 216554.45 | 2022
petroleum | FALSE | 54763 | Y | . | WestRock Demopolis Mill | WestRock Mill Company, LLC | 59976 | AL | ESC | SERC |  | 32213 | 7 | Industrial NAICS Cogen | ST | DFO | DFO | SOCO | 1709 | 317.411 | 2022
natural gas steam turbine | FALSE | 54763 | Y | . | WestRock Demopolis Mill | WestRock Mill Company, LLC | 59976 | AL | ESC | SERC |  | 32213 | 7 | Industrial NAICS Cogen | ST | NG | NG | SOCO | 32562 | 6045.164 | 2022
biomass | FALSE | 54763 | Y | . | WestRock Demopolis Mill | WestRock Mill Company, LLC | 59976 | AL | ESC | SERC |  | 32213 | 7 | Industrial NAICS Cogen | ST | WDS | WWW | SOCO | 482858 | 89639.192 | 2022
petroleum | TRUE | 54766 | N | . | Boydton Plank Road Cogen Plant Hybrid | Dinwiddie Power Inc | 5178 | VA | SAT | SERC |  | 22 | 2 | NAICS-22 Non-Cogen | IC | DFO | DFO | PJM | 659 | 66 | 2022
natural gas peaker | TRUE | 54766 | N | . | Boydton Plank Road Cogen Plant Hybrid | Dinwiddie Power Inc | 5178 | VA | SAT | SERC |  | 22 | 2 | NAICS-22 Non-Cogen | IC | NG | NG | PJM | 0 | 0 | 2022
petroleum | TRUE | 54766 | N | . | Boydton Plank Road Cogen Plant Hybrid | Dinwiddie Power Inc | 5178 | VA | SAT | SERC |  | 22 | 2 | NAICS-22 Non-Cogen | IC | WO | WOO | PJM | 0 | 0 | 2022
natural gas peaker | TRUE | 54768 | Y | . | Live Oak Limited | WCAC Operating Company | 60662 | CA | PACC | WECC |  | 22 | 3 | NAICS-22 Cogen | GT | NG | NG | CISO | 560318 | 72265 | 2022
petroleum | FALSE | 54769 | Y | . | NYU Luthern Medical Center | NYU Langone Health | 11329 | NY | MAT | NPCC |  | 622 | 5 | Commercial NAICS Cogen | IC | DFO | DFO | NYIS | 477 | 95 | 2022
natural gas peaker | FALSE | 54769 | Y | . | NYU Luthern Medical Center | NYU Langone Health | 11329 | NY | MAT | NPCC |  | 622 | 5 | Commercial NAICS Cogen | IC | NG | NG | NYIS | 0 | 0 | 2022
hydro | TRUE | 54772 | N | . | South Glens Falls Hydroelectric | Boralex Hydro Operations Inc | 55754 | NY | MAT | NPCC |  | 22 | 2 | NAICS-22 Non-Cogen | HY | WAT | HYC | NYIS | 248670 | 72881 | 2022
petroleum | FALSE | 54775 | Y | . | University of Iowa Main Power Plant | University of Iowa | 19539 | IA | WNC | MRO |  | 611 | 5 | Commercial NAICS Cogen | IC | DFO | DFO | MISO | 0 | 0 | 2022
natural gas peaker | FALSE | 54775 | Y | . | University of Iowa Main Power Plant | University of Iowa | 19539 | IA | WNC | MRO |  | 611 | 5 | Commercial NAICS Cogen | IC | NG | NG | MISO | 670 | 125.44 | 2022
hard coal | FALSE | 54775 | Y | . | University of Iowa Main Power Plant | University of Iowa | 19539 | IA | WNC | MRO |  | 611 | 5 | Commercial NAICS Cogen | ST | BIT | COL | MISO | 54724 | 10318.988 | 2022
natural gas steam turbine | FALSE | 54775 | Y | . | University of Iowa Main Power Plant | University of Iowa | 19539 | IA | WNC | MRO |  | 611 | 5 | Commercial NAICS Cogen | ST | NG | NG | MISO | 152675 | 28790.068 | 2022
biomass | FALSE | 54775 | Y | . | University of Iowa Main Power Plant | University of Iowa | 19539 | IA | WNC | MRO |  | 611 | 5 | Commercial NAICS Cogen | ST | OBS | ORW | MISO | 28446 | 5364.116 | 2022
biomass | FALSE | 54775 | Y | . | University of Iowa Main Power Plant | University of Iowa | 19539 | IA | WNC | MRO |  | 611 | 5 | Commercial NAICS Cogen | ST | WDS | WWW | MISO | 34657 | 6535.084 | 2022
petroleum | FALSE | 54780 | Y | . | University of Illinois Abbott Power Plt | University of Illinois | 19528 | IL | ENC | SERC |  | 611 | 5 | Commercial NAICS Cogen | GT | DFO | DFO | MISO | 0 | 0 | 2022
natural gas peaker | FALSE | 54780 | Y | . | University of Illinois Abbott Power Plt | University of Illinois | 19528 | IL | ENC | SERC |  | 611 | 5 | Commercial NAICS Cogen | GT | NG | NG | MISO | 904667 | 158502.26 | 2022
hard coal | FALSE | 54780 | Y | . | University of Illinois Abbott Power Plt | University of Illinois | 19528 | IL | ENC | SERC |  | 611 | 5 | Commercial NAICS Cogen | ST | BIT | COL | MISO | 62072 | 10336.784 | 2022
natural gas steam turbine | FALSE | 54780 | Y | . | University of Illinois Abbott Power Plt | University of Illinois | 19528 | IL | ENC | SERC |  | 611 | 5 | Commercial NAICS Cogen | ST | NG | NG | MISO | 274219 | 45666.317 | 2022
biomass | TRUE | 54781 | N | . | Terreva Suffolk RNG, LLC | Terreva Suffolk RNG, LLC | 65241 | VA | SAT | SERC |  | 22 | 2 | NAICS-22 Non-Cogen | IC | LFG | MLG | PJM | 5332 | 12 | 2022
biomass | TRUE | 54782 | N | . | Seneca Energy | Seneca Energy II | 17283 | NY | MAT | NPCC |  | 22 | 2 | NAICS-22 Non-Cogen | IC | LFG | MLG | NYIS | 1180238 | 107807 | 2022
natural gas peaker | TRUE | 54785 | Y | . | Grays Ferry Cogeneration | Grays Ferry Cogen Partnership | 7564 | PA | MAT | RFC |  | 22 | 3 | NAICS-22 Cogen | GT | NG | NG | PJM | 4563164 | 884372 | 2022
petroleum | TRUE | 54785 | Y | . | Grays Ferry Cogeneration | Grays Ferry Cogen Partnership | 7564 | PA | MAT | RFC |  | 22 | 3 | NAICS-22 Cogen | ST | DFO | DFO | PJM | 1187 | 227.979 | 2022
natural gas steam turbine | TRUE | 54785 | Y | . | Grays Ferry Cogeneration | Grays Ferry Cogen Partnership | 7564 | PA | MAT | RFC |  | 22 | 3 | NAICS-22 Cogen | ST | NG | NG | PJM | 1359807 | 271815.02 | 2022
biomass | TRUE | 54785 | Y | . | Grays Ferry Cogeneration | Grays Ferry Cogen Partnership | 7564 | PA | MAT | RFC |  | 22 | 3 | NAICS-22 Cogen | ST | OBL | ORW | PJM | 0 | 0 | 2022
natural gas peaker | FALSE | 54788 | N | . | Evanston Township High School | Evanston Board of Education | 6883 | IL | ENC | RFC |  | 611 | 4 | Commercial NAICS Non-Cogen | IC | NG | NG | PJM | 0 | 0 | 2022
biomass | FALSE | 54789 | Y | . | Georgia-Pacific Brewton Mill | Georgia-Pacific Brewton LLC | 55932 | AL | ESC | SERC |  | 322 | 7 | Industrial NAICS Cogen | ST | BLQ | WWW | SOCO | 1264393 | 234868.14 | 2022
petroleum | FALSE | 54789 | Y | . | Georgia-Pacific Brewton Mill | Georgia-Pacific Brewton LLC | 55932 | AL | ESC | SERC |  | 322 | 7 | Industrial NAICS Cogen | ST | DFO | DFO | SOCO | 0 | 0 | 2022
natural gas steam turbine | FALSE | 54789 | Y | . | Georgia-Pacific Brewton Mill | Georgia-Pacific Brewton LLC | 55932 | AL | ESC | SERC |  | 322 | 7 | Industrial NAICS Cogen | ST | NG | NG | SOCO | 1062585 | 197381.14 | 2022
other | FALSE | 54789 | Y | . | Georgia-Pacific Brewton Mill | Georgia-Pacific Brewton LLC | 55932 | AL | ESC | SERC |  | 322 | 7 | Industrial NAICS Cogen | ST | OTH | OTH | SOCO | 0 | 0 | 2022
petroleum | FALSE | 54789 | Y | . | Georgia-Pacific Brewton Mill | Georgia-Pacific Brewton LLC | 55932 | AL | ESC | SERC |  | 322 | 7 | Industrial NAICS Cogen | ST | RFO | RFO | SOCO | 0 | 0 | 2022
biomass | FALSE | 54789 | Y | . | Georgia-Pacific Brewton Mill | Georgia-Pacific Brewton LLC | 55932 | AL | ESC | SERC |  | 322 | 7 | Industrial NAICS Cogen | ST | SLW | ORW | SOCO | 0 | 0 | 2022
biomass | FALSE | 54789 | Y | . | Georgia-Pacific Brewton Mill | Georgia-Pacific Brewton LLC | 55932 | AL | ESC | SERC |  | 322 | 7 | Industrial NAICS Cogen | ST | WDS | WWW | SOCO | 0 | 0 | 2022
natural gas peaker | FALSE | 54790 | Y | . | CSL Behring LLC | CSL Behring LLC | 8683 | IL | ENC | RFC |  | 325 | 7 | Industrial NAICS Cogen | GT | NG | NG | PJM | 350338 | 23616 | 2022
onshore wind | TRUE | 54793 | N | . | Storm Lake 1 | Allete Clean Energy | 59496 | IA | WNC | MRO |  | 22 | 2 | NAICS-22 Non-Cogen | WT | WND | WND | MISO | 373884 | 109579 | 2022
natural gas steam turbine | FALSE | 54795 | Y | . | Domino Sugar Baltimore | American Sugar Refining, Inc. | 5277 | MD | SAT | RFC |  | 311 | 7 | Industrial NAICS Cogen | ST | NG | NG | PJM | 222894 | 45167.713 | 2022
petroleum | FALSE | 54795 | Y | . | Domino Sugar Baltimore | American Sugar Refining, Inc. | 5277 | MD | SAT | RFC |  | 311 | 7 | Industrial NAICS Cogen | ST | RFO | RFO | PJM | 0 | 0 | 2022
natural gas peaker | FALSE | 54800 | Y | . | Saint Agnes Medical Center | Saint Agnes Medical Center | 16578 | CA | PACC | WECC |  | 622 | 5 | Commercial NAICS Cogen | GT | NG | NG | CISO | 96861 | 23468 | 2022
hydro | FALSE | 54801 | N | . | Avalon Hydropower | Avalon Hydropower LLC | 1005 | NC | SAT | SERC |  | 22131 | 4 | Commercial NAICS Non-Cogen | HY | WAT | HYC | DUK | 16198 | 4747 | 2022
natural gas peaker | FALSE | 54802 | Y | . | Mead Coated Board | Mead Coated Board Inc | 12222 | AL | ESC | SERC |  | 32213 | 7 | Industrial NAICS Cogen | GT | NG | NG | SOCO | 758264 | 161988.68 | 2022
biomass | FALSE | 54802 | Y | . | Mead Coated Board | Mead Coated Board Inc | 12222 | AL | ESC | SERC |  | 32213 | 7 | Industrial NAICS Cogen | ST | BLQ | WWW | SOCO | 1407401 | 299982.04 | 2022
petroleum | FALSE | 54802 | Y | . | Mead Coated Board | Mead Coated Board Inc | 12222 | AL | ESC | SERC |  | 32213 | 7 | Industrial NAICS Cogen | ST | DFO | DFO | SOCO | 0 | 0 | 2022
natural gas steam turbine | FALSE | 54802 | Y | . | Mead Coated Board | Mead Coated Board Inc | 12222 | AL | ESC | SERC |  | 32213 | 7 | Industrial NAICS Cogen | ST | NG | NG | SOCO | 158893 | 33910.983 | 2022
biomass | FALSE | 54802 | Y | . | Mead Coated Board | Mead Coated Board Inc | 12222 | AL | ESC | SERC |  | 32213 | 7 | Industrial NAICS Cogen | ST | WDS | WWW | SOCO | 1161922 | 247757.62 | 2022
petroleum | FALSE | 54803 | Y | . | Plymouth State College Cogeneration | Plymouth State University | 59190 | NH | NEW | NPCC |  | 611 | 5 | Commercial NAICS Cogen | IC | DFO | DFO | ISNE | 0 | 0 | 2022
petroleum | FALSE | 54803 | Y | . | Plymouth State College Cogeneration | Plymouth State University | 59190 | NH | NEW | NPCC |  | 611 | 5 | Commercial NAICS Cogen | IC | RFO | RFO | ISNE | 0 | 0 | 2022
natural gas combined cycle | TRUE | 54805 | N | . | Milford Power LP | Milford Power LLC | 12469 | MA | NEW | NPCC |  | 22 | 2 | NAICS-22 Non-Cogen | CA | NG | NG | ISNE | 136918 | 49273 | 2022
natural gas combined cycle | TRUE | 54805 | N | . | Milford Power LP | Milford Power LLC | 12469 | MA | NEW | NPCC |  | 22 | 2 | NAICS-22 Non-Cogen | CT | NG | NG | ISNE | 1170214 | 97897 | 2022
petroleum | FALSE | 54808 | Y | . | New York University Central Plant | New York University | 13491 | NY | MAT | NPCC |  | 611 | 5 | Commercial NAICS Cogen | CA | DFO | DFO | NYIS | 0 | 0.04 | 2022
natural gas combined cycle | FALSE | 54808 | Y | . | New York University Central Plant | New York University | 13491 | NY | MAT | NPCC |  | 611 | 5 | Commercial NAICS Cogen | CA | NG | NG | NYIS | 0 | 0.96 | 2022
petroleum | FALSE | 54808 | Y | . | New York University Central Plant | New York University | 13491 | NY | MAT | NPCC |  | 611 | 5 | Commercial NAICS Cogen | CT | DFO | DFO | NYIS | 33316 | 3006.765 | 2022
natural gas combined cycle | FALSE | 54808 | Y | . | New York University Central Plant | New York University | 13491 | NY | MAT | NPCC |  | 611 | 5 | Commercial NAICS Cogen | CT | NG | NG | NYIS | 797752 | 71993.235 | 2022
petroleum | FALSE | 54808 | Y | . | New York University Central Plant | New York University | 13491 | NY | MAT | NPCC |  | 611 | 5 | Commercial NAICS Cogen | CT | RFO | RFO | NYIS | 0 | 0 | 2022
petroleum | FALSE | 54808 | Y | . | New York University Central Plant | New York University | 13491 | NY | MAT | NPCC |  | 611 | 5 | Commercial NAICS Cogen | IC | DFO | DFO | NYIS | 0 | 0 | 2022
petroleum | FALSE | 54809 | Y | . | University of Washington Power Plant | University of Washington | 19664 | WA | PACC | WECC |  | 611 | 5 | Commercial NAICS Cogen | IC | DFO | DFO | SCL | 136 | 31.36 | 2022
petroleum | FALSE | 54809 | N | . | University of Washington Power Plant | University of Washington | 19664 | WA | PACC | WECC |  | 611 | 4 | Commercial NAICS Non-Cogen | IC | DFO | DFO | SCL | 329 | 14.7 | 2022
petroleum | FALSE | 54809 | Y | . | University of Washington Power Plant | University of Washington | 19664 | WA | PACC | WECC |  | 611 | 5 | Commercial NAICS Cogen | ST | DFO | DFO | SCL | 0 | 0 | 2022
petroleum | FALSE | 54809 | N | . | University of Washington Power Plant | University of Washington | 19664 | WA | PACC | WECC |  | 611 | 4 | Commercial NAICS Non-Cogen | ST | DFO | DFO | SCL | 65 | 0 | 2022
natural gas steam turbine | FALSE | 54809 | Y | . | University of Washington Power Plant | University of Washington | 19664 | WA | PACC | WECC |  | 611 | 5 | Commercial NAICS Cogen | ST | NG | NG | SCL | 39516 | 8987.05 | 2022
natural gas steam turbine | FALSE | 54809 | N | . | University of Washington Power Plant | University of Washington | 19664 | WA | PACC | WECC |  | 611 | 4 | Commercial NAICS Non-Cogen | ST | NG | NG | SCL | 527021 | 0 | 2022
other | FALSE | 54809 | Y | . | University of Washington Power Plant | University of Washington | 19664 | WA | PACC | WECC |  | 611 | 5 | Commercial NAICS Cogen | ST | PG | WOO | SCL | 0 | 0 | 2022
other | FALSE | 54809 | N | . | University of Washington Power Plant | University of Washington | 19664 | WA | PACC | WECC |  | 611 | 4 | Commercial NAICS Non-Cogen | ST | PG | WOO | SCL | 0 | 0 | 2022
hydro | TRUE | 54812 | N | . | Mile 28 Water Power Project | Wood Hydro, LLC | 62045 | ID | MTN | WECC |  | 22 | 2 | NAICS-22 Non-Cogen | HY | WAT | HYC | IPCO | 16575 | 4858 | 2022
petroleum | TRUE | 54813 | N | . | Shepherd Center | Shepherd Center | 17069 | GA | SAT | SERC |  | 22 | 2 | NAICS-22 Non-Cogen | IC | DFO | DFO | SOCO | 145 | 0 | 2022
petroleum | TRUE | 54817 | N | . | Johnson County | Brazos Electric Power Coop Inc | 2172 | TX | WSC | TRE |  | 22 | 1 | Electric Utility | CA | DFO | DFO | ERCO | 0 | 4827.72 | 2022
natural gas combined cycle | TRUE | 54817 | N | . | Johnson County | Brazos Electric Power Coop Inc | 2172 | TX | WSC | TRE |  | 22 | 1 | Electric Utility | CA | NG | NG | ERCO | 386478 | 367840.28 | 2022
petroleum | TRUE | 54817 | N | . | Johnson County | Brazos Electric Power Coop Inc | 2172 | TX | WSC | TRE |  | 22 | 1 | Electric Utility | CT | DFO | DFO | ERCO | 123907 | 10244.049 | 2022
natural gas combined cycle | TRUE | 54817 | N | . | Johnson County | Brazos Electric Power Coop Inc | 2172 | TX | WSC | TRE |  | 22 | 1 | Electric Utility | CT | NG | NG | ERCO | 8094650 | 698458.95 | 2022
petroleum | FALSE | 54818 | N | . | 191 Peachtree Tower | Banyan St./GAP 191 Peachtree Owner, LLC | 21260 | GA | SAT | SERC |  | 53 | 4 | Commercial NAICS Non-Cogen | IC | DFO | DFO | SOCO | 39 | 0 | 2022
petroleum | FALSE | 54823 | N | . | Smithfield Farmland Corp Bladen | Smithfield Fresh Meats Corp. | 17449 | NC | SAT | SERC |  | 311 | 6 | Industrial NAICS Non-Cogen | IC | DFO | DFO | CPLE | 1339 | 96 | 2022
hydro | TRUE | 54827 | N | . | Wailuku River Hydroelectric | Wailuku Holding Company LLC | 54809 | HI | PACN |  |  | 22 | 2 | NAICS-22 Non-Cogen | HY | WAT | HYC |  | 148138 | 43417 | 2022
petroleum | FALSE | 54829 | Y | . | Bristol Myers Squibb New Brunswick | Bristol-Myers Squibb Co | 2265 | NJ | MAT | RFC |  | 325 | 7 | Industrial NAICS Cogen | GT | DFO | DFO | PJM | 0 | 0 | 2022
natural gas peaker | FALSE | 54829 | Y | . | Bristol Myers Squibb New Brunswick | Bristol-Myers Squibb Co | 2265 | NJ | MAT | RFC |  | 325 | 7 | Industrial NAICS Cogen | GT | NG | NG | PJM | 271393 | 55649 | 2022
petroleum | FALSE | 54829 | Y | . | Bristol Myers Squibb New Brunswick | Bristol-Myers Squibb Co | 2265 | NJ | MAT | RFC |  | 325 | 7 | Industrial NAICS Cogen | ST | DFO | DFO | PJM | 0 | 0 | 2022
natural gas steam turbine | FALSE | 54829 | Y | . | Bristol Myers Squibb New Brunswick | Bristol-Myers Squibb Co | 2265 | NJ | MAT | RFC |  | 325 | 7 | Industrial NAICS Cogen | ST | NG | NG | PJM | 183 | 38 | 2022
petroleum | FALSE | 54830 | N | . | Emory Decatur Hospital | DeKalb Regional Health System | 50109 | GA | SAT | SERC |  | 622 | 4 | Commercial NAICS Non-Cogen | IC | DFO | DFO | SOCO | 370 | 44.1 | 2022
petroleum | TRUE | 54832 | Y | . | Brandywine Power Facility | KMC Thermo, LLC | 14410 | MD | SAT | RFC |  | 22 | 3 | NAICS-22 Cogen | CA | DFO | DFO | PJM | 0 | 2417.561 | 2022
natural gas combined cycle | TRUE | 54832 | Y | . | Brandywine Power Facility | KMC Thermo, LLC | 14410 | MD | SAT | RFC |  | 22 | 3 | NAICS-22 Cogen | CA | NG | NG | PJM | 0 | 172618.44 | 2022
petroleum | TRUE | 54832 | Y | . | Brandywine Power Facility | KMC Thermo, LLC | 14410 | MD | SAT | RFC |  | 22 | 3 | NAICS-22 Cogen | CT | DFO | DFO | PJM | 54965 | 3747.813 | 2022
natural gas combined cycle | TRUE | 54832 | Y | . | Brandywine Power Facility | KMC Thermo, LLC | 14410 | MD | SAT | RFC |  | 22 | 3 | NAICS-22 Cogen | CT | NG | NG | PJM | 3707101 | 259883.19 | 2022
petroleum | FALSE | 54834 | N | . | Fort Greely Power Plant | Doyon Utilities - Fort Greely | 19272 | AK | PACN |  |  | 921 | 4 | Commercial NAICS Non-Cogen | IC | DFO | DFO |  | 846 | 86.24 | 2022
petroleum | FALSE | 54835 | N | . | Evonik Industries AG | Evonik Degussa Corporation | 56537 | IN | ENC | RFC |  | 325 | 6 | Industrial NAICS Non-Cogen | IC | DFO | DFO | MISO | 52 | 5 | 2022
petroleum | FALSE | 54839 | N | . | Valdosta Water Treatment Plant | Valdosta City of | 19726 | GA | SAT | SERC |  | 483 | 4 | Commercial NAICS Non-Cogen | IC | DFO | DFO | SOCO | 288 | 0 | 2022
petroleum | TRUE | 54844 | N | . | Gordonsville Energy LP | Virginia Electric & Power Co | 19876 | VA | SAT | SERC |  | 22 | 1 | Electric Utility | CA | DFO | DFO | PJM | 0 | 0 | 2022
natural gas combined cycle | TRUE | 54844 | N | . | Gordonsville Energy LP | Virginia Electric & Power Co | 19876 | VA | SAT | SERC |  | 22 | 1 | Electric Utility | CA | NG | NG | PJM | 0 | 0 | 2022
petroleum | TRUE | 54844 | N | . | Gordonsville Energy LP | Virginia Electric & Power Co | 19876 | VA | SAT | SERC |  | 22 | 1 | Electric Utility | CT | DFO | DFO | PJM | 207173 | 26536.444 | 2022
natural gas combined cycle | TRUE | 54844 | N | . | Gordonsville Energy LP | Virginia Electric & Power Co | 19876 | VA | SAT | SERC |  | 22 | 1 | Electric Utility | CT | NG | NG | PJM | 8488383 | 995117.56 | 2022
petroleum | FALSE | 54845 | N | . | Sun Trust Plaza | Sun Trust Plaza Associates LLC | 18166 | GA | SAT | SERC |  | 521 | 4 | Commercial NAICS Non-Cogen | IC | DFO | DFO | SOCO | 89 | 0 | 2022
petroleum | FALSE | 54848 | N | . | South Georgia Medical Center | Lowndes County Hospital Authority | 11284 | GA | SAT | SERC |  | 622 | 4 | Commercial NAICS Non-Cogen | IC | DFO | DFO | SOCO | 0 | 0 | 2022
biomass | FALSE | 54850 | Y | . | Cox Waste to Energy | Cox Interior Inc | 4413 | KY | ESC | SERC |  | 321 | 7 | Industrial NAICS Cogen | ST | WDS | WWW | PJM | 46179 | 1018 | 2022
petroleum | FALSE | 54851 | Y | . | MMSD Jones Island Wastewater | Milwaukee Metro Sewerage Dist | 12619 | WI | ENC | RFC |  | 22132 | 5 | Commercial NAICS Cogen | GT | DFO | DFO | MISO | 83 | 15.932 | 2022
biomass | FALSE | 54851 | Y | . | MMSD Jones Island Wastewater | Milwaukee Metro Sewerage Dist | 12619 | WI | ENC | RFC |  | 22132 | 5 | Commercial NAICS Cogen | GT | LFG | MLG | MISO | 138837 | 26425.667 | 2022
natural gas peaker | FALSE | 54851 | Y | . | MMSD Jones Island Wastewater | Milwaukee Metro Sewerage Dist | 12619 | WI | ENC | RFC |  | 22132 | 5 | Commercial NAICS Cogen | GT | NG | NG | MISO | 286590 | 54546.401 | 2022
petroleum | TRUE | 54854 | N | . | Sun Peak Generating Station | Nevada Power Co | 13407 | NV | MTN | WECC |  | 22 | 1 | Electric Utility | GT | DFO | DFO | NEVP | 0 | 0 | 2022
natural gas peaker | TRUE | 54854 | N | . | Sun Peak Generating Station | Nevada Power Co | 13407 | NV | MTN | WECC |  | 22 | 1 | Electric Utility | GT | NG | NG | NEVP | 451424 | 33587.001 | 2022
petroleum | FALSE | 54858 | N | . | Southwestern Bell Telephone | AT&T | 22035 | MO | WNC | SERC |  | 517 | 4 | Commercial NAICS Non-Cogen | IC | DFO | DFO | MISO | 2788 | 286 | 2022
hydro | TRUE | 54860 | N | . | Black Creek | Black Creek Hydro Inc | 1784 | WA | PACC | WECC |  | 22 | 2 | NAICS-22 Non-Cogen | HY | WAT | HYC | PSEI | 20336 | 5960 | 2022
petroleum | FALSE | 54863 | N | . | Bassett Medical Center | Bassett Healthcare | 1362 | NY | MAT | NPCC |  | 622 | 4 | Commercial NAICS Non-Cogen | IC | DFO | DFO | NYIS | 184 | 19.96 | 2022
hydro | TRUE | 54865 | N | . | Phoenix Hydro Project | Eagle Creek Renewable Energy, LLC | 57280 | NY | MAT | NPCC |  | 22 | 2 | NAICS-22 Non-Cogen | HY | WAT | HYC | NYIS | 36863 | 10804 | 2022
hard coal | FALSE | 54867 | Y | . | Neenah Paper Munising Mill | Neenah Paper Michigan Inc. | 50021 | MI | ENC | MRO |  | 322122 | 7 | Industrial NAICS Cogen | ST | BIT | COL | MISO | 0 | 0 | 2022
natural gas steam turbine | FALSE | 54867 | Y | . | Neenah Paper Munising Mill | Neenah Paper Michigan Inc. | 50021 | MI | ENC | MRO |  | 322122 | 7 | Industrial NAICS Cogen | ST | NG | NG | MISO | 0 | 0 | 2022
petroleum | FALSE | 54877 | N | . | Atlanta Gift Mart LP | Atlanta Gift Mart LP | 876 | GA | SAT | SERC |  | 53 | 4 | Commercial NAICS Non-Cogen | IC | DFO | DFO | SOCO | 6 | 0 | 2022
hydro | FALSE | 54878 | N | . | Dunn Paper | BiOrigin Specialty Products | 65338 | NY | MAT | NPCC |  | 322122 | 6 | Industrial NAICS Non-Cogen | HY | WAT | HYC | NYIS | 20107 | 5893 | 2022
petroleum | FALSE | 54882 | N | . | CenturyLink Regional HQ | Franklin Charter, LLC | 65034 | NC | SAT | SERC |  | 53 | 4 | Commercial NAICS Non-Cogen | IC | DFO | DFO | CPLE | 0 | 0 | 2022
hydro | TRUE | 54885 | N | . | Kimberly Mill | City of Kaukauna | 10056 | WI | ENC | RFC |  | 22 | 1 | Electric Utility | HY | WAT | HYC | MISO | 44867 | 13150 | 2022
petroleum | FALSE | 54886 | N | . | Presence Saint Mary of Nazareth Hospital | Presence Health | 15917 | IL | ENC | RFC |  | 622 | 4 | Commercial NAICS Non-Cogen | IC | DFO | DFO | PJM | 174 | 14.221 | 2022
natural gas peaker | FALSE | 54886 | N | . | Presence Saint Mary of Nazareth Hospital | Presence Health | 15917 | IL | ENC | RFC |  | 622 | 4 | Commercial NAICS Non-Cogen | IC | NG | NG | PJM | 34 | 2.779 | 2022
petroleum | FALSE | 54886 | N | . | Presence Saint Mary of Nazareth Hospital | Presence Health | 15917 | IL | ENC | RFC |  | 622 | 4 | Commercial NAICS Non-Cogen | IC | RFO | RFO | PJM | 0 | 0 | 2022
petroleum | FALSE | 54887 | Y | . | DSM Pharmaceuticals | Patheon Manufacturing Service LLC | 59895 | NC | SAT | SERC |  | 325 | 7 | Industrial NAICS Cogen | GT | DFO | DFO | CPLE | 3003 | 325.407 | 2022
natural gas peaker | FALSE | 54887 | Y | . | DSM Pharmaceuticals | Patheon Manufacturing Service LLC | 59895 | NC | SAT | SERC |  | 325 | 7 | Industrial NAICS Cogen | GT | NG | NG | CPLE | 60 | 6.593 | 2022
petroleum | FALSE | 54887 | Y | . | DSM Pharmaceuticals | Patheon Manufacturing Service LLC | 59895 | NC | SAT | SERC |  | 325 | 7 | Industrial NAICS Cogen | GT | RFO | RFO | CPLE | 0 | 0 | 2022
petroleum | FALSE | 54887 | Y | . | DSM Pharmaceuticals | Patheon Manufacturing Service LLC | 59895 | NC | SAT | SERC |  | 325 | 7 | Industrial NAICS Cogen | IC | DFO | DFO | CPLE | 446 | 55 | 2022
biomass | TRUE | 54890 | N | . | Peoples Generating Station | North American Natural Res | 13559 | MI | ENC | RFC |  | 22 | 2 | NAICS-22 Non-Cogen | IC | LFG | MLG | MISO | 282876 | 24656 | 2022
hydro | TRUE | 54894 | N | . | Narrows (NC) | Eagle Creek Renewable Energy, LLC | 57280 | NC | SAT | SERC |  | 22 | 1 | Electric Utility | HY | WAT | HYC | YAD | 1449230 | 424745 | 2022
hydro | TRUE | 54895 | N | . | Falls Hydro | Eagle Creek Renewable Energy, LLC | 57280 | NC | SAT | SERC |  | 22 | 1 | Electric Utility | HY | WAT | HYC | YAD | 399343 | 117041 | 2022
hydro | TRUE | 54896 | N | . | High Rock Hydro | Eagle Creek Renewable Energy, LLC | 57280 | NC | SAT | SERC |  | 22 | 1 | Electric Utility | HY | WAT | HYC | YAD | 400261 | 117310 | 2022
hydro | TRUE | 54897 | N | . | Tuckertown Hydro | Eagle Creek Renewable Energy, LLC | 57280 | NC | SAT | SERC |  | 22 | 1 | Electric Utility | HY | WAT | HYC | YAD | 357400 | 104748 | 2022
hydro | TRUE | 54898 | N | . | Santeetlah | Brookfield Smoky Mountain Hydropower LP | 306 | NC | SAT | SERC |  | 22 | 2 | NAICS-22 Non-Cogen | HY | WAT | HYC | TVA | 552482 | 161923 | 2022
hydro | TRUE | 54899 | N | . | Cheoah | Brookfield Smoky Mountain Hydropower LP | 306 | NC | SAT | SERC |  | 22 | 2 | NAICS-22 Non-Cogen | HY | WAT | HYC | TVA | 1789122 | 524362 | 2022
hydro | TRUE | 54900 | N | . | Calderwood | Brookfield Smoky Mountain Hydropower LP | 306 | TN | ESC | SERC |  | 22 | 2 | NAICS-22 Non-Cogen | HY | WAT | HYC | TVA | 2097121 | 614631 | 2022
hydro | TRUE | 54901 | N | . | Chilhowee | Brookfield Smoky Mountain Hydropower LP | 306 | TN | ESC | SERC |  | 22 | 2 | NAICS-22 Non-Cogen | HY | WAT | HYC | TVA | 559447 | 163965 | 2022
biomass | TRUE | 54903 | N | . | Adrian Energy Associates LLC | EPP Renewable Energy | 57249 | MI | ENC | RFC |  | 22 | 2 | NAICS-22 Non-Cogen | IC | LFG | MLG | MISO | 142017 | 9720 | 2022
petroleum | FALSE | 54906 | N | . | Georgia Pacific Center | GP Center Holdings LLC | 60564 | GA | SAT | SERC |  | 53 | 4 | Commercial NAICS Non-Cogen | IC | DFO | DFO | SOCO | 190 | 0 | 2022
petroleum | FALSE | 54907 | Y | . | Mass Inst Tech Cntrl Utilities/Cogen Plt | Massachusetts Inst of Tech | 11820 | MA | NEW | NPCC |  | 611 | 5 | Commercial NAICS Cogen | GT | DFO | DFO | ISNE | 1564 | 346.252 | 2022
natural gas peaker | FALSE | 54907 | Y | . | Mass Inst Tech Cntrl Utilities/Cogen Plt | Massachusetts Inst of Tech | 11820 | MA | NEW | NPCC |  | 611 | 5 | Commercial NAICS Cogen | GT | NG | NG | ISNE | 944871 | 209311.75 | 2022
biomass | FALSE | 54908 | Y | . | Enderlin | Archer Daniels Midland Co | 772 | ND | WNC | MRO |  | 311 | 7 | Industrial NAICS Cogen | ST | AB | ORW | MISO | 0 | 0 | 2022
natural gas steam turbine | FALSE | 54908 | Y | . | Enderlin | Archer Daniels Midland Co | 772 | ND | WNC | MRO |  | 311 | 7 | Industrial NAICS Cogen | ST | NG | NG | MISO | 0 | 0 | 2022
onshore wind | TRUE | 54909 | N | . | Tehachapi Wind Resource II | CalWind Resources Inc | 2719 | CA | PACC | WECC |  | 22 | 2 | NAICS-22 Non-Cogen | WT | WND | WND | CISO | 163801 | 48007 | 2022
biomass | TRUE | 54910 | N | . | Brent Run Generating Station | EDL Inc | 55858 | MI | ENC | RFC |  | 22 | 2 | NAICS-22 Non-Cogen | IC | LFG | MLG | MISO | 584689 | 45361 | 2022
natural gas combined cycle | FALSE | 54912 | Y | . | Martinez Refining | Martinez Refining Co | 11651 | CA | PACC | WECC |  | 324 | 7 | Industrial NAICS Cogen | CA | NG | NG | CISO | 0 | 112267.92 | 2022
other | FALSE | 54912 | Y | . | Martinez Refining | Martinez Refining Co | 11651 | CA | PACC | WECC |  | 324 | 7 | Industrial NAICS Cogen | CA | OG | OOG | CISO | 196646 | 29969.085 | 2022
natural gas combined cycle | FALSE | 54912 | Y | . | Martinez Refining | Martinez Refining Co | 11651 | CA | PACC | WECC |  | 324 | 7 | Industrial NAICS Cogen | CT | NG | NG | CISO | 5006650 | 634532 | 2022
other | FALSE | 54912 | Y | . | Martinez Refining | Martinez Refining Co | 11651 | CA | PACC | WECC |  | 324 | 7 | Industrial NAICS Cogen | CT | OG | OOG | CISO | 0 | 0 | 2022
petroleum | TRUE | 54914 | Y | . | Brooklyn Navy Yard Cogeneration | Brooklyn Navy Yard Cogen PLP | 2313 | NY | MAT | NPCC |  | 22 | 3 | NAICS-22 Cogen | CA | DFO | DFO | NYIS | 0 | 2146.709 | 2022
natural gas combined cycle | TRUE | 54914 | Y | . | Brooklyn Navy Yard Cogeneration | Brooklyn Navy Yard Cogen PLP | 2313 | NY | MAT | NPCC |  | 22 | 3 | NAICS-22 Cogen | CA | NG | NG | NYIS | 0 | 352298.29 | 2022
petroleum | TRUE | 54914 | Y | . | Brooklyn Navy Yard Cogeneration | Brooklyn Navy Yard Cogen PLP | 2313 | NY | MAT | NPCC |  | 22 | 3 | NAICS-22 Cogen | CT | DFO | DFO | NYIS | 109932 | 16540.532 | 2022
natural gas combined cycle | TRUE | 54914 | Y | . | Brooklyn Navy Yard Cogeneration | Brooklyn Navy Yard Cogen PLP | 2313 | NY | MAT | NPCC |  | 22 | 3 | NAICS-22 Cogen | CT | NG | NG | NYIS | 11512699 | 1594725.5 | 2022
natural gas combined cycle | TRUE | 54915 | Y | . | Michigan Power LP | Michigan Power Limited Partnership | 12455 | MI | ENC | RFC |  | 22 | 3 | NAICS-22 Cogen | CA | NG | NG | MISO | 1473584 | 349600 | 2022
natural gas combined cycle | TRUE | 54915 | Y | . | Michigan Power LP | Michigan Power Limited Partnership | 12455 | MI | ENC | RFC |  | 22 | 3 | NAICS-22 Cogen | CT | NG | NG | MISO | 5071364 | 724600 | 2022
natural gas peaker | FALSE | 54918 | Y | . | Ergon Refining Vicksburg | Ergon Refining Inc | 6667 | MS | ESC | SERC |  | 32411 | 7 | Industrial NAICS Cogen | GT | NG | NG | MISO | 179135 | 38789 | 2022
biomass | TRUE | 54925 | N | . | Twin Bridges LFGTE | Wabash Valley Power Assn, Inc | 40211 | IN | ENC | RFC |  | 22 | 1 | Electric Utility | IC | LFG | MLG | MISO | 604724 | 57593 | 2022
biomass | TRUE | 54926 | N | . | Prairie View I & II LFGTE | Wabash Valley Power Assn, Inc | 40211 | IN | ENC | RFC |  | 22 | 1 | Electric Utility | IC | LFG | MLG | MISO | 403424 | 38421 | 2022
natural gas peaker | FALSE | 54927 | N | . | Grand Isle Gas Plant / Treating Station | Cox Operating LLC | 62043 | LA | WSC | SERC |  | 211 | 6 | Industrial NAICS Non-Cogen | IC | NG | NG | MISO | 56633 | 0 | 2022
petroleum | TRUE | 54929 | N | . | Alliant SBD 9403 Aegon DC | Industrial Energy Applications Inc | 361 | IA | WNC | MRO |  | 22 | 2 | NAICS-22 Non-Cogen | IC | DFO | DFO | MISO | 284 | 18.62 | 2022
onshore wind | TRUE | 54931 | N | . | Ridgetop | Terra-Gen Operating Co-Wind | 2770 | CA | PACC | WECC |  | 22 | 2 | NAICS-22 Non-Cogen | WT | WND | WND | CISO | 462198 | 135462 | 2022
natural gas peaker | FALSE | 54933 | Y | . | Mondelez Global LLC | Mondelez Global, LLC | 49778 | IL | ENC | RFC |  | 311 | 7 | Industrial NAICS Cogen | GT | NG | NG | PJM | 204318 | 26947 | 2022
natural gas peaker | FALSE | 54936 | Y | . | Richard J Donovan Correctional Facility | California Dept of Corrections | 2806 | CA | PACC | WECC |  | 92214 | 5 | Commercial NAICS Cogen | GT | NG | NG | CISO | 0 | 0 | 2022
natural gas peaker | FALSE | 54937 | Y | . | Wellesley College Central Utility Plant | Wellesley College | 20347 | MA | NEW | NPCC |  | 611 | 5 | Commercial NAICS Cogen | IC | NG | NG | ISNE | 0 | 0 | 2022
biomass | TRUE | 54939 | N | . | EKS Landfill | WM Renewable Energy LLC | 54842 | MN | WNC | MRO |  | 22 | 2 | NAICS-22 Non-Cogen | IC | LFG | MLG | MISO | 0 | 0 | 2022
hard coal | TRUE | 54945 | N | . | CT Resource Rec Authority Facility | NAES Corp | 4426 | CT | NEW | NPCC |  | 22 | 2 | NAICS-22 Non-Cogen | ST | BIT | COL | ISNE | 0 | 0 | 2022
municipal solid waste | TRUE | 54945 | N | . | CT Resource Rec Authority Facility | NAES Corp | 4426 | CT | NEW | NPCC |  | 22 | 2 | NAICS-22 Non-Cogen | ST | MSB | MLG | ISNE | 1466033 | 53441.346 | 2022
municipal solid waste | TRUE | 54945 | N | . | CT Resource Rec Authority Facility | NAES Corp | 4426 | CT | NEW | NPCC |  | 22 | 2 | NAICS-22 Non-Cogen | ST | MSN | OTH | ISNE | 1791836 | 65317.571 | 2022
natural gas steam turbine | TRUE | 54945 | N | . | CT Resource Rec Authority Facility | NAES Corp | 4426 | CT | NEW | NPCC |  | 22 | 2 | NAICS-22 Non-Cogen | ST | NG | NG | ISNE | 7840 | 291.083 | 2022
petroleum | FALSE | 54950 | Y | . | Univ of Oregon Central Power Station | University of Oregon | 24008 | OR | PACC | WECC |  | 611 | 5 | Commercial NAICS Cogen | CA | DFO | DFO | BPAT | 0 | 0 | 2022
natural gas combined cycle | FALSE | 54950 | Y | . | Univ of Oregon Central Power Station | University of Oregon | 24008 | OR | PACC | WECC |  | 611 | 5 | Commercial NAICS Cogen | CA | NG | NG | BPAT | 0 | 0 | 2022
petroleum | FALSE | 54950 | Y | . | Univ of Oregon Central Power Station | University of Oregon | 24008 | OR | PACC | WECC |  | 611 | 5 | Commercial NAICS Cogen | CT | DFO | DFO | BPAT | 202 | 18.99 | 2022
natural gas combined cycle | FALSE | 54950 | Y | . | Univ of Oregon Central Power Station | University of Oregon | 24008 | OR | PACC | WECC |  | 611 | 5 | Commercial NAICS Cogen | CT | NG | NG | BPAT | 491 | 46 | 2022
petroleum | FALSE | 54950 | Y | . | Univ of Oregon Central Power Station | University of Oregon | 24008 | OR | PACC | WECC |  | 611 | 5 | Commercial NAICS Cogen | IC | DFO | DFO | BPAT | 1473 | 171.5 | 2022
natural gas peaker | FALSE | 54951 | Y | . | Monterey One Water | Monterey One Water | 12221 | CA | PACC | WECC |  | 22132 | 5 | Commercial NAICS Cogen | IC | NG | NG | CISO | 11737 | 2092.908 | 2022
biomass | FALSE | 54951 | Y | . | Monterey One Water | Monterey One Water | 12221 | CA | PACC | WECC |  | 22132 | 5 | Commercial NAICS Cogen | IC | OBG | ORW | CISO | 37204 | 6634.092 | 2022
hydro | TRUE | 54953 | N | . | Hudson Falls Hydroelectric Project | Boralex Hydro Operations Inc | 55754 | NY | MAT | NPCC |  | 22 | 2 | NAICS-22 Non-Cogen | HY | WAT | HYC | NYIS | 636318 | 186494 | 2022
biomass | TRUE | 54956 | N | . | Deercroft I & II LFGTE | Wabash Valley Power Assn, Inc | 40211 | IN | ENC | RFC |  | 22 | 1 | Electric Utility | IC | LFG | MLG | MISO | 174837 | 16651 | 2022
hard coal | FALSE | 54965 | Y | . | Cargill Salt | Cargill Inc | 2769 | MI | ENC | RFC |  | 311 | 7 | Industrial NAICS Cogen | ST | BIT | COL | MISO | 0 | 0 | 2022
natural gas steam turbine | FALSE | 54965 | Y | . | Cargill Salt | Cargill Inc | 2769 | MI | ENC | RFC |  | 311 | 7 | Industrial NAICS Cogen | ST | NG | NG | MISO | 0 | 0 | 2022
petroleum | TRUE | 54968 | N | . | Alliant SBD 9502 Eaton | Industrial Energy Applications Inc | 361 | IA | WNC | MRO |  | 22 | 2 | NAICS-22 Non-Cogen | IC | DFO | DFO | MISO | 0 | 0 | 2022
hydro | TRUE | 54969 | N | . | Dixon Hydroelectric Dam | Eagle Creek Renewable Energy, LLC | 57280 | IL | ENC | RFC |  | 22 | 2 | NAICS-22 Non-Cogen | HY | WAT | HYC | PJM | 48953 | 14347 | 2022
natural gas steam turbine | TRUE | 54974 | Y | . | Sauder Power Plant | Sauder Woodworking Co | 16694 | OH | ENC | RFC |  | 22 | 3 | NAICS-22 Cogen | ST | NG | NG | PJM | 346 | 56.539 | 2022
biomass | TRUE | 54974 | Y | . | Sauder Power Plant | Sauder Woodworking Co | 16694 | OH | ENC | RFC |  | 22 | 3 | NAICS-22 Cogen | ST | WDS | WWW | PJM | 87456 | 14452.461 | 2022
natural gas peaker | FALSE | 54975 | Y | . | New Mexico State University | New Mexico State University | 21965 | NM | MTN | WECC |  | 611 | 5 | Commercial NAICS Cogen | GT | NG | NG | EPE | 225489 | 34365 | 2022
onshore wind | TRUE | 54979 | N | . | Big Spring Wind Power Facility | Terra-Gen Operating Co-Wind | 2770 | TX | WSC | TRE |  | 22 | 2 | NAICS-22 Non-Cogen | WT | WND | WND | ERCO | 221873 | 65027 | 2022
biomass | TRUE | 54980 | N | . | Ocean County Landfill | EPP Renewable Energy | 57249 | NJ | MAT | RFC |  | 22 | 2 | NAICS-22 Non-Cogen | IC | LFG | MLG | PJM | 987735 | 89558 | 2022
hydro | TRUE | 54981 | N | . | Harris Energy Realty | City of Holyoke Gas and Electric Dept. | 8776 | MA | NEW | NPCC |  | 22 | 1 | Electric Utility | HY | WAT | HYC | ISNE | 0 | 0 | 2022
petroleum | TRUE | 54984 | N | . | Salem Energy Systems LLC | Salem Energy Systems LLC | 22331 | NC | SAT | SERC |  | 22 | 2 | NAICS-22 Non-Cogen | GT | DFO | DFO | DUK | 0 | 0 | 2022
biomass | TRUE | 54984 | N | . | Salem Energy Systems LLC | Salem Energy Systems LLC | 22331 | NC | SAT | SERC |  | 22 | 2 | NAICS-22 Non-Cogen | GT | LFG | MLG | DUK | 449800 | 26705 | 2022
petroleum | TRUE | 54985 | N | . | Crestwood Dothan | Crestwood Corp | 4468 | AL | ESC | SERC |  | 22 | 2 | NAICS-22 Non-Cogen | IC | DFO | DFO | SOCO | 5449 | 386 | 2022
natural gas peaker | TRUE | 54985 | N | . | Crestwood Dothan | Crestwood Corp | 4468 | AL | ESC | SERC |  | 22 | 2 | NAICS-22 Non-Cogen | IC | NG | NG | SOCO | 0 | 0 | 2022
biomass | TRUE | 54989 | N | . | Pine Tree Acres | EPP Renewable Energy | 57249 | MI | ENC | RFC |  | 22 | 2 | NAICS-22 Non-Cogen | IC | LFG | MLG | MISO | 810216 | 68145 | 2022
other | FALSE | 54995 | Y | . | Indiana Harbor E 5 AC Station | Northlake Energy | 13765 | IN | ENC | RFC |  | 3311 | 7 | Industrial NAICS Cogen | ST | BFG | OOG | MISO | 2038227 | 491944.57 | 2022
natural gas steam turbine | FALSE | 54995 | Y | . | Indiana Harbor E 5 AC Station | Northlake Energy | 13765 | IN | ENC | RFC |  | 3311 | 7 | Industrial NAICS Cogen | ST | NG | NG | MISO | 209349 | 50453.434 | 2022
geothermal | TRUE | 54996 | N | . | Salton Sea Power Gen Co - Unit 4 | CalEnergy Operating Corporation | 49899 | CA | PACC | WECC |  | 22 | 2 | NAICS-22 Non-Cogen | ST | GEO | GEO | IID | 1103765 | 323495 | 2022
petroleum | FALSE | 54998 | Y | . | Wheelabrator Portsmouth | Wheelabrator Environmental Systems | 20541 | VA | SAT | SERC |  | 483 | 5 | Commercial NAICS Cogen | ST | DFO | DFO | PJM | 811218 | 34911.572 | 2022
municipal solid waste | FALSE | 54998 | Y | . | Wheelabrator Portsmouth | Wheelabrator Environmental Systems | 20541 | VA | SAT | SERC |  | 483 | 5 | Commercial NAICS Cogen | ST | MSB | MLG | PJM | 900599 | 40439.849 | 2022
municipal solid waste | FALSE | 54998 | Y | . | Wheelabrator Portsmouth | Wheelabrator Environmental Systems | 20541 | VA | SAT | SERC |  | 483 | 5 | Commercial NAICS Cogen | ST | MSN | OTH | PJM | 1100754 | 49427.579 | 2022
petroleum | FALSE | 55002 | N | . | Murphy-Brown LLC | Murphy - Brown LLC | 13124 | NC | SAT | SERC |  | 112 | 6 | Industrial NAICS Non-Cogen | IC | DFO | DFO | CPLE | 581 | -424 | 2022
natural gas peaker | FALSE | 55004 | N | . | Thornwood High School | Thorton Township School Dist | 18850 | IL | ENC | RFC |  | 611 | 4 | Commercial NAICS Non-Cogen | IC | NG | NG | PJM | 0 | 0 | 2022
natural gas peaker | FALSE | 55005 | N | . | Thornridge High School | Thorton Township School Dist | 18850 | IL | ENC | RFC |  | 611 | 4 | Commercial NAICS Non-Cogen | IC | NG | NG | PJM | 0 | 0 | 2022
biomass | TRUE | 55006 | N | . | Nashua Plant | EPP Renewable Energy | 57249 | NH | NEW | NPCC |  | 22 | 2 | NAICS-22 Non-Cogen | IC | LFG | MLG | ISNE | 132226 | 11828 | 2022
hydro | TRUE | 55009 | N | . | Montgomery Creek Hydro | Central Rivers Power US, LLC | 64078 | CA | PACC | WECC |  | 22 | 2 | NAICS-22 Non-Cogen | HY | WAT | HYC | CISO | 12581 | 3687 | 2022
petroleum | TRUE | 55010 | Y | . | LSP-Cottage Grove LP | Cottage Grove Operating Services LLC | 55912 | MN | WNC | MRO |  | 22 | 3 | NAICS-22 Cogen | CA | DFO | DFO | MISO | 0 | 0 | 2022
natural gas combined cycle | TRUE | 55010 | Y | . | LSP-Cottage Grove LP | Cottage Grove Operating Services LLC | 55912 | MN | WNC | MRO |  | 22 | 3 | NAICS-22 Cogen | CA | NG | NG | MISO | 210017 | 193650 | 2022
petroleum | TRUE | 55010 | Y | . | LSP-Cottage Grove LP | Cottage Grove Operating Services LLC | 55912 | MN | WNC | MRO |  | 22 | 3 | NAICS-22 Cogen | CT | DFO | DFO | MISO | 0 | 0 | 2022
natural gas combined cycle | TRUE | 55010 | Y | . | LSP-Cottage Grove LP | Cottage Grove Operating Services LLC | 55912 | MN | WNC | MRO |  | 22 | 3 | NAICS-22 Cogen | CT | NG | NG | MISO | 4110236 | 399996 | 2022
petroleum | TRUE | 55011 | N | . | LSP-Whitewater LP | Whitewater Operating Services LLC | 55911 | WI | ENC | RFC |  | 22 | 2 | NAICS-22 Non-Cogen | CA | DFO | DFO | MISO | 0 | 246.05 | 2022
natural gas combined cycle | TRUE | 55011 | N | . | LSP-Whitewater LP | Whitewater Operating Services LLC | 55911 | WI | ENC | RFC |  | 22 | 2 | NAICS-22 Non-Cogen | CA | NG | NG | MISO | 437044 | 342567.47 | 2022
petroleum | TRUE | 55011 | N | . | LSP-Whitewater LP | Whitewater Operating Services LLC | 55911 | WI | ENC | RFC |  | 22 | 2 | NAICS-22 Non-Cogen | CT | DFO | DFO | MISO | 5895 | 499.778 | 2022
natural gas combined cycle | TRUE | 55011 | N | . | LSP-Whitewater LP | Whitewater Operating Services LLC | 55911 | WI | ENC | RFC |  | 22 | 2 | NAICS-22 Non-Cogen | CT | NG | NG | MISO | 7352583 | 610211.25 | 2022
biomass | TRUE | 55014 | N | . | Greene Valley Gas Recovery | WM Illinois Renewable Energy LLC | 54843 | IL | ENC | RFC |  | 22 | 2 | NAICS-22 Non-Cogen | GT | LFG | MLG | PJM | 580065 | 26279 | 2022
natural gas peaker | TRUE | 55015 | Y | . | Sweeny Cogen Facility | Sweeny Cogeneration LP | 22214 | TX | WSC | TRE |  | 22 | 3 | NAICS-22 Cogen | GT | NG | NG | ERCO | 10381863 | 2134323.1 | 2022
other | TRUE | 55015 | Y | . | Sweeny Cogen Facility | Sweeny Cogeneration LP | 22214 | TX | WSC | TRE |  | 22 | 3 | NAICS-22 Cogen | GT | OG | OOG | ERCO | 3820687 | 785158.95 | 2022
natural gas combined cycle | TRUE | 55026 | N | . | Dighton Power Plant | Dighton Power, LLC | 55773 | MA | NEW | NPCC |  | 22 | 2 | NAICS-22 Non-Cogen | CS | NG | NG | ISNE | 2013282 | 253990 | 2022
natural gas peaker | FALSE | 55027 | Y | . | Papillion Creek Wastewater | City of Omaha | 13157 | NE | WNC | MRO |  | 22132 | 5 | Commercial NAICS Cogen | IC | NG | NG | SWPP | 3152 | 378.644 | 2022
biomass | FALSE | 55027 | Y | . | Papillion Creek Wastewater | City of Omaha | 13157 | NE | WNC | MRO |  | 22132 | 5 | Commercial NAICS Cogen | IC | OBG | ORW | SWPP | 43886 | 5273.356 | 2022
petroleum | TRUE | 55029 | N | . | De Pere Energy Center | Wisconsin Public Service Corp | 20860 | WI | ENC | MRO |  | 22 | 1 | Electric Utility | GT | DFO | DFO | MISO | 63532 | 5604.127 | 2022
natural gas peaker | TRUE | 55029 | N | . | De Pere Energy Center | Wisconsin Public Service Corp | 20860 | WI | ENC | MRO |  | 22 | 1 | Electric Utility | GT | NG | NG | MISO | 1809552 | 159618.87 | 2022
petroleum | FALSE | 55031 | Y | . | Androscoggin Energy Center | Pixelle Androscoggin LLC | 55738 | ME | NEW | NPCC |  | 322 | 7 | Industrial NAICS Cogen | GT | DFO | DFO | ISNE | 32299 | 6801.874 | 2022
petroleum | FALSE | 55031 | Y | . | Androscoggin Energy Center | Pixelle Androscoggin LLC | 55738 | ME | NEW | NPCC |  | 322 | 7 | Industrial NAICS Cogen | GT | KER | WOO | ISNE | 0 | 0 | 2022
natural gas peaker | FALSE | 55031 | Y | . | Androscoggin Energy Center | Pixelle Androscoggin LLC | 55738 | ME | NEW | NPCC |  | 322 | 7 | Industrial NAICS Cogen | GT | NG | NG | ISNE | 1862507 | 392234.13 | 2022
natural gas peaker | FALSE | 55033 | Y | . | Missouri River Wastewater Treatment | City of Omaha | 13157 | NE | WNC | MRO |  | 22132 | 5 | Commercial NAICS Cogen | IC | NG | NG | SWPP | 2908 | 255.53 | 2022
biomass | FALSE | 55033 | Y | . | Missouri River Wastewater Treatment | City of Omaha | 13157 | NE | WNC | MRO |  | 22132 | 5 | Commercial NAICS Cogen | IC | OBG | ORW | SWPP | 146472 | 12878.47 | 2022
natural gas peaker | FALSE | 55035 | Y | . | Davenport Water Pollution Control Plant | Davenport City of | 29729 | IA | WNC | MRO |  | 22132 | 5 | Commercial NAICS Cogen | IC | NG | NG | MISO | 1720 | 296.589 | 2022
biomass | FALSE | 55035 | Y | . | Davenport Water Pollution Control Plant | Davenport City of | 29729 | IA | WNC | MRO |  | 22132 | 5 | Commercial NAICS Cogen | IC | OBG | ORW | MISO | 40634 | 7002.451 | 2022
natural gas peaker | FALSE | 55036 | Y | . | University of Tennessee Steam Plant | University of Tennessee | 21466 | TN | ESC | SERC |  | 611 | 5 | Commercial NAICS Cogen | GT | NG | NG | TVA | 150033 | 28582 | 2022
natural gas peaker | FALSE | 55037 | Y | . | Opryland USA | Gaylord Entertainment Co | 32487 | TN | ESC | SERC |  | 721 | 5 | Commercial NAICS Cogen | GT | NG | NG | TVA | 97198 | 21412.56 | 2022
petroleum | TRUE | 55039 | N | . | Rio Bravo | Public Service Co of NM | 15473 | NM | MTN | WECC |  | 22 | 1 | Electric Utility | GT | DFO | DFO | PNM | 10271 | 876.413 | 2022
natural gas peaker | TRUE | 55039 | N | . | Rio Bravo | Public Service Co of NM | 15473 | NM | MTN | WECC |  | 22 | 1 | Electric Utility | GT | NG | NG | PNM | 3074453 | 262202.59 | 2022
petroleum | TRUE | 55040 | Y | . | Mid-Georgia Cogeneration Facility | SEPG MGA, LLC | 12564 | GA | SAT | SERC |  | 22 | 3 | NAICS-22 Cogen | CA | DFO | DFO | SOCO | 0 | 1756.075 | 2022
natural gas combined cycle | TRUE | 55040 | Y | . | Mid-Georgia Cogeneration Facility | SEPG MGA, LLC | 12564 | GA | SAT | SERC |  | 22 | 3 | NAICS-22 Cogen | CA | NG | NG | SOCO | 0 | 141858.93 | 2022
petroleum | TRUE | 55040 | Y | . | Mid-Georgia Cogeneration Facility | SEPG MGA, LLC | 12564 | GA | SAT | SERC |  | 22 | 3 | NAICS-22 Cogen | CT | DFO | DFO | SOCO | 47053 | 5364.806 | 2022
natural gas combined cycle | TRUE | 55040 | Y | . | Mid-Georgia Cogeneration Facility | SEPG MGA, LLC | 12564 | GA | SAT | SERC |  | 22 | 3 | NAICS-22 Cogen | CT | NG | NG | SOCO | 2983281 | 312918.19 | 2022
natural gas combined cycle | TRUE | 55041 | N | . | Berkshire Power | Berkshire Power Co LLC | 1616 | MA | NEW | NPCC |  | 22 | 2 | NAICS-22 Non-Cogen | CS | NG | NG | ISNE | 4030072 | 549169 | 2022
natural gas combined cycle | TRUE | 55042 | N | . | Bridgeport Energy Project | Bridgeport Energy LLC | 2232 | CT | NEW | NPCC |  | 22 | 2 | NAICS-22 Non-Cogen | CA | NG | NG | ISNE | 0 | 907768 | 2022
natural gas combined cycle | TRUE | 55042 | N | . | Bridgeport Energy Project | Bridgeport Energy LLC | 2232 | CT | NEW | NPCC |  | 22 | 2 | NAICS-22 Non-Cogen | CT | NG | NG | ISNE | 18668376 | 1668474 | 2022
natural gas combined cycle | TRUE | 55043 | Y | . | Cherokee County Cogen | Cherokee County Cogen Partners LLC | 6833 | SC | SAT | SERC |  | 22 | 3 | NAICS-22 Cogen | CA | NG | NG | DUK | 0 | 143282.58 | 2022
natural gas combined cycle | TRUE | 55043 | Y | . | Cherokee County Cogen | Cherokee County Cogen Partners LLC | 6833 | SC | SAT | SERC |  | 22 | 3 | NAICS-22 Cogen | CT | NG | NG | DUK | 3197740 | 274898 | 2022
biomass | FALSE | 55044 | Y | . | Packaging Corp. of America Jackson Mill | Boise White Paper LLC | 56310 | AL | ESC | SERC |  | 322 | 7 | Industrial NAICS Cogen | ST | BLQ | WWW | SOCO | 266145 | 48688.9 | 2022
petroleum | FALSE | 55044 | Y | . | Packaging Corp. of America Jackson Mill | Boise White Paper LLC | 56310 | AL | ESC | SERC |  | 322 | 7 | Industrial NAICS Cogen | ST | DFO | DFO | SOCO | 270 | 49.402 | 2022
natural gas steam turbine | FALSE | 55044 | Y | . | Packaging Corp. of America Jackson Mill | Boise White Paper LLC | 56310 | AL | ESC | SERC |  | 322 | 7 | Industrial NAICS Cogen | ST | NG | NG | SOCO | 117803 | 21550.857 | 2022
natural gas combined cycle | TRUE | 55047 | Y | . | Pasadena Cogeneration | Pasadena Cogeneration LP | 11059 | TX | WSC | TRE |  | 22 | 3 | NAICS-22 Cogen | CA | NG | NG | ERCO | 0 | 1296169 | 2022
natural gas combined cycle | TRUE | 55047 | Y | . | Pasadena Cogeneration | Pasadena Cogeneration LP | 11059 | TX | WSC | TRE |  | 22 | 3 | NAICS-22 Cogen | CT | NG | NG | ERCO | 27060722 | 2505654 | 2022
natural gas combined cycle | TRUE | 55048 | N | . | Tiverton Power Plant | Tiverton Power LLC | 55510 | RI | NEW | NPCC |  | 22 | 2 | NAICS-22 Non-Cogen | CA | NG | NG | ISNE | 0 | 364320 | 2022
natural gas combined cycle | TRUE | 55048 | N | . | Tiverton Power Plant | Tiverton Power LLC | 55510 | RI | NEW | NPCC |  | 22 | 2 | NAICS-22 Non-Cogen | CT | NG | NG | ISNE | 7751835 | 697752 | 2022
natural gas peaker | FALSE | 55051 | Y | . | Westlake Plaquemine | Westlake Chemicals & Vinyls LLC | 65195 | LA | WSC | SERC |  | 325188 | 7 | Industrial NAICS Cogen | GT | NG | NG | MISO | 5975056 | 1306560.7 | 2022
other | FALSE | 55051 | Y | . | Westlake Plaquemine | Westlake Chemicals & Vinyls LLC | 65195 | LA | WSC | SERC |  | 325188 | 7 | Industrial NAICS Cogen | GT | OG | OOG | MISO | 204013 | 44412.32 | 2022
natural gas peaker | FALSE | 55052 | N | . | Jameson Gas Processing Plant | WTG Jameson, L.P. | 50114 | TX | WSC | TRE |  | 211 | 6 | Industrial NAICS Non-Cogen | IC | NG | NG | ERCO | 114827 | 14615 | 2022
natural gas peaker | FALSE | 55053 | N | . | Bridgeport Gas Processing Plant | EnLink Midstream Services, LLC | 59366 | TX | WSC | TRE |  | 211 | 6 | Industrial NAICS Non-Cogen | IC | NG | NG | ERCO | 446157 | 43761.9 | 2022
biomass | TRUE | 55054 | N | . | Livingston Generating Facility | Hoosier Energy R E C, Inc | 9267 | IL | ENC | RFC |  | 22 | 1 | Electric Utility | GT | LFG | MLG | PJM | 1179123 | 62037 | 2022
petroleum | TRUE | 55061 | N | . | Tenaska Georgia Generation Facility | Tenaska Georgia Partners LP | 18535 | GA | SAT | SERC |  | 22 | 2 | NAICS-22 Non-Cogen | GT | DFO | DFO | SOCO | 303710 | 25994.874 | 2022
natural gas peaker | TRUE | 55061 | N | . | Tenaska Georgia Generation Facility | Tenaska Georgia Partners LP | 18535 | GA | SAT | SERC |  | 22 | 2 | NAICS-22 Non-Cogen | GT | NG | NG | SOCO | 7824111 | 728096.13 | 2022
petroleum | TRUE | 55062 | N | . | Tenaska Frontier Generation Station | Tenaska Frontier Partners Ltd | 18611 | TX | WSC | SERC |  | 22 | 2 | NAICS-22 Non-Cogen | CA | DFO | DFO | ERCO | 0 | 0 | 2022
natural gas combined cycle | TRUE | 55062 | N | . | Tenaska Frontier Generation Station | Tenaska Frontier Partners Ltd | 18611 | TX | WSC | SERC |  | 22 | 2 | NAICS-22 Non-Cogen | CA | NG | NG | ERCO | 3282408 | 1831277 | 2022
petroleum | TRUE | 55062 | N | . | Tenaska Frontier Generation Station | Tenaska Frontier Partners Ltd | 18611 | TX | WSC | SERC |  | 22 | 2 | NAICS-22 Non-Cogen | CT | DFO | DFO | ERCO | 0 | 0 | 2022
natural gas combined cycle | TRUE | 55062 | N | . | Tenaska Frontier Generation Station | Tenaska Frontier Partners Ltd | 18611 | TX | WSC | SERC |  | 22 | 2 | NAICS-22 Non-Cogen | CT | NG | NG | ERCO | 28185657 | 2481596 | 2022
natural gas combined cycle | TRUE | 55063 | N | . | Batesville Generation Facility | Cooperative Energy | 17568 | MS | ESC | SERC |  | 22 | 1 | Electric Utility | CA | NG | NG | TVA | 1756176 | 1542744 | 2022
natural gas combined cycle | TRUE | 55063 | N | . | Batesville Generation Facility | Cooperative Energy | 17568 | MS | ESC | SERC |  | 22 | 1 | Electric Utility | CT | NG | NG | TVA | 28226802 | 2529955 | 2022
natural gas peaker | TRUE | 55064 | Y | . | Black Hawk Station | Borger Energy Associates LP | 23913 | TX | WSC | MRO |  | 22 | 3 | NAICS-22 Cogen | GT | NG | NG | SWPP | 5690206 | 1304727 | 2022
other | TRUE | 55064 | Y | . | Black Hawk Station | Borger Energy Associates LP | 23913 | TX | WSC | MRO |  | 22 | 3 | NAICS-22 Cogen | GT | OG | OOG | SWPP | 684273 | 156840.98 | 2022
natural gas combined cycle | TRUE | 55065 | N | . | Mustang Station | Golden Spread Electric Cooperative, Inc | 7349 | TX | WSC | MRO |  | 22 | 1 | Electric Utility | CA | NG | NG | SWPP | 124 | 255061 | 2022
natural gas combined cycle | TRUE | 55065 | N | . | Mustang Station | Golden Spread Electric Cooperative, Inc | 7349 | TX | WSC | MRO |  | 22 | 1 | Electric Utility | CT | NG | NG | SWPP | 11053600 | 958288 | 2022
other | FALSE | 55066 | N | . | Heat Recovery Coke Facility | Cokenergy Inc | 4174 | IN | ENC | RFC |  | 3311 | 6 | Industrial NAICS Non-Cogen | ST | WH | OTH | MISO | 1553960 | 455440 | 2022
natural gas peaker | TRUE | 55067 | N | . | MPEA Energy Center | Metropolitan Pier and Exposition Auth | 54704 | IL | ENC | RFC |  | 22 | 2 | NAICS-22 Non-Cogen | GT | NG | NG | PJM | 0 | 0 | 2022
petroleum | TRUE | 55067 | N | . | MPEA Energy Center | Metropolitan Pier and Exposition Auth | 54704 | IL | ENC | RFC |  | 22 | 2 | NAICS-22 Non-Cogen | IC | DFO | DFO | PJM | 198 | 0 | 2022
natural gas combined cycle | TRUE | 55068 | N | . | Maine Independence Station | Casco Bay Energy Co LLC | 4966 | ME | NEW | NPCC |  | 22 | 2 | NAICS-22 Non-Cogen | CA | NG | NG | ISNE | 0 | 252689 | 2022
natural gas combined cycle | TRUE | 55068 | N | . | Maine Independence Station | Casco Bay Energy Co LLC | 4966 | ME | NEW | NPCC |  | 22 | 2 | NAICS-22 Non-Cogen | CT | NG | NG | ISNE | 4946806 | 416909 | 2022
biomass | TRUE | 55074 | N | . | Lakeview Gas Recovery | WM Renewable Energy LLC | 54842 | PA | MAT | RFC |  | 22 | 2 | NAICS-22 Non-Cogen | IC | LFG | MLG | PJM | 421647 | 35804 | 2022
petroleum | TRUE | 55075 | Y | . | Pine Bluff Energy Center | Pine Bluff Energy LLC | 28764 | AR | WSC | SERC |  | 22 | 3 | NAICS-22 Cogen | CA | DFO | DFO | MISO | 0 | 0 | 2022
natural gas combined cycle | TRUE | 55075 | Y | . | Pine Bluff Energy Center | Pine Bluff Energy LLC | 28764 | AR | WSC | SERC |  | 22 | 3 | NAICS-22 Cogen | CA | NG | NG | MISO | 435275 | 221744 | 2022
petroleum | TRUE | 55075 | Y | . | Pine Bluff Energy Center | Pine Bluff Energy LLC | 28764 | AR | WSC | SERC |  | 22 | 3 | NAICS-22 Cogen | CT | DFO | DFO | MISO | 0 | 0 | 2022
natural gas combined cycle | TRUE | 55075 | Y | . | Pine Bluff Energy Center | Pine Bluff Energy LLC | 28764 | AR | WSC | SERC |  | 22 | 3 | NAICS-22 Cogen | CT | NG | NG | MISO | 6727129 | 1054740 | 2022
lignite | TRUE | 55076 | N | . | Red Hills Generating Facility | Choctaw Generation L.P, L.L.L.P. | 3593 | MS | ESC | SERC |  | 22 | 2 | NAICS-22 Non-Cogen | ST | LIG | COL | TVA | 33439655 | 2909140.7 | 2022
natural gas steam turbine | TRUE | 55076 | N | . | Red Hills Generating Facility | Choctaw Generation L.P, L.L.L.P. | 3593 | MS | ESC | SERC |  | 22 | 2 | NAICS-22 Non-Cogen | ST | NG | NG | TVA | 99109 | 8438.253 | 2022
natural gas combined cycle | TRUE | 55077 | N | . | Desert Star Energy Center | Desert Star Energy Center SDG&E | 5695 | NV | MTN | WECC |  | 22 | 1 | Electric Utility | CA | NG | NG | CISO | 94630 | 571790 | 2022
natural gas combined cycle | TRUE | 55077 | N | . | Desert Star Energy Center | Desert Star Energy Center SDG&E | 5695 | NV | MTN | WECC |  | 22 | 1 | Electric Utility | CT | NG | NG | CISO | 11216298 | 948093 | 2022
petroleum | TRUE | 55079 | N | . | Millennium Power | Millennium Power Company, LLC | 12713 | MA | NEW | NPCC |  | 22 | 2 | NAICS-22 Non-Cogen | CA | DFO | DFO | ISNE | 0 | 0 | 2022
natural gas combined cycle | TRUE | 55079 | N | . | Millennium Power | Millennium Power Company, LLC | 12713 | MA | NEW | NPCC |  | 22 | 2 | NAICS-22 Non-Cogen | CA | NG | NG | ISNE | 0 | 384586 | 2022
petroleum | TRUE | 55079 | N | . | Millennium Power | Millennium Power Company, LLC | 12713 | MA | NEW | NPCC |  | 22 | 2 | NAICS-22 Non-Cogen | CT | DFO | DFO | ISNE | 0 | 0 | 2022
natural gas combined cycle | TRUE | 55079 | N | . | Millennium Power | Millennium Power Company, LLC | 12713 | MA | NEW | NPCC |  | 22 | 2 | NAICS-22 Non-Cogen | CT | NG | NG | ISNE | 8360310 | 767977 | 2022
natural gas peaker | TRUE | 55081 | N | . | Brownsville Peaking Power | Tennessee Valley Authority | 18642 | TN | ESC | SERC |  | 22 | 1 | Electric Utility | GT | NG | NG | TVA | 4445864 | 94591 | 2022
natural gas combined cycle | TRUE | 55084 | Y | . | Crockett Cogen Project | Crockett Cogeneration | 4464 | CA | PACC | WECC |  | 22 | 3 | NAICS-22 Cogen | CS | NG | NG | CISO | 9344332 | 1521935 | 2022
natural gas combined cycle | TRUE | 55086 | N | . | Gregory Power Plant | Gregory Power Partners LLC | 7667 | TX | WSC | TRE |  | 22 | 2 | NAICS-22 Non-Cogen | CA | NG | NG | ERCO | 0 | 211233 | 2022
natural gas combined cycle | TRUE | 55086 | N | . | Gregory Power Plant | Gregory Power Partners LLC | 7667 | TX | WSC | TRE |  | 22 | 2 | NAICS-22 Non-Cogen | CT | NG | NG | ERCO | 6358295 | 488054 | 2022
natural gas combined cycle | TRUE | 55087 | N | . | Zeeland Generating Station | Consumers Energy Co | 4254 | MI | ENC | RFC |  | 22 | 1 | Electric Utility | CA | NG | NG | MISO | 1382834 | 1286590 | 2022
natural gas combined cycle | TRUE | 55087 | N | . | Zeeland Generating Station | Consumers Energy Co | 4254 | MI | ENC | RFC |  | 22 | 1 | Electric Utility | CT | NG | NG | MISO | 23334512 | 2169109 | 2022
natural gas peaker | TRUE | 55087 | N | . | Zeeland Generating Station | Consumers Energy Co | 4254 | MI | ENC | RFC |  | 22 | 1 | Electric Utility | GT | NG | NG | MISO | 9199779 | 860780 | 2022
natural gas peaker | TRUE | 55088 | Y | . | Dearborn Industrial Generation | Dearborn Industrial Gen Inc | 4945 | MI | ENC | RFC |  | 22 | 3 | NAICS-22 Cogen | GT | NG | NG | MISO | 21848125 | 2945527 | 2022
other | TRUE | 55088 | Y | . | Dearborn Industrial Generation | Dearborn Industrial Gen Inc | 4945 | MI | ENC | RFC |  | 22 | 3 | NAICS-22 Cogen | ST | BFG | OOG | MISO | 5385263 | 1221721.9 | 2022
natural gas steam turbine | TRUE | 55088 | Y | . | Dearborn Industrial Generation | Dearborn Industrial Gen Inc | 4945 | MI | ENC | RFC |  | 22 | 3 | NAICS-22 Cogen | ST | NG | NG | MISO | 1231493 | 280630.15 | 2022
natural gas combined cycle | FALSE | 55089 | Y | . | Taft Cogeneration Facility | Occidental Chemical Corporation | 13914 | LA | WSC | SERC |  | 325 | 7 | Industrial NAICS Cogen | CA | NG | NG | MISO | 1023487 | 2045069.8 | 2022
other | FALSE | 55089 | Y | . | Taft Cogeneration Facility | Occidental Chemical Corporation | 13914 | LA | WSC | SERC |  | 325 | 7 | Industrial NAICS Cogen | CA | OG | OOG | MISO | 470123 | 71265.244 | 2022
natural gas combined cycle | FALSE | 55089 | Y | . | Taft Cogeneration Facility | Occidental Chemical Corporation | 13914 | LA | WSC | SERC |  | 325 | 7 | Industrial NAICS Cogen | CT | NG | NG | MISO | 36843666 | 3582528 | 2022
other | FALSE | 55089 | Y | . | Taft Cogeneration Facility | Occidental Chemical Corporation | 13914 | LA | WSC | SERC |  | 325 | 7 | Industrial NAICS Cogen | CT | OG | OOG | MISO | 0 | 0 | 2022
biomass | TRUE | 55090 | Y | . | Plummer Cogen | Stimson Lumber Company | 54900 | ID | MTN | WECC |  | 22 | 3 | NAICS-22 Cogen | ST | WDS | WWW | AVA | 73385 | 13550 | 2022
natural gas combined cycle | TRUE | 55091 | N | . | Midlothian Energy Facility | Midlothian Energy LLC | 12501 | TX | WSC | TRE |  | 22 | 2 | NAICS-22 Non-Cogen | CS | NG | NG | ERCO | 37085918 | 4884707 | 2022
biomass | TRUE | 55093 | N | . | MM Taunton Energy | MM Taunton Energy LLC | 57226 | MA | NEW | NPCC |  | 22 | 2 | NAICS-22 Non-Cogen | IC | LFG | MLG | ISNE | 125322 | 11440 | 2022
biomass | TRUE | 55094 | Y | . | MM San Diego-Miramar | MM San Diego Energy-Miramar | 57227 | CA | PACC | WECC |  | 22 | 3 | NAICS-22 Cogen | IC | LFG | MLG | CISO | 399237 | 39002.755 | 2022
biomass | TRUE | 55094 | Y | . | MM San Diego-Miramar | MM San Diego Energy-Miramar | 57227 | CA | PACC | WECC |  | 22 | 3 | NAICS-22 Cogen | IC | OBG | ORW | CISO | 46536 | 4546.245 | 2022
natural gas peaker | TRUE | 55096 | Y | . | Portside Energy | Portside Energy Corp | 15343 | IN | ENC | RFC |  | 22 | 3 | NAICS-22 Cogen | GT | NG | NG | MISO | 929801 | 221107 | 2022
natural gas steam turbine | TRUE | 55096 | Y | . | Portside Energy | Portside Energy Corp | 15343 | IN | ENC | RFC |  | 22 | 3 | NAICS-22 Cogen | ST | NG | NG | MISO | 190208 | 45250 | 2022
natural gas combined cycle | TRUE | 55097 | N | . | Lamar Power Project | LaFrontera Holdings LLC | 60477 | TX | WSC | TRE |  | 22 | 2 | NAICS-22 Non-Cogen | CA | NG | NG | ERCO | 884171 | 2006588 | 2022
natural gas combined cycle | TRUE | 55097 | N | . | Lamar Power Project | LaFrontera Holdings LLC | 60477 | TX | WSC | TRE |  | 22 | 2 | NAICS-22 Non-Cogen | CT | NG | NG | ERCO | 38351541 | 3471079 | 2022
natural gas combined cycle | TRUE | 55100 | N | . | Rumford Power LLC | Rumford Power | 54821 | ME | NEW | NPCC |  | 22 | 2 | NAICS-22 Non-Cogen | CA | NG | NG | ISNE | 0 | 152816 | 2022
natural gas combined cycle | TRUE | 55100 | N | . | Rumford Power LLC | Rumford Power | 54821 | ME | NEW | NPCC |  | 22 | 2 | NAICS-22 Non-Cogen | CT | NG | NG | ISNE | 3232545 | 275275 | 2022
natural gas peaker | TRUE | 55101 | N | . | Kalamazoo River Generating Station | CMS Generation MI Power LLC | 3838 | MI | ENC | RFC |  | 22 | 2 | NAICS-22 Non-Cogen | GT | NG | NG | MISO | 1251842 | 106888 | 2022
natural gas peaker | TRUE | 55102 | N | . | Livingston Generating Station | CMS Generation MI Power LLC | 3838 | MI | ENC | RFC |  | 22 | 2 | NAICS-22 Non-Cogen | GT | NG | NG | MISO | 242782 | 11602.998 | 2022
natural gas combined cycle | TRUE | 55103 | Y | . | Klamath Cogeneration Plant | Klamath Energy LLC | 14372 | OR | PACC | WECC |  | 22 | 3 | NAICS-22 Cogen | CA | NG | NG | AVRN | 126520 | 864745.3 | 2022
natural gas combined cycle | TRUE | 55103 | Y | . | Klamath Cogeneration Plant | Klamath Energy LLC | 14372 | OR | PACC | WECC |  | 22 | 3 | NAICS-22 Cogen | CT | NG | NG | AVRN | 17458148 | 1559611.6 | 2022
natural gas combined cycle | TRUE | 55107 | N | . | Rhode Island State Energy Center | RISEC Operating Services | 6832 | RI | NEW | NPCC |  | 22 | 2 | NAICS-22 Non-Cogen | CA | NG | NG | ISNE | 488316 | 1185629 | 2022
natural gas combined cycle | TRUE | 55107 | N | . | Rhode Island State Energy Center | RISEC Operating Services | 6832 | RI | NEW | NPCC |  | 22 | 2 | NAICS-22 Non-Cogen | CT | NG | NG | ISNE | 23232114 | 2109244 | 2022
natural gas peaker | TRUE | 55109 | N | . | Rocky Road Power LLC | Lincoln Operating Services, LLC | 64030 | IL | ENC | RFC |  | 22 | 2 | NAICS-22 Non-Cogen | GT | NG | NG | PJM | 222834 | 17823 | 2022
natural gas peaker | TRUE | 55110 | N | . | Madison | Duke Energy Indiana, LLC | 15470 | OH | ENC | RFC |  | 22 | 1 | Electric Utility | GT | NG | NG | PJM | 8479967 | 645270 | 2022
natural gas peaker | TRUE | 55111 | N | . | Vermillion Energy Facility | Duke Energy Ohio Inc | 3542 | IN | ENC | RFC |  | 22 | 1 | Electric Utility | GT | NG | NG | MISO | 5059583 | 474919 | 2022
natural gas combined cycle | TRUE | 55112 | N | . | Sutter Energy Center | Calpine Corp-Sutter | 22650 | CA | PACC | WECC |  | 22 | 2 | NAICS-22 Non-Cogen | CA | NG | NG | WALC | 104547 | 859571 | 2022
natural gas combined cycle | TRUE | 55112 | N | . | Sutter Energy Center | Calpine Corp-Sutter | 22650 | CA | PACC | WECC |  | 22 | 2 | NAICS-22 Non-Cogen | CT | NG | NG | WALC | 19625511 | 1773804 | 2022
petroleum | TRUE | 55116 | N | . | Rockingham County CT Station | Duke Energy Carolinas, LLC | 5416 | NC | SAT | SERC |  | 22 | 1 | Electric Utility | GT | DFO | DFO | DUK | 278001 | 25656.73 | 2022
natural gas peaker | TRUE | 55116 | N | . | Rockingham County CT Station | Duke Energy Carolinas, LLC | 5416 | NC | SAT | SERC |  | 22 | 1 | Electric Utility | GT | NG | NG | DUK | 15712263 | 1413503.3 | 2022
natural gas combined cycle | FALSE | 55117 | Y | . | RS Cogen | Westlake 2 US LLC | 14306 | LA | WSC | SERC |  | 325 | 7 | Industrial NAICS Cogen | CA | NG | NG | MISO | 0 | 307867.33 | 2022
natural gas combined cycle | FALSE | 55117 | Y | . | RS Cogen | Westlake 2 US LLC | 14306 | LA | WSC | SERC |  | 325 | 7 | Industrial NAICS Cogen | CT | NG | NG | MISO | 18244582 | 2389250.7 | 2022
natural gas peaker | FALSE | 55122 | Y | . | NAFTA Region Olefins Complex Cogen Fac | BASF Corp | 1357 | TX | WSC | SERC |  | 32511 | 7 | Industrial NAICS Cogen | GT | NG | NG | MISO | 2101085 | 422433.9 | 2022
natural gas combined cycle | TRUE | 55123 | N | . | Magic Valley Generating Station | Calpine Corp-Magic Valley | 2877 | TX | WSC | TRE |  | 22 | 2 | NAICS-22 Non-Cogen | CA | NG | NG | ERCO | 113471 | 890362 | 2022
natural gas combined cycle | TRUE | 55123 | N | . | Magic Valley Generating Station | Calpine Corp-Magic Valley | 2877 | TX | WSC | TRE |  | 22 | 2 | NAICS-22 Non-Cogen | CT | NG | NG | ERCO | 17965875 | 1532456 | 2022
natural gas combined cycle | TRUE | 55124 | N | . | Griffith Energy LLC | Griffith Energy LLC | 56090 | AZ | MTN | WECC |  | 22 | 2 | NAICS-22 Non-Cogen | CA | NG | NG | GRIF | 1856592 | 1183878 | 2022
natural gas combined cycle | TRUE | 55124 | N | . | Griffith Energy LLC | Griffith Energy LLC | 56090 | AZ | MTN | WECC |  | 22 | 2 | NAICS-22 Non-Cogen | CT | NG | NG | GRIF | 19717989 | 1790942 | 2022
onshore wind | TRUE | 55125 | N | . | Vansycle | ESI Vansycle Partners LP | 6017 | OR | PACC | WECC |  | 22 | 2 | NAICS-22 Non-Cogen | WT | WND | WND | BPAT | 208826 | 61203 | 2022
natural gas combined cycle | TRUE | 55126 | N | . | Milford Power Project | Milford Power Co LLC | 12568 | CT | NEW | NPCC |  | 22 | 2 | NAICS-22 Non-Cogen | CS | NG | NG | ISNE | 26929301 | 3696502 | 2022
other | TRUE | 55126 | N | . | Milford Power Project | Milford Power Co LLC | 12568 | CT | NEW | NPCC |  | 22 | 2 | NAICS-22 Non-Cogen | CS | PG | WOO | ISNE | 0 | 0 | 2022
natural gas peaker | TRUE | 55127 | N | . | Manchief Electric Generating Station | Public Service Co of Colorado | 15466 | CO | MTN | WECC |  | 22 | 2 | NAICS-22 Non-Cogen | GT | NG | NG | PSCO | 2369975 | 223179 | 2022
natural gas peaker | TRUE | 55128 | N | . | Walton County Power, LLC | SEPG Operating Services, LLC Walton | 59415 | GA | SAT | SERC |  | 22 | 2 | NAICS-22 Non-Cogen | GT | NG | NG | SOCO | 7644977 | 741973 | 2022
natural gas combined cycle | TRUE | 55129 | N | . | Desert Basin | Salt River Project | 16572 | AZ | MTN | WECC |  | 22 | 1 | Electric Utility | CA | NG | NG | SRP | 312757 | 533772 | 2022
natural gas combined cycle | TRUE | 55129 | N | . | Desert Basin | Salt River Project | 16572 | AZ | MTN | WECC |  | 22 | 1 | Electric Utility | CT | NG | NG | SRP | 10264775 | 864314 | 2022
natural gas peaker | TRUE | 55129 | N | . | Desert Basin | Salt River Project | 16572 | AZ | MTN | WECC |  | 22 | 1 | Electric Utility | GT | NG | NG | SRP | 38625 | 2969 | 2022
natural gas combined cycle | TRUE | 55131 | N | . | Kendall County Generation Facility | Dynegy Kendall Energy LLC | 57141 | IL | ENC | RFC |  | 22 | 2 | NAICS-22 Non-Cogen | CA | NG | NG | PJM | 925288 | 1683235 | 2022
natural gas combined cycle | TRUE | 55131 | N | . | Kendall County Generation Facility | Dynegy Kendall Energy LLC | 57141 | IL | ENC | RFC |  | 22 | 2 | NAICS-22 Non-Cogen | CT | NG | NG | PJM | 37698071 | 3411367 | 2022
petroleum | TRUE | 55132 | N | . | Tenaska Gateway Generating Station | Tenaska Gateway Partners Ltd | 18518 | TX | WSC | TRE |  | 22 | 2 | NAICS-22 Non-Cogen | CA | DFO | DFO | ERCO | 0 | 0 | 2022
natural gas combined cycle | TRUE | 55132 | N | . | Tenaska Gateway Generating Station | Tenaska Gateway Partners Ltd | 18518 | TX | WSC | TRE |  | 22 | 2 | NAICS-22 Non-Cogen | CA | NG | NG | ERCO | 2510155 | 1638599 | 2022
petroleum | TRUE | 55132 | N | . | Tenaska Gateway Generating Station | Tenaska Gateway Partners Ltd | 18518 | TX | WSC | TRE |  | 22 | 2 | NAICS-22 Non-Cogen | CT | DFO | DFO | ERCO | 0 | 0 | 2022
natural gas combined cycle | TRUE | 55132 | N | . | Tenaska Gateway Generating Station | Tenaska Gateway Partners Ltd | 18518 | TX | WSC | TRE |  | 22 | 2 | NAICS-22 Non-Cogen | CT | NG | NG | ERCO | 26829462 | 2311804 | 2022
petroleum | FALSE | 55133 | N | . | Thomson Reuters Campus Bldg A-D | Thomson Corp | 18981 | MN | WNC | MRO |  | 323 | 6 | Industrial NAICS Non-Cogen | IC | DFO | DFO | MISO | 2732 | 313 | 2022
natural gas peaker | FALSE | 55133 | N | . | Thomson Reuters Campus Bldg A-D | Thomson Corp | 18981 | MN | WNC | MRO |  | 323 | 6 | Industrial NAICS Non-Cogen | IC | NG | NG | MISO | 0 | 0 | 2022
petroleum | TRUE | 55135 | N | . | Alliant Energy Neenah | Wisconsin Power & Light Co | 20856 | WI | ENC | RFC |  | 22 | 1 | Electric Utility | GT | DFO | DFO | MISO | 0 | 0 | 2022
natural gas peaker | TRUE | 55135 | N | . | Alliant Energy Neenah | Wisconsin Power & Light Co | 20856 | WI | ENC | RFC |  | 22 | 1 | Electric Utility | GT | NG | NG | MISO | 6670038 | 500169 | 2022
natural gas combined cycle | TRUE | 55137 | N | . | Rio Nogales Power Project | City of San Antonio - (TX) | 16604 | TX | WSC | TRE |  | 22 | 1 | Electric Utility | CA | NG | NG | ERCO | 455346 | 1674618 | 2022
natural gas combined cycle | TRUE | 55137 | N | . | Rio Nogales Power Project | City of San Antonio - (TX) | 16604 | TX | WSC | TRE |  | 22 | 1 | Electric Utility | CT | NG | NG | ERCO | 32314906 | 2855063 | 2022
natural gas peaker | TRUE | 55138 | N | . | Walton Discover Power Facility | Walton Discover LLC | 60492 | AL | ESC | SERC |  | 22 | 2 | NAICS-22 Non-Cogen | GT | NG | NG | SOCO | 1057 | 132 | 2022
natural gas combined cycle | TRUE | 55139 | N | . | Wolf Hollow I LP | Wolf Hollow I Power, LLC | 313 | TX | WSC | TRE |  | 22 | 2 | NAICS-22 Non-Cogen | CA | NG | NG | ERCO | 229392 | 839390 | 2022
natural gas combined cycle | TRUE | 55139 | N | . | Wolf Hollow I LP | Wolf Hollow I Power, LLC | 313 | TX | WSC | TRE |  | 22 | 2 | NAICS-22 Non-Cogen | CT | NG | NG | ERCO | 17878905 | 1598986 | 2022
natural gas peaker | TRUE | 55141 | N | . | Hawk Road Facility | Oglethorpe Power Corporation | 13994 | GA | SAT | SERC |  | 22 | 1 | Electric Utility | GT | NG | NG | SOCO | 8990764 | 800938 | 2022
natural gas combined cycle | TRUE | 55144 | N | . | Hays Energy Project | Hays Energy, LLC | 1074 | TX | WSC | TRE |  | 22 | 2 | NAICS-22 Non-Cogen | CS | NG | NG | ERCO | 26684783 | 3478985 | 2022
natural gas combined cycle | TRUE | 55146 | N | . | Green Country Energy LLC | Green Country OP Services LLC | 7597 | OK | WSC | MRO |  | 22 | 2 | NAICS-22 Non-Cogen | CA | NG | NG | SWPP | 798049 | 1208617 | 2022
natural gas combined cycle | TRUE | 55146 | N | . | Green Country Energy LLC | Green Country OP Services LLC | 7597 | OK | WSC | MRO |  | 22 | 2 | NAICS-22 Non-Cogen | CT | NG | NG | SWPP | 22680318 | 1964298 | 2022
natural gas peaker | TRUE | 55148 | N | . | Worthington Generation LLC | Hoosier Energy R E C, Inc | 9267 | IN | ENC | RFC |  | 22 | 1 | Electric Utility | GT | NG | NG | MISO | 824979 | 76946.998 | 2022
natural gas combined cycle | TRUE | 55149 | N | . | Lake Road Generating Plant | Lake Road Generating Co LP | 10576 | CT | NEW | NPCC |  | 22 | 2 | NAICS-22 Non-Cogen | CS | NG | NG | ISNE | 42728115 | 5722994 | 2022
other | TRUE | 55149 | N | . | Lake Road Generating Plant | Lake Road Generating Co LP | 10576 | CT | NEW | NPCC |  | 22 | 2 | NAICS-22 Non-Cogen | CS | PG | WOO | ISNE | 0 | 0 | 2022
natural gas combined cycle | TRUE | 55151 | N | . | La Paloma Generating Plant | CXA La Paloma LLC | 61173 | CA | PACC | WECC |  | 22 | 2 | NAICS-22 Non-Cogen | CS | NG | NG | CISO | 12893280 | 1671953 | 2022
petroleum | FALSE | 55152 | N | . | Bank of America Plaza | 600 Peachtree PropCo, LLC | 3790 | GA | SAT | SERC |  | 53 | 4 | Commercial NAICS Non-Cogen | IC | DFO | DFO | SOCO | 0 | 0 | 2022
natural gas combined cycle | TRUE | 55153 | N | . | Guadalupe Generating Station | Guadalupe Power Partners LP | 57045 | TX | WSC | TRE |  | 22 | 2 | NAICS-22 Non-Cogen | CA | NG | NG | ERCO | 1348365 | 2285673 | 2022
natural gas combined cycle | TRUE | 55153 | N | . | Guadalupe Generating Station | Guadalupe Power Partners LP | 57045 | TX | WSC | TRE |  | 22 | 2 | NAICS-22 Non-Cogen | CT | NG | NG | ERCO | 42497793 | 4029717 | 2022
natural gas combined cycle | TRUE | 55154 | N | . | Lost Pines 1 Power Project | Lower Colorado River Authority | 11269 | TX | WSC | TRE |  | 22 | 1 | Electric Utility | CA | NG | NG | ERCO | 0 | 1121652 | 2022
natural gas combined cycle | TRUE | 55154 | N | . | Lost Pines 1 Power Project | Lower Colorado River Authority | 11269 | TX | WSC | TRE |  | 22 | 1 | Electric Utility | CT | NG | NG | ERCO | 22803167 | 2019575 | 2022
biomass | TRUE | 55155 | N | . | MM Albany Energy | MM Albany Energy LLC | 57229 | NY | MAT | NPCC |  | 22 | 2 | NAICS-22 Non-Cogen | IC | LFG | MLG | NYIS | 20155 | 1937 | 2022
biomass | TRUE | 55156 | N | . | MM Prince William Energy | MM Prince William Energy LLC | 57230 | VA | SAT | SERC |  | 22 | 2 | NAICS-22 Non-Cogen | IC | LFG | MLG | PJM | 574282 | 47466 | 2022
biomass | TRUE | 55160 | N | . | MM Tulare Energy | MM Tulare Energy LLC | 57231 | CA | PACC | WECC |  | 22 | 2 | NAICS-22 Non-Cogen | IC | LFG | MLG | CISO | 111601 | 8192 | 2022
biomass | TRUE | 55161 | N | . | MM Lopez Energy | MM Lopez Energy LLC | 57232 | CA | PACC | WECC |  | 22 | 2 | NAICS-22 Non-Cogen | IC | LFG | MLG | CISO | 260759 | 26551 | 2022
petroleum | TRUE | 55164 | N | . | Bluegrass Generating Station | East Kentucky Power Coop, Inc | 5580 | KY | ESC | SERC |  | 22 | 1 | Electric Utility | GT | DFO | DFO | LGEE | 146787 | 12712.939 | 2022
natural gas peaker | TRUE | 55164 | N | . | Bluegrass Generating Station | East Kentucky Power Coop, Inc | 5580 | KY | ESC | SERC |  | 22 | 1 | Electric Utility | GT | NG | NG | LGEE | 2224917 | 192689.06 | 2022
natural gas peaker | TRUE | 55165 | N | . | Calcasieu | Entergy Louisiana LLC | 11241 | LA | WSC | SERC |  | 22 | 1 | Electric Utility | GT | NG | NG | MISO | 1803779 | 159252 | 2022
petroleum | TRUE | 55166 | N | . | Broad River Energy Center | Broad River Energy LLC | 54810 | SC | SAT | SERC |  | 22 | 2 | NAICS-22 Non-Cogen | GT | DFO | DFO | DUK | 43402 | 4139.196 | 2022
natural gas peaker | TRUE | 55166 | N | . | Broad River Energy Center | Broad River Energy LLC | 54810 | SC | SAT | SERC |  | 22 | 2 | NAICS-22 Non-Cogen | GT | NG | NG | DUK | 12886700 | 1212483.8 | 2022
natural gas combined cycle | TRUE | 55168 | N | . | Bastrop Energy Center | Bastrop Energy Partners, LP | 49768 | TX | WSC | TRE |  | 22 | 2 | NAICS-22 Non-Cogen | CA | NG | NG | ERCO | 1969187 | 885764 | 2022
natural gas combined cycle | TRUE | 55168 | N | . | Bastrop Energy Center | Bastrop Energy Partners, LP | 49768 | TX | WSC | TRE |  | 22 | 2 | NAICS-22 Non-Cogen | CT | NG | NG | ERCO | 20092385 | 1987667 | 2022
natural gas combined cycle | TRUE | 55170 | N | . | Granite Ridge | Granite Ridge Energy LLC | 88 | NH | NEW | NPCC |  | 22 | 2 | NAICS-22 Non-Cogen | CA | NG | NG | ISNE | 0 | 1222642 | 2022
natural gas combined cycle | TRUE | 55170 | N | . | Granite Ridge | Granite Ridge Energy LLC | 88 | NH | NEW | NPCC |  | 22 | 2 | NAICS-22 Non-Cogen | CT | NG | NG | ISNE | 25168817 | 2211130 | 2022
natural gas combined cycle | TRUE | 55172 | N | . | Bosque County Peaking | Calpine Bosque Energy Center LLC | 55899 | TX | WSC | TRE |  | 22 | 2 | NAICS-22 Non-Cogen | CA | NG | NG | ERCO | 852231 | 1685351 | 2022
natural gas combined cycle | TRUE | 55172 | N | . | Bosque County Peaking | Calpine Bosque Energy Center LLC | 55899 | TX | WSC | TRE |  | 22 | 2 | NAICS-22 Non-Cogen | CT | NG | NG | ERCO | 31676624 | 2965849 | 2022
natural gas combined cycle | TRUE | 55173 | N | . | Acadia Energy Center | Cleco Power LLC | 3265 | LA | WSC | SERC |  | 22 | 1 | Electric Utility | CA | NG | NG | MISO | 978127 | 1929423 | 2022
hard coal | TRUE | 55173 | N | . | Acadia Energy Center | Cleco Power LLC | 3265 | LA | WSC | SERC |  | 22 | 1 | Electric Utility | CT | BIT | COL | MISO | 0 | 0 | 2022
natural gas combined cycle | TRUE | 55173 | N | . | Acadia Energy Center | Cleco Power LLC | 3265 | LA | WSC | SERC |  | 22 | 1 | Electric Utility | CT | NG | NG | MISO | 40827922 | 3116333 | 2022
petroleum | TRUE | 55173 | N | . | Acadia Energy Center | Cleco Power LLC | 3265 | LA | WSC | SERC |  | 22 | 1 | Electric Utility | CT | PC | PC | MISO | 0 | 0 | 2022
hard coal | TRUE | 55173 | N | . | Acadia Energy Center | Cleco Power LLC | 3265 | LA | WSC | SERC |  | 22 | 1 | Electric Utility | CT | SUB | COL | MISO | 0 | 0 | 2022
natural gas combined cycle | TRUE | 55176 | Y | . | Eastman Cogeneration Facility | Eastman Cogeneration LP | 49791 | TX | WSC | MRO |  | 22 | 3 | NAICS-22 Cogen | CA | NG | NG | SWPP | 1172873 | 442490.72 | 2022
other | TRUE | 55176 | Y | . | Eastman Cogeneration Facility | Eastman Cogeneration LP | 49791 | TX | WSC | MRO |  | 22 | 3 | NAICS-22 Cogen | CA | OG | OOG | SWPP | 0 | 0 | 2022
natural gas combined cycle | TRUE | 55176 | Y | . | Eastman Cogeneration Facility | Eastman Cogeneration LP | 49791 | TX | WSC | MRO |  | 22 | 3 | NAICS-22 Cogen | CT | NG | NG | SWPP | 11433108 | 1779442.7 | 2022
other | TRUE | 55176 | Y | . | Eastman Cogeneration Facility | Eastman Cogeneration LP | 49791 | TX | WSC | MRO |  | 22 | 3 | NAICS-22 Cogen | CT | OG | OOG | SWPP | 0 | 0 | 2022
natural gas combined cycle | TRUE | 55177 | N | . | South Point Energy Center | South Point Energy Center LLC | 50157 | AZ | MTN | WECC |  | 22 | 2 | NAICS-22 Non-Cogen | CA | NG | NG | WALC | 13218 | 545100 | 2022
natural gas combined cycle | TRUE | 55177 | N | . | South Point Energy Center | South Point Energy Center LLC | 50157 | AZ | MTN | WECC |  | 22 | 2 | NAICS-22 Non-Cogen | CT | NG | NG | WALC | 13635174 | 1130501 | 2022
natural gas combined cycle | TRUE | 55178 | N | . | Dogwood Energy Facility | Dogwood Power Management, LLC | 54915 | MO | WNC | MRO |  | 22 | 2 | NAICS-22 Non-Cogen | CA | NG | NG | SWPP | 774482 | 686030 | 2022
natural gas combined cycle | TRUE | 55178 | N | . | Dogwood Energy Facility | Dogwood Power Management, LLC | 54915 | MO | WNC | MRO |  | 22 | 2 | NAICS-22 Non-Cogen | CT | NG | NG | SWPP | 13246011 | 1136194 | 2022
natural gas combined cycle | TRUE | 55179 | N | . | Rathdrum Power LLC | Rathdrum Operating Services Co., Inc. | 15708 | ID | MTN | WECC |  | 22 | 2 | NAICS-22 Non-Cogen | CA | NG | NG | AVA | 262089 | 584688 | 2022
natural gas combined cycle | TRUE | 55179 | N | . | Rathdrum Power LLC | Rathdrum Operating Services Co., Inc. | 15708 | ID | MTN | WECC |  | 22 | 2 | NAICS-22 Non-Cogen | CT | NG | NG | AVA | 11488954 | 1071792 | 2022
natural gas combined cycle | TRUE | 55182 | N | . | Sunrise Power LLC | Sunrise Power Co LLC | 18320 | CA | PACC | WECC |  | 22 | 2 | NAICS-22 Non-Cogen | CA | NG | NG | CISO | 1403429 | 1135302 | 2022
natural gas combined cycle | TRUE | 55182 | N | . | Sunrise Power LLC | Sunrise Power Co LLC | 18320 | CA | PACC | WECC |  | 22 | 2 | NAICS-22 Non-Cogen | CT | NG | NG | CISO | 18590764 | 1681906 | 2022
natural gas combined cycle | TRUE | 55183 | N | . | Nelson Energy Center | Invenergy Services LLC | 49893 | IL | ENC | RFC |  | 22 | 2 | NAICS-22 Non-Cogen | CA | NG | NG | PJM | 0 | 915255 | 2022
natural gas combined cycle | TRUE | 55183 | N | . | Nelson Energy Center | Invenergy Services LLC | 49893 | IL | ENC | RFC |  | 22 | 2 | NAICS-22 Non-Cogen | CT | NG | NG | PJM | 20061163 | 1776119 | 2022
natural gas peaker | FALSE | 55184 | Y | . | Aera San Ardo Cogen Facility | Aera Energy LLC-San Ardo | 24536 | CA | PACC | WECC |  | 211 | 7 | Industrial NAICS Cogen | GT | NG | NG | CISO | 120567 | 22282 | 2022
natural gas combined cycle | TRUE | 55187 | Y | . | Channelview Cogeneration Plant | EIF Channelview Cogeneration LLC | 56380 | TX | WSC | TRE |  | 22 | 3 | NAICS-22 Cogen | CA | NG | NG | ERCO | 3242052 | 817065 | 2022
natural gas combined cycle | TRUE | 55187 | Y | . | Channelview Cogeneration Plant | EIF Channelview Cogeneration LLC | 56380 | TX | WSC | TRE |  | 22 | 3 | NAICS-22 Cogen | CT | NG | NG | ERCO | 31000440 | 4767091 | 2022
natural gas combined cycle | TRUE | 55188 | N | . | Cordova Energy | Cordova Energy Co LLC | 4210 | IL | ENC | RFC |  | 22 | 2 | NAICS-22 Non-Cogen | CA | NG | NG | PJM | 0 | 120097 | 2022
natural gas combined cycle | TRUE | 55188 | N | . | Cordova Energy | Cordova Energy Co LLC | 4210 | IL | ENC | RFC |  | 22 | 2 | NAICS-22 Non-Cogen | CT | NG | NG | PJM | 2569381 | 239598 | 2022
petroleum | TRUE | 55192 | N | . | Osceola Generating Station (FL) | Orlando Utilities Comm | 14610 | FL | SAT | SERC |  | 22 | 1 | Electric Utility | GT | DFO | DFO | FPC | 141 | 1.044 | 2022
natural gas peaker | TRUE | 55192 | N | . | Osceola Generating Station (FL) | Orlando Utilities Comm | 14610 | FL | SAT | SERC |  | 22 | 1 | Electric Utility | GT | NG | NG | FPC | 162455 | 1217.956 | 2022
natural gas combined cycle | TRUE | 55193 | N | . | Ontelaunee Energy Center | Ontelaunee Energy Center | 55649 | PA | MAT | RFC |  | 22 | 2 | NAICS-22 Non-Cogen | CA | NG | NG | PJM | 0 | 1505982 | 2022
natural gas combined cycle | TRUE | 55193 | N | . | Ontelaunee Energy Center | Ontelaunee Energy Center | 55649 | PA | MAT | RFC |  | 22 | 2 | NAICS-22 Non-Cogen | CT | NG | NG | PJM | 29643119 | 2663865 | 2022
petroleum | TRUE | 55196 | N | . | Springdale 1 & 2 | Springdale Energy LLC | 61267 | PA | MAT | RFC |  | 22 | 2 | NAICS-22 Non-Cogen | GT | DFO | DFO | PJM | 0 | 0 | 2022
natural gas peaker | TRUE | 55196 | N | . | Springdale 1 & 2 | Springdale Energy LLC | 61267 | PA | MAT | RFC |  | 22 | 2 | NAICS-22 Non-Cogen | GT | NG | NG | PJM | 1630691 | 153987 | 2022
natural gas combined cycle | TRUE | 55197 | N | . | Caledonia | Tennessee Valley Authority | 18642 | MS | ESC | SERC |  | 22 | 1 | Electric Utility | CA | NG | NG | TVA | 20984378 | 1631826 | 2022
natural gas combined cycle | TRUE | 55197 | N | . | Caledonia | Tennessee Valley Authority | 18642 | MS | ESC | SERC |  | 22 | 1 | Electric Utility | CT | NG | NG | TVA | 11302373 | 3030533 | 2022
natural gas peaker | TRUE | 55198 | N | . | Riverside Generating LLC | Riverside Generating Co LLC | 16124 | KY | ESC | RFC |  | 22 | 2 | NAICS-22 Non-Cogen | GT | NG | NG | PJM | 8737908 | 650913 | 2022
natural gas peaker | TRUE | 55199 | N | . | Elwood Energy LLC | Elwood Energy LLC | 5259 | IL | ENC | RFC |  | 22 | 2 | NAICS-22 Non-Cogen | GT | NG | NG | PJM | 1891357 | 158559 | 2022
natural gas combined cycle | TRUE | 55200 | N | . | Arapahoe Combustion Turbine Project | SWG Arapahoe, LLC | 58517 | CO | MTN | WECC |  | 22 | 2 | NAICS-22 Non-Cogen | CA | NG | NG | PSCO | 42482 | 45572 | 2022
natural gas combined cycle | TRUE | 55200 | N | . | Arapahoe Combustion Turbine Project | SWG Arapahoe, LLC | 58517 | CO | MTN | WECC |  | 22 | 2 | NAICS-22 Non-Cogen | CT | NG | NG | PSCO | 2040454 | 180412 | 2022
petroleum | TRUE | 55201 | N | . | Gibson City Energy Center LLC | Earthrise Energy, PBC | 65379 | IL | ENC | SERC |  | 22 | 2 | NAICS-22 Non-Cogen | GT | DFO | DFO | MISO | 0 | 0 | 2022
natural gas peaker | TRUE | 55201 | N | . | Gibson City Energy Center LLC | Earthrise Energy, PBC | 65379 | IL | ENC | SERC |  | 22 | 2 | NAICS-22 Non-Cogen | GT | NG | NG | MISO | 306288 | 22155 | 2022
natural gas peaker | TRUE | 55202 | N | . | Pinckneyville | Union Electric Co - (MO) | 19436 | IL | ENC | SERC |  | 22 | 1 | Electric Utility | GT | NG | NG | MISO | 356491 | 31073 | 2022
petroleum | TRUE | 55204 | N | . | Kinmundy | Union Electric Co - (MO) | 19436 | IL | ENC | SERC |  | 22 | 1 | Electric Utility | GT | DFO | DFO | MISO | 0 | 0 | 2022
natural gas peaker | TRUE | 55204 | N | . | Kinmundy | Union Electric Co - (MO) | 19436 | IL | ENC | SERC |  | 22 | 1 | Electric Utility | GT | NG | NG | MISO | 37105 | 224 | 2022
natural gas combined cycle | TRUE | 55206 | Y | . | Corpus Christi Energy Center | Corpus Christi Cogeneration LLC | 4383 | TX | WSC | TRE |  | 22 | 3 | NAICS-22 Cogen | CA | NG | NG | ERCO | 348548 | 406580 | 2022
other | TRUE | 55206 | Y | . | Corpus Christi Energy Center | Corpus Christi Cogeneration LLC | 4383 | TX | WSC | TRE |  | 22 | 3 | NAICS-22 Cogen | CA | OG | OOG | ERCO | 0 | 0 | 2022
natural gas combined cycle | TRUE | 55206 | Y | . | Corpus Christi Energy Center | Corpus Christi Cogeneration LLC | 4383 | TX | WSC | TRE |  | 22 | 3 | NAICS-22 Cogen | CT | NG | NG | ERCO | 11326721 | 1688698 | 2022
other | TRUE | 55206 | Y | . | Corpus Christi Energy Center | Corpus Christi Cogeneration LLC | 4383 | TX | WSC | TRE |  | 22 | 3 | NAICS-22 Cogen | CT | OG | OOG | ERCO | 0 | 0 | 2022
natural gas peaker | TRUE | 55207 | N | . | Valmont Combustion Turbine Project | Public Service Co of Colorado | 15466 | CO | MTN | WECC |  | 22 | 1 | Electric Utility | GT | NG | NG | PSCO | 197749 | 13467 | 2022
onshore wind | TRUE | 55208 | N | . | Lake Benton I | Allete Clean Energy | 59496 | MN | WNC | MRO |  | 22 | 2 | NAICS-22 Non-Cogen | WT | WND | WND | MISO | 846153 | 247993 | 2022
natural gas combined cycle | TRUE | 55210 | N | . | Afton Generating Station | Public Service Co of NM | 15473 | NM | MTN | WECC |  | 22 | 1 | Electric Utility | CA | NG | NG | PNM | 0 | 0 | 2022
natural gas combined cycle | TRUE | 55210 | N | . | Afton Generating Station | Public Service Co of NM | 15473 | NM | MTN | WECC |  | 22 | 1 | Electric Utility | CT | NG | NG | PNM | 6777969 | 843976 | 2022
natural gas combined cycle | TRUE | 55211 | N | . | ANP Bellingham Energy Project | Bellingham Power Generation LLC | 641 | MA | NEW | NPCC |  | 22 | 2 | NAICS-22 Non-Cogen | CS | NG | NG | ISNE | 20108528 | 2561209 | 2022
natural gas combined cycle | TRUE | 55212 | N | . | ANP Blackstone Energy Project | ANP Blackstone Energy Company LLC | 656 | MA | NEW | NPCC |  | 22 | 2 | NAICS-22 Non-Cogen | CS | NG | NG | ISNE | 20011225 | 2598161 | 2022
natural gas combined cycle | TRUE | 55215 | N | . | Odessa-Ector Power Plant | LaFrontera Holdings LLC | 60477 | TX | WSC | TRE |  | 22 | 2 | NAICS-22 Non-Cogen | CA | NG | NG | ERCO | 2881179 | 2159376 | 2022
natural gas combined cycle | TRUE | 55215 | N | . | Odessa-Ector Power Plant | LaFrontera Holdings LLC | 60477 | TX | WSC | TRE |  | 22 | 2 | NAICS-22 Non-Cogen | CT | NG | NG | ERCO | 37963848 | 3680941 | 2022
natural gas combined cycle | TRUE | 55216 | Y | . | Morris Cogeneration LLC | Morris Cogeneration LLC | 54755 | IL | ENC | RFC |  | 22 | 3 | NAICS-22 Cogen | CA | NG | NG | PJM | 273673 | 39262 | 2022
other | TRUE | 55216 | Y | . | Morris Cogeneration LLC | Morris Cogeneration LLC | 54755 | IL | ENC | RFC |  | 22 | 3 | NAICS-22 Cogen | CA | OG | OOG | PJM | 0 | 0 | 2022
natural gas combined cycle | TRUE | 55216 | Y | . | Morris Cogeneration LLC | Morris Cogeneration LLC | 54755 | IL | ENC | RFC |  | 22 | 3 | NAICS-22 Cogen | CT | NG | NG | PJM | 3884773 | 545976 | 2022
other | TRUE | 55216 | Y | . | Morris Cogeneration LLC | Morris Cogeneration LLC | 54755 | IL | ENC | RFC |  | 22 | 3 | NAICS-22 Cogen | CT | OG | OOG | PJM | 0 | 0 | 2022
natural gas combined cycle | TRUE | 55217 | Y | . | Los Medanos Energy Center | Los Medanos Energy Center LLC | 2843 | CA | PACC | WECC |  | 22 | 3 | NAICS-22 Cogen | CA | NG | NG | CISO | 1462199 | 1254454 | 2022
natural gas combined cycle | TRUE | 55217 | Y | . | Los Medanos Energy Center | Los Medanos Energy Center LLC | 2843 | CA | PACC | WECC |  | 22 | 3 | NAICS-22 Cogen | CT | NG | NG | CISO | 22271116 | 2303105 | 2022
natural gas combined cycle | TRUE | 55218 | N | . | Hinds Energy Facility | Entergy Mississippi LLC | 12685 | MS | ESC | SERC |  | 22 | 1 | Electric Utility | CA | NG | NG | MISO | 0 | 1050582 | 2022
natural gas combined cycle | TRUE | 55218 | N | . | Hinds Energy Facility | Entergy Mississippi LLC | 12685 | MS | ESC | SERC |  | 22 | 1 | Electric Utility | CT | NG | NG | MISO | 21548649 | 1986179 | 2022
natural gas peaker | TRUE | 55218 | N | . | Hinds Energy Facility | Entergy Mississippi LLC | 12685 | MS | ESC | SERC |  | 22 | 1 | Electric Utility | GT | NG | NG | MISO | 348993 | 32910 | 2022
natural gas combined cycle | TRUE | 55220 | N | . | Attala | Entergy Mississippi LLC | 12685 | MS | ESC | SERC |  | 22 | 1 | Electric Utility | CA | NG | NG | MISO | 0 | 1148065 | 2022
natural gas combined cycle | TRUE | 55220 | N | . | Attala | Entergy Mississippi LLC | 12685 | MS | ESC | SERC |  | 22 | 1 | Electric Utility | CT | NG | NG | MISO | 23701092 | 2198333 | 2022
natural gas combined cycle | TRUE | 55221 | N | . | Harry L. Oswald | Arkansas Electric Coop Corp | 807 | AR | WSC | SERC |  | 22 | 1 | Electric Utility | CA | NG | NG | MISO | 0 | 238052 | 2022
natural gas combined cycle | TRUE | 55221 | N | . | Harry L. Oswald | Arkansas Electric Coop Corp | 807 | AR | WSC | SERC |  | 22 | 1 | Electric Utility | CT | NG | NG | MISO | 8597305 | 760452 | 2022
natural gas peaker | TRUE | 55222 | N | . | Lincoln Generating Facility | Earthrise Energy, PBC | 65379 | IL | ENC | RFC |  | 22 | 2 | NAICS-22 Non-Cogen | GT | NG | NG | PJM | 24579 | 1931 | 2022
natural gas combined cycle | TRUE | 55223 | N | . | Ennis Power Company LLC | Ennis Power Company LLC | 5761 | TX | WSC | TRE |  | 22 | 2 | NAICS-22 Non-Cogen | CA | NG | NG | ERCO | 0 | 493086 | 2022
natural gas combined cycle | TRUE | 55223 | N | . | Ennis Power Company LLC | Ennis Power Company LLC | 5761 | TX | WSC | TRE |  | 22 | 2 | NAICS-22 Non-Cogen | CT | NG | NG | ERCO | 10044914 | 919792 | 2022
natural gas peaker | TRUE | 55224 | N | . | Wheatland Generating Facility | Duke Energy Indiana, LLC | 15470 | IN | ENC | RFC |  | 22 | 1 | Electric Utility | GT | NG | NG | MISO | 787625 | 57055 | 2022
natural gas combined cycle | TRUE | 55225 | N | . | Oneta Energy Center | Oneta Power LLC | 2897 | OK | WSC | MRO |  | 22 | 2 | NAICS-22 Non-Cogen | CA | NG | NG | SWPP | 1340119 | 1574409 | 2022
natural gas combined cycle | TRUE | 55225 | N | . | Oneta Energy Center | Oneta Power LLC | 2897 | OK | WSC | MRO |  | 22 | 2 | NAICS-22 Non-Cogen | CT | NG | NG | SWPP | 28617422 | 2471210 | 2022
natural gas combined cycle | TRUE | 55226 | N | . | Freestone Energy Center | Freestone Power Generation LLC | 6763 | TX | WSC | TRE |  | 22 | 2 | NAICS-22 Non-Cogen | CA | NG | NG | ERCO | 0 | 2264929 | 2022
natural gas combined cycle | TRUE | 55226 | N | . | Freestone Energy Center | Freestone Power Generation LLC | 6763 | TX | WSC | TRE |  | 22 | 2 | NAICS-22 Non-Cogen | CT | NG | NG | ERCO | 45598724 | 4121994 | 2022
petroleum | TRUE | 55228 | N | . | Greenville Electric Generating Station | Buckeye Power, Inc | 7004 | OH | ENC | RFC |  | 22 | 1 | Electric Utility | GT | DFO | DFO | PJM | 1135 | 117.397 | 2022
natural gas peaker | TRUE | 55228 | N | . | Greenville Electric Generating Station | Buckeye Power, Inc | 7004 | OH | ENC | RFC |  | 22 | 1 | Electric Utility | GT | NG | NG | PJM | 1953376 | 199968.6 | 2022
petroleum | TRUE | 55229 | N | . | Montpelier Electric Generating Station | Kimura Power LLC | 61919 | IN | ENC | RFC |  | 22 | 2 | NAICS-22 Non-Cogen | GT | DFO | DFO | MISO | 148402 | 8920.481 | 2022
natural gas peaker | TRUE | 55229 | N | . | Montpelier Electric Generating Station | Kimura Power LLC | 61919 | IN | ENC | RFC |  | 22 | 2 | NAICS-22 Non-Cogen | GT | NG | NG | MISO | 4026986 | 350659.52 | 2022
natural gas combined cycle | TRUE | 55230 | N | . | Jack County | Brazos Electric Power Coop Inc | 2172 | TX | WSC | TRE |  | 22 | 1 | Electric Utility | CA | NG | NG | ERCO | 2461847 | 2249532 | 2022
natural gas combined cycle | TRUE | 55230 | N | . | Jack County | Brazos Electric Power Coop Inc | 2172 | TX | WSC | TRE |  | 22 | 1 | Electric Utility | CT | NG | NG | ERCO | 37640561 | 3236691 | 2022
natural gas combined cycle | TRUE | 55231 | N | . | Liberty Electric Power Plant | Liberty Electric Power LLC | 27031 | PA | MAT | RFC |  | 22 | 2 | NAICS-22 Non-Cogen | CA | NG | NG | PJM | 570183 | 1291460 | 2022
natural gas combined cycle | TRUE | 55231 | N | . | Liberty Electric Power Plant | Liberty Electric Power LLC | 27031 | PA | MAT | RFC |  | 22 | 2 | NAICS-22 Non-Cogen | CT | NG | NG | PJM | 25156774 | 2264801 | 2022
petroleum | TRUE | 55232 | N | . | Marshall Energy Facility | Tennessee Valley Authority | 18642 | KY | ESC | SERC |  | 22 | 1 | Electric Utility | GT | DFO | DFO | TVA | 9606 | 521.775 | 2022
natural gas peaker | TRUE | 55232 | N | . | Marshall Energy Facility | Tennessee Valley Authority | 18642 | KY | ESC | SERC |  | 22 | 1 | Electric Utility | GT | NG | NG | TVA | 5288818 | 451663.23 | 2022
natural gas peaker | TRUE | 55233 | N | . | Handsome Lake Energy LLC | Handsome Lake Energy LLC | 8027 | PA | MAT | RFC |  | 22 | 2 | NAICS-22 Non-Cogen | GT | NG | NG | PJM | 1053758 | 30814.001 | 2022
natural gas peaker | TRUE | 55234 | N | . | Audrain Generating Station | Union Electric Co - (MO) | 19436 | MO | WNC | SERC |  | 22 | 1 | Electric Utility | GT | NG | NG | MISO | 3022966 | 243609 | 2022
natural gas peaker | TRUE | 55236 | N | . | Lee Energy Facility | Lee County Generating Station | 59921 | IL | ENC | RFC |  | 22 | 2 | NAICS-22 Non-Cogen | GT | NG | NG | PJM | 1029450 | 75391.999 | 2022
natural gas peaker | TRUE | 55237 | N | . | Energy Shelby County | Earthrise Energy, PBC | 65379 | IL | ENC | SERC |  | 22 | 2 | NAICS-22 Non-Cogen | GT | NG | NG | MISO | 1371385 | 132064 | 2022
natural gas peaker | TRUE | 55238 | N | . | NRG Rockford I | Rockford Generation LLC | 60504 | IL | ENC | RFC |  | 22 | 2 | NAICS-22 Non-Cogen | GT | NG | NG | PJM | 1151520 | 79238 | 2022
natural gas combined cycle | TRUE | 55239 | N | . | Red Oak Power LLC | Red Oak Operating Services LLC | 22131 | NJ | MAT | RFC |  | 22 | 2 | NAICS-22 Non-Cogen | CA | NG | NG | PJM | 0 | 1101734 | 2022
natural gas combined cycle | TRUE | 55239 | N | . | Red Oak Power LLC | Red Oak Operating Services LLC | 22131 | NJ | MAT | RFC |  | 22 | 2 | NAICS-22 Non-Cogen | CT | NG | NG | PJM | 22631987 | 2035917 | 2022
petroleum | TRUE | 55241 | N | . | Hog Bayou Energy Center | Mobile Energy LLC | 12739 | AL | ESC | SERC |  | 22 | 2 | NAICS-22 Non-Cogen | CA | DFO | DFO | SOCO | 0 | 0 | 2022
natural gas combined cycle | TRUE | 55241 | N | . | Hog Bayou Energy Center | Mobile Energy LLC | 12739 | AL | ESC | SERC |  | 22 | 2 | NAICS-22 Non-Cogen | CA | NG | NG | SOCO | 0 | 526438 | 2022
petroleum | TRUE | 55241 | N | . | Hog Bayou Energy Center | Mobile Energy LLC | 12739 | AL | ESC | SERC |  | 22 | 2 | NAICS-22 Non-Cogen | CT | DFO | DFO | SOCO | 0 | 0 | 2022
natural gas combined cycle | TRUE | 55241 | N | . | Hog Bayou Energy Center | Mobile Energy LLC | 12739 | AL | ESC | SERC |  | 22 | 2 | NAICS-22 Non-Cogen | CT | NG | NG | SOCO | 11686420 | 1008538 | 2022
natural gas combined cycle | TRUE | 55242 | N | . | Santa Rosa Energy Center | Santa Rosa Energy Center LLC | 54692 | FL | SAT | SERC |  | 22 | 2 | NAICS-22 Non-Cogen | CA | NG | NG | FPL | 0 | 433830 | 2022
natural gas combined cycle | TRUE | 55242 | N | . | Santa Rosa Energy Center | Santa Rosa Energy Center LLC | 54692 | FL | SAT | SERC |  | 22 | 2 | NAICS-22 Non-Cogen | CT | NG | NG | FPL | 9940366 | 884194 | 2022
petroleum | TRUE | 55243 | N | . | Astoria Gas Turbines | NRG Astoria Gas Turbine Operations Inc | 13582 | NY | MAT | NPCC |  | 22 | 2 | NAICS-22 Non-Cogen | GT | KER | WOO | NYIS | 103847 | 7193.246 | 2022
natural gas peaker | TRUE | 55243 | N | . | Astoria Gas Turbines | NRG Astoria Gas Turbine Operations Inc | 13582 | NY | MAT | NPCC |  | 22 | 2 | NAICS-22 Non-Cogen | GT | NG | NG | NYIS | 589876 | 40857.753 | 2022
natural gas peaker | TRUE | 55244 | N | . | Doyle Energy Facility | Oglethorpe Power Corporation | 13994 | GA | SAT | SERC |  | 22 | 1 | Electric Utility | GT | NG | NG | SOCO | 1754783 | 136173 | 2022
petroleum | TRUE | 55247 | N | . | Darby Power, LLC | Darby Power, LLC | 61134 | OH | ENC | RFC |  | 22 | 2 | NAICS-22 Non-Cogen | GT | DFO | DFO | PJM | 214848 | 17880.348 | 2022
natural gas peaker | TRUE | 55247 | N | . | Darby Power, LLC | Darby Power, LLC | 61134 | OH | ENC | RFC |  | 22 | 2 | NAICS-22 Non-Cogen | GT | NG | NG | PJM | 3927457 | 326853.65 | 2022
natural gas peaker | TRUE | 55250 | N | . | University Park South | University Park Energy LLC | 57043 | IL | ENC | RFC |  | 22 | 2 | NAICS-22 Non-Cogen | GT | NG | NG | PJM | 931295 | 80605.001 | 2022
natural gas peaker | TRUE | 55251 | N | . | Gleason Generating Facility | Tennessee Valley Authority | 18642 | TN | ESC | SERC |  | 22 | 1 | Electric Utility | GT | NG | NG | TVA | 7586822 | 149160 | 2022
natural gas peaker | TRUE | 55253 | N | . | Crete Energy Venture LLC | Earthrise Energy, PBC | 65379 | IL | ENC | RFC |  | 22 | 2 | NAICS-22 Non-Cogen | GT | NG | NG | PJM | 305770 | 23794.001 | 2022
natural gas combined cycle | TRUE | 55259 | Y | . | Whiting Clean Energy | BP Alternative Energy | 56195 | IN | ENC | RFC |  | 22 | 3 | NAICS-22 Cogen | CA | NG | NG | MISO | 1841020 | 478532 | 2022
natural gas combined cycle | TRUE | 55259 | Y | . | Whiting Clean Energy | BP Alternative Energy | 56195 | IN | ENC | RFC |  | 22 | 3 | NAICS-22 Cogen | CT | NG | NG | MISO | 17571699 | 1957069 | 2022
natural gas peaker | TRUE | 55262 | N | . | Bowling Green Generating Station | American Mun Power-Ohio, Inc | 40577 | OH | ENC | RFC |  | 22 | 1 | Electric Utility | GT | NG | NG | PJM | 25372 | 1458 | 2022
natural gas peaker | TRUE | 55263 | N | . | Galion Generating Station | American Mun Power-Ohio, Inc | 40577 | OH | ENC | RFC |  | 22 | 1 | Electric Utility | GT | NG | NG | PJM | 27887 | 1502 | 2022
natural gas peaker | TRUE | 55264 | N | . | Napoleon Peaking Station | American Mun Power-Ohio, Inc | 40577 | OH | ENC | RFC |  | 22 | 1 | Electric Utility | GT | NG | NG | PJM | 27078 | 1430 | 2022
onshore wind | TRUE | 55265 | N | . | Lake Benton II | Northern States Power Co - Minnesota | 13781 | MN | WNC | MRO |  | 22 | 1 | Electric Utility | WT | WND | WND | MISO | 1552794 | 455098 | 2022
petroleum | TRUE | 55267 | N | . | Edward L. Addison Generating Plant | Southern Power Co | 17650 | GA | SAT | SERC |  | 22 | 2 | NAICS-22 Non-Cogen | GT | DFO | DFO | SOCO | 11062 | 1015.809 | 2022
natural gas peaker | TRUE | 55267 | N | . | Edward L. Addison Generating Plant | Southern Power Co | 17650 | GA | SAT | SERC |  | 22 | 2 | NAICS-22 Non-Cogen | GT | NG | NG | SOCO | 4023272 | 369387.19 | 2022
natural gas combined cycle | TRUE | 55269 | N | . | TVA Southaven Combined Cycle | Tennessee Valley Authority | 18642 | MS | ESC | SERC |  | 22 | 1 | Electric Utility | CA | NG | NG | TVA | 20205140 | 1754840 | 2022
natural gas combined cycle | TRUE | 55269 | N | . | TVA Southaven Combined Cycle | Tennessee Valley Authority | 18642 | MS | ESC | SERC |  | 22 | 1 | Electric Utility | CT | NG | NG | TVA | 12162159 | 2917792 | 2022
natural gas combined cycle | TRUE | 55270 | N | . | Jackson Generating Station | Consumers Energy Co | 4254 | MI | ENC | RFC |  | 22 | 1 | Electric Utility | CA | NG | NG | MISO | 1075867 | 529455 | 2022
natural gas combined cycle | TRUE | 55270 | N | . | Jackson Generating Station | Consumers Energy Co | 4254 | MI | ENC | RFC |  | 22 | 1 | Electric Utility | CT | NG | NG | MISO | 17825386 | 1675166 | 2022
petroleum | TRUE | 55271 | N | . | Tenaska Lindsay Hill Generating Station | Tenaska Alabama Partners LP | 31386 | AL | ESC | SERC |  | 22 | 2 | NAICS-22 Non-Cogen | CA | DFO | DFO | SOCO | 0 | 0 | 2022
natural gas combined cycle | TRUE | 55271 | N | . | Tenaska Lindsay Hill Generating Station | Tenaska Alabama Partners LP | 31386 | AL | ESC | SERC |  | 22 | 2 | NAICS-22 Non-Cogen | CA | NG | NG | SOCO | 1704273 | 1187058 | 2022
petroleum | TRUE | 55271 | N | . | Tenaska Lindsay Hill Generating Station | Tenaska Alabama Partners LP | 31386 | AL | ESC | SERC |  | 22 | 2 | NAICS-22 Non-Cogen | CT | DFO | DFO | SOCO | 0 | 0 | 2022
natural gas combined cycle | TRUE | 55271 | N | . | Tenaska Lindsay Hill Generating Station | Tenaska Alabama Partners LP | 31386 | AL | ESC | SERC |  | 22 | 2 | NAICS-22 Non-Cogen | CT | NG | NG | SOCO | 19458394 | 1826130 | 2022
petroleum | FALSE | 55274 | N | . | State Farm Support Center East | State Farm Mutual Auto Ins Co | 18016 | GA | SAT | SERC |  | 521 | 4 | Commercial NAICS Non-Cogen | IC | DFO | DFO | SOCO | 330 | 0 | 2022
natural gas peaker | TRUE | 55276 | N | . | Ceredo Generating Station | Appalachian Power Co | 733 | WV | SAT | RFC |  | 22 | 1 | Electric Utility | GT | NG | NG | PJM | 4870969 | 398273 | 2022
natural gas peaker | FALSE | 55278 | Y | . | Beaver Creek Gas Plant | Denbury Inc | 64404 | WY | MTN | WECC |  | 211 | 7 | Industrial NAICS Cogen | GT | NG | NG | WACM | 122190 | 17906 | 2022
other | FALSE | 55278 | Y | . | Beaver Creek Gas Plant | Denbury Inc | 64404 | WY | MTN | WECC |  | 211 | 7 | Industrial NAICS Cogen | ST | WH | OTH | WACM | 0 | 0 | 2022
natural gas peaker | TRUE | 55279 | N | . | Aurora | Aurora Generation LLC | 60503 | IL | ENC | RFC |  | 22 | 2 | NAICS-22 Non-Cogen | GT | NG | NG | PJM | 3564744 | 339135 | 2022
natural gas combined cycle | TRUE | 55282 | N | . | Arlington Valley Energy Facility | Arlington Valley LLC | 56812 | AZ | MTN | WECC |  | 22 | 2 | NAICS-22 Non-Cogen | CA | NG | NG | DEAA | 881616 | 1011463 | 2022
natural gas combined cycle | TRUE | 55282 | N | . | Arlington Valley Energy Facility | Arlington Valley LLC | 56812 | AZ | MTN | WECC |  | 22 | 2 | NAICS-22 Non-Cogen | CT | NG | NG | DEAA | 19090028 | 1710107 | 2022
natural gas combined cycle | TRUE | 55283 | N | . | Front Range Power Plant | City of Colorado Springs - (CO) | 3989 | CO | MTN | WECC |  | 22 | 1 | Electric Utility | CA | NG | NG | WACM | 606119 | 914995 | 2022
natural gas combined cycle | TRUE | 55283 | N | . | Front Range Power Plant | City of Colorado Springs - (CO) | 3989 | CO | MTN | WECC |  | 22 | 1 | Electric Utility | CT | NG | NG | WACM | 18077368 | 1491696 | 2022
natural gas peaker | TRUE | 55284 | N | . | Big Sandy Peaker Plant | Middle River Power II, LLC | 60432 | WV | SAT | RFC |  | 22 | 2 | NAICS-22 Non-Cogen | GT | NG | NG | PJM | 2832862 | 258049 | 2022
natural gas peaker | TRUE | 55285 | N | . | Wolf Hills Energy | Middle River Power II, LLC | 60432 | VA | SAT | RFC |  | 22 | 2 | NAICS-22 Non-Cogen | GT | NG | NG | PJM | 405193 | 35916.001 | 2022
petroleum | TRUE | 55286 | N | . | Oleander Power Project LP | Oleander Holdings LLC | 61905 | FL | SAT | SERC |  | 22 | 2 | NAICS-22 Non-Cogen | GT | DFO | DFO | FPL | 13454 | 1243.926 | 2022
natural gas peaker | TRUE | 55286 | N | . | Oleander Power Project LP | Oleander Holdings LLC | 61905 | FL | SAT | SERC |  | 22 | 2 | NAICS-22 Non-Cogen | GT | NG | NG | FPL | 4406654 | 407268.07 | 2022
onshore wind | TRUE | 55287 | N | . | Storm Lake II | Allete Clean Energy | 59496 | IA | WNC | MRO |  | 22 | 2 | NAICS-22 Non-Cogen | WT | WND | WND | MISO | 547540 | 160475 | 2022
hydro | TRUE | 55288 | N | . | Medway Hydro | Brookfield Black Bear Hydro, LLC | 59178 | ME | NEW | NPCC |  | 22 | 2 | NAICS-22 Non-Cogen | HY | WAT | HYC | ISNE | 96939 | 28411 | 2022
natural gas combined cycle | TRUE | 55292 | N | . | Decatur Energy Center | Decatur Energy Center LLC | 2929 | AL | ESC | SERC |  | 22 | 2 | NAICS-22 Non-Cogen | CA | NG | NG | TVA | 0 | 979624 | 2022
natural gas combined cycle | TRUE | 55292 | N | . | Decatur Energy Center | Decatur Energy Center LLC | 2929 | AL | ESC | SERC |  | 22 | 2 | NAICS-22 Non-Cogen | CT | NG | NG | TVA | 21595450 | 1789892 | 2022
natural gas combined cycle | TRUE | 55293 | Y | . | Morgan Energy Center | Morgan Energy Center LLC | 29122 | AL | ESC | SERC |  | 22 | 3 | NAICS-22 Cogen | CA | NG | NG | TVA | 1479314 | 1755511 | 2022
natural gas combined cycle | TRUE | 55293 | Y | . | Morgan Energy Center | Morgan Energy Center LLC | 29122 | AL | ESC | SERC |  | 22 | 3 | NAICS-22 Cogen | CT | NG | NG | TVA | 33849767 | 3277329 | 2022
natural gas combined cycle | TRUE | 55294 | N | . | Westbrook Energy Center Power Plant | Westbrook Energy Center | 2891 | ME | NEW | NPCC |  | 22 | 2 | NAICS-22 Non-Cogen | CA | NG | NG | ISNE | 0 | 864252 | 2022
natural gas combined cycle | TRUE | 55294 | N | . | Westbrook Energy Center Power Plant | Westbrook Energy Center | 2891 | ME | NEW | NPCC |  | 22 | 2 | NAICS-22 Non-Cogen | CT | NG | NG | ISNE | 17797636 | 1597468 | 2022
natural gas combined cycle | TRUE | 55295 | N | . | Blythe Energy Inc | AltaGas Blythe Operations Inc | 58453 | CA | PACC | WECC |  | 22 | 2 | NAICS-22 Non-Cogen | CA | NG | NG | CISO | 1148765 | 550052 | 2022
natural gas combined cycle | TRUE | 55295 | N | . | Blythe Energy Inc | AltaGas Blythe Operations Inc | 58453 | CA | PACC | WECC |  | 22 | 2 | NAICS-22 Non-Cogen | CT | NG | NG | CISO | 10671828 | 1029870 | 2022
natural gas peaker | TRUE | 55296 | N | . | Calumet Energy Team LLC | IPA Operations Inc - Calumet | 56213 | IL | ENC | RFC |  | 22 | 2 | NAICS-22 Non-Cogen | GT | NG | NG | PJM | 86807 | 8406.001 | 2022
natural gas combined cycle | TRUE | 55297 | N | . | New Covert Generating Facility | New Covert Generating Company LLC | 21579 | MI | ENC | RFC |  | 22 | 2 | NAICS-22 Non-Cogen | CA | NG | NG | PJM | 120813 | 2333117 | 2022
natural gas combined cycle | TRUE | 55297 | N | . | New Covert Generating Facility | New Covert Generating Company LLC | 21579 | MI | ENC | RFC |  | 22 | 2 | NAICS-22 Non-Cogen | CT | NG | NG | PJM | 50263457 | 4470430 | 2022
natural gas combined cycle | TRUE | 55298 | N | . | Fairless Energy Center | Edgewater Generation, LLC | 61786 | PA | MAT | RFC |  | 22 | 2 | NAICS-22 Non-Cogen | CA | NG | NG | PJM | 1326568 | 2766400 | 2022
natural gas combined cycle | TRUE | 55298 | N | . | Fairless Energy Center | Edgewater Generation, LLC | 61786 | PA | MAT | RFC |  | 22 | 2 | NAICS-22 Non-Cogen | CT | NG | NG | PJM | 54071519 | 4927027 | 2022
natural gas combined cycle | TRUE | 55299 | Y | . | Channel Energy Center LLC | Channel Energy Center LLC | 3370 | TX | WSC | TRE |  | 22 | 3 | NAICS-22 Cogen | CA | NG | NG | ERCO | 2736434 | 826790.68 | 2022
other | TRUE | 55299 | Y | . | Channel Energy Center LLC | Channel Energy Center LLC | 3370 | TX | WSC | TRE |  | 22 | 3 | NAICS-22 Cogen | CA | OG | OOG | ERCO | 341370 | 120437.32 | 2022
natural gas combined cycle | TRUE | 55299 | Y | . | Channel Energy Center LLC | Channel Energy Center LLC | 3370 | TX | WSC | TRE |  | 22 | 3 | NAICS-22 Cogen | CT | NG | NG | ERCO | 17074870 | 2949762.5 | 2022
other | TRUE | 55299 | Y | . | Channel Energy Center LLC | Channel Energy Center LLC | 3370 | TX | WSC | TRE |  | 22 | 3 | NAICS-22 Cogen | CT | OG | OOG | ERCO | 2383686 | 398919.53 | 2022
petroleum | TRUE | 55304 | N | . | Baconton Power Plant | Baconton Power LLC | 2671 | GA | SAT | SERC |  | 22 | 2 | NAICS-22 Non-Cogen | GT | DFO | DFO | SOCO | 0 | 0 | 2022
natural gas peaker | TRUE | 55304 | N | . | Baconton Power Plant | Baconton Power LLC | 2671 | GA | SAT | SERC |  | 22 | 2 | NAICS-22 Non-Cogen | GT | NG | NG | SOCO | 1452353 | 151651 | 2022
natural gas combined cycle | TRUE | 55306 | N | . | Gila River Power Block 4 | Salt River Project | 16572 | AZ | MTN | WECC |  | 22 | 1 | Electric Utility | CA | NG | NG | SRP | 881288 | 1050014 | 2022
natural gas combined cycle | TRUE | 55306 | N | . | Gila River Power Block 4 | Salt River Project | 16572 | AZ | MTN | WECC |  | 22 | 1 | Electric Utility | CT | NG | NG | SRP | 18578319 | 1591281 | 2022
natural gas peaker | FALSE | 55308 | Y | . | Calvert City | DTE Calvert City LLC | 57295 | KY | ESC | SERC |  | 325188 | 7 | Industrial NAICS Cogen | GT | NG | NG | TVA | 900318 | 219802.24 | 2022
natural gas peaker | FALSE | 55309 | Y | . | Air Products Port Arthur | Air Products LLC | 56304 | TX | WSC | SERC |  | 32512 | 7 | Industrial NAICS Cogen | GT | NG | NG | MISO | 6303890 | 942258 | 2022
other | FALSE | 55309 | Y | . | Air Products Port Arthur | Air Products LLC | 56304 | TX | WSC | SERC |  | 32512 | 7 | Industrial NAICS Cogen | GT | OG | OOG | MISO | 0 | 0 | 2022
natural gas steam turbine | FALSE | 55309 | Y | . | Air Products Port Arthur | Air Products LLC | 56304 | TX | WSC | SERC |  | 32512 | 7 | Industrial NAICS Cogen | ST | NG | NG | MISO | 282834 | 42275.957 | 2022
other | FALSE | 55309 | Y | . | Air Products Port Arthur | Air Products LLC | 56304 | TX | WSC | SERC |  | 32512 | 7 | Industrial NAICS Cogen | ST | OG | OOG | MISO | 318373 | 47588.043 | 2022
natural gas peaker | FALSE | 55311 | Y | . | BASF Freeport Works | BASF Corporation | 1182 | TX | WSC | TRE |  | 325 | 7 | Industrial NAICS Cogen | GT | NG | NG | ERCO | 2627896 | 491611 | 2022
natural gas steam turbine | FALSE | 55311 | Y | . | BASF Freeport Works | BASF Corporation | 1182 | TX | WSC | TRE |  | 325 | 7 | Industrial NAICS Cogen | ST | NG | NG | ERCO | 54850 | 61708 | 2022
other | FALSE | 55311 | Y | . | BASF Freeport Works | BASF Corporation | 1182 | TX | WSC | TRE |  | 325 | 7 | Industrial NAICS Cogen | ST | WH | OTH | ERCO | 0 | 0 | 2022
natural gas combined cycle | FALSE | 55313 | Y | . | Ingleside Cogeneration | Ingleside Cogeneration LP | 26469 | TX | WSC | TRE |  | 325 | 7 | Industrial NAICS Cogen | CA | NG | NG | ERCO | 559465 | 643277.71 | 2022
other | FALSE | 55313 | Y | . | Ingleside Cogeneration | Ingleside Cogeneration LP | 26469 | TX | WSC | TRE |  | 325 | 7 | Industrial NAICS Cogen | CA | OG | OOG | ERCO | 212663 | 42369.286 | 2022
other | FALSE | 55313 | Y | . | Ingleside Cogeneration | Ingleside Cogeneration LP | 26469 | TX | WSC | TRE |  | 325 | 7 | Industrial NAICS Cogen | CA | OTH | OTH | ERCO | 0 | 0 | 2022
natural gas combined cycle | FALSE | 55313 | Y | . | Ingleside Cogeneration | Ingleside Cogeneration LP | 26469 | TX | WSC | TRE |  | 325 | 7 | Industrial NAICS Cogen | CT | NG | NG | ERCO | 14021721 | 2170674 | 2022
other | FALSE | 55313 | Y | . | Ingleside Cogeneration | Ingleside Cogeneration LP | 26469 | TX | WSC | TRE |  | 325 | 7 | Industrial NAICS Cogen | CT | OG | OOG | ERCO | 0 | 0 | 2022
other | FALSE | 55313 | Y | . | Ingleside Cogeneration | Ingleside Cogeneration LP | 26469 | TX | WSC | TRE |  | 325 | 7 | Industrial NAICS Cogen | CT | OTH | OTH | ERCO | 0 | 0 | 2022
petroleum | TRUE | 55317 | N | . | Fore River Generating Station | Calpine Fore River Energy Center, LLC | 59368 | MA | NEW | NPCC |  | 22 | 2 | NAICS-22 Non-Cogen | CA | DFO | DFO | ISNE | 0 | 81037.332 | 2022
natural gas combined cycle | TRUE | 55317 | N | . | Fore River Generating Station | Calpine Fore River Energy Center, LLC | 59368 | MA | NEW | NPCC |  | 22 | 2 | NAICS-22 Non-Cogen | CA | NG | NG | ISNE | 126374 | 1014082.7 | 2022
petroleum | TRUE | 55317 | N | . | Fore River Generating Station | Calpine Fore River Energy Center, LLC | 59368 | MA | NEW | NPCC |  | 22 | 2 | NAICS-22 Non-Cogen | CT | DFO | DFO | ISNE | 2050956 | 187469.69 | 2022
natural gas combined cycle | TRUE | 55317 | N | . | Fore River Generating Station | Calpine Fore River Energy Center, LLC | 59368 | MA | NEW | NPCC |  | 22 | 2 | NAICS-22 Non-Cogen | CT | NG | NG | ISNE | 23238613 | 2113591.3 | 2022
petroleum | FALSE | 55319 | N | . | Athens Regional Medical Center | Piedmont Athens Regional Medical Center | 38021 | GA | SAT | SERC |  | 622 | 4 | Commercial NAICS Non-Cogen | IC | DFO | DFO | SOCO | 336 | 0 | 2022
natural gas combined cycle | TRUE | 55320 | N | . | Wise County Power LLC | Wise County Power Company LLC | 21668 | TX | WSC | TRE |  | 22 | 2 | NAICS-22 Non-Cogen | CA | NG | NG | ERCO | 481164 | 1036250 | 2022
natural gas combined cycle | TRUE | 55320 | N | . | Wise County Power LLC | Wise County Power Company LLC | 21668 | TX | WSC | TRE |  | 22 | 2 | NAICS-22 Non-Cogen | CT | NG | NG | ERCO | 20539256 | 1866527 | 2022
natural gas combined cycle | TRUE | 55322 | N | . | Chuck Lenzie Generating Station | Nevada Power Co | 13407 | NV | MTN | WECC |  | 22 | 1 | Electric Utility | CA | NG | NG | NEVP | 964443 | 1943584 | 2022
natural gas combined cycle | TRUE | 55322 | N | . | Chuck Lenzie Generating Station | Nevada Power Co | 13407 | NV | MTN | WECC |  | 22 | 1 | Electric Utility | CT | NG | NG | NEVP | 38986629 | 3503185 | 2022
natural gas combined cycle | TRUE | 55327 | Y | . | Baytown Energy Center | Baytown Energy Center LLC | 2838 | TX | WSC | TRE |  | 22 | 3 | NAICS-22 Cogen | CA | NG | NG | ERCO | 74294 | 201709 | 2022
natural gas combined cycle | TRUE | 55327 | Y | . | Baytown Energy Center | Baytown Energy Center LLC | 2838 | TX | WSC | TRE |  | 22 | 3 | NAICS-22 Cogen | CT | NG | NG | ERCO | 14200271 | 1904831 | 2022
natural gas combined cycle | TRUE | 55328 | N | . | Hermiston Power Partnership | Hermiston Power Partnership | 7869 | OR | PACC | WECC |  | 22 | 2 | NAICS-22 Non-Cogen | CA | NG | NG | GRID | 2266306 | 1536102 | 2022
natural gas combined cycle | TRUE | 55328 | N | . | Hermiston Power Partnership | Hermiston Power Partnership | 7869 | OR | PACC | WECC |  | 22 | 2 | NAICS-22 Non-Cogen | CT | NG | NG | GRID | 25668810 | 2323709 | 2022
natural gas peaker | TRUE | 55332 | N | . | Washington County Power LLC | SEPG Operating Services, LLC WCP | 59416 | GA | SAT | SERC |  | 22 | 2 | NAICS-22 Non-Cogen | GT | NG | NG | SOCO | 4581659 | 404354 | 2022
natural gas combined cycle | TRUE | 55333 | N | . | Delta Energy Center | Delta Energy Center LLC | 5030 | CA | PACC | WECC |  | 22 | 2 | NAICS-22 Non-Cogen | CA | NG | NG | CISO | 501533 | 1452107 | 2022
natural gas combined cycle | TRUE | 55333 | N | . | Delta Energy Center | Delta Energy Center LLC | 5030 | CA | PACC | WECC |  | 22 | 2 | NAICS-22 Non-Cogen | CT | NG | NG | CISO | 28586975 | 2518337 | 2022
natural gas combined cycle | TRUE | 55334 | N | . | Holland Energy Facility | NAES Corporation - (WA) | 49974 | IL | ENC | SERC |  | 22 | 1 | Electric Utility | CA | NG | NG | MISO | 97449 | 733351 | 2022
natural gas combined cycle | TRUE | 55334 | N | . | Holland Energy Facility | NAES Corporation - (WA) | 49974 | IL | ENC | SERC |  | 22 | 1 | Electric Utility | CT | NG | NG | MISO | 14459022 | 1248348 | 2022
natural gas combined cycle | TRUE | 55337 | N | . | Ironwood LLC | Helix Ironwood LLC | 61121 | PA | MAT | RFC |  | 22 | 2 | NAICS-22 Non-Cogen | CA | NG | NG | PJM | 0 | 1752879 | 2022
natural gas combined cycle | TRUE | 55337 | N | . | Ironwood LLC | Helix Ironwood LLC | 61121 | PA | MAT | RFC |  | 22 | 2 | NAICS-22 Non-Cogen | CT | NG | NG | PJM | 36721340 | 3383703 | 2022
petroleum | TRUE | 55340 | N | . | Dell Power Station | Associated Electric Coop, Inc | 924 | AR | WSC | SERC |  | 22 | 1 | Electric Utility | CA | DFO | DFO | AECI | 0 | 1709.098 | 2022
natural gas combined cycle | TRUE | 55340 | N | . | Dell Power Station | Associated Electric Coop, Inc | 924 | AR | WSC | SERC |  | 22 | 1 | Electric Utility | CA | NG | NG | AECI | 0 | 1082886.9 | 2022
petroleum | TRUE | 55340 | N | . | Dell Power Station | Associated Electric Coop, Inc | 924 | AR | WSC | SERC |  | 22 | 1 | Electric Utility | CT | DFO | DFO | AECI | 37932 | 3306.173 | 2022
natural gas combined cycle | TRUE | 55340 | N | . | Dell Power Station | Associated Electric Coop, Inc | 924 | AR | WSC | SERC |  | 22 | 1 | Electric Utility | CT | NG | NG | AECI | 21170542 | 1817578.8 | 2022
onshore wind | TRUE | 55342 | N | . | Woodstock Windfarm | Consolidated Edison Development Inc. | 56769 | MN | WNC | MRO |  | 22 | 2 | NAICS-22 Non-Cogen | WT | WND | WND | MISO | 142611 | 41797 | 2022
natural gas combined cycle | TRUE | 55343 | N | . | Luna Energy Facility | Public Service Co of NM | 15473 | NM | MTN | WECC |  | 22 | 1 | Electric Utility | CA | NG | NG | PNM | 0 | 1277258 | 2022
natural gas combined cycle | TRUE | 55343 | N | . | Luna Energy Facility | Public Service Co of NM | 15473 | NM | MTN | WECC |  | 22 | 1 | Electric Utility | CT | NG | NG | PNM | 24417633 | 2056211 | 2022
natural gas combined cycle | TRUE | 55345 | N | . | Otay Mesa Generating Project | Otay Mesa Energy Center LLC | 14274 | CA | PACC | WECC |  | 22 | 2 | NAICS-22 Non-Cogen | CA | NG | NG | CISO | 741933 | 964351 | 2022
natural gas combined cycle | TRUE | 55345 | N | . | Otay Mesa Generating Project | Otay Mesa Energy Center LLC | 14274 | CA | PACC | WECC |  | 22 | 2 | NAICS-22 Non-Cogen | CT | NG | NG | CISO | 17863947 | 1624679 | 2022
petroleum | TRUE | 55347 | N | . | Armstrong | Armstrong Power LLC | 56412 | PA | MAT | RFC |  | 22 | 2 | NAICS-22 Non-Cogen | GT | DFO | DFO | PJM | 144376 | 14001.164 | 2022
natural gas peaker | TRUE | 55347 | N | . | Armstrong | Armstrong Power LLC | 56412 | PA | MAT | RFC |  | 22 | 2 | NAICS-22 Non-Cogen | GT | NG | NG | PJM | 13741752 | 1302900.8 | 2022
petroleum | TRUE | 55348 | N | . | Troy Energy LLC | Troy Energy LLC | 56533 | OH | ENC | RFC |  | 22 | 2 | NAICS-22 Non-Cogen | GT | DFO | DFO | PJM | 2549807 | 190178.18 | 2022
natural gas peaker | TRUE | 55348 | N | . | Troy Energy LLC | Troy Energy LLC | 56533 | OH | ENC | RFC |  | 22 | 2 | NAICS-22 Non-Cogen | GT | NG | NG | PJM | 11225224 | 837236.82 | 2022
petroleum | TRUE | 55349 | N | . | Pleasants Energy LLC | Pleasants Energy LLC | 55749 | WV | SAT | RFC |  | 22 | 2 | NAICS-22 Non-Cogen | GT | DFO | DFO | PJM | 154074 | 14798.529 | 2022
natural gas peaker | TRUE | 55349 | N | . | Pleasants Energy LLC | Pleasants Energy LLC | 55749 | WV | SAT | RFC |  | 22 | 2 | NAICS-22 Non-Cogen | GT | NG | NG | PJM | 9391603 | 892128.47 | 2022
natural gas combined cycle | TRUE | 55350 | N | . | Dresden Energy Facility | Appalachian Power Co | 733 | OH | ENC | RFC |  | 22 | 1 | Electric Utility | CA | NG | NG | PJM | 0 | 1631400 | 2022
natural gas combined cycle | TRUE | 55350 | N | . | Dresden Energy Facility | Appalachian Power Co | 733 | OH | ENC | RFC |  | 22 | 1 | Electric Utility | CT | NG | NG | PJM | 30812414 | 2835337 | 2022
onshore wind | TRUE | 55353 | N | . | Lakota Ridge LLC | Longroad Energy Services LLC | 61219 | MN | WNC | MRO |  | 22 | 2 | NAICS-22 Non-Cogen | WT | WND | WND | MISO | 58472 | 17137 | 2022
onshore wind | TRUE | 55354 | N | . | Shaokatan Hills LLC | Longroad Energy Services LLC | 61219 | MN | WNC | MRO |  | 22 | 2 | NAICS-22 Non-Cogen | WT | WND | WND | MISO | 80458 | 23581 | 2022
natural gas combined cycle | TRUE | 55357 | N | . | Jack Fusco Energy Center | Brazos Valley Energy | 2171 | TX | WSC | TRE |  | 22 | 2 | NAICS-22 Non-Cogen | CA | NG | NG | MISO | 1451164 | 1325983 | 2022
natural gas combined cycle | TRUE | 55357 | N | . | Jack Fusco Energy Center | Brazos Valley Energy | 2171 | TX | WSC | TRE |  | 22 | 2 | NAICS-22 Non-Cogen | CT | NG | NG | MISO | 24053509 | 2066972 | 2022
natural gas combined cycle | TRUE | 55358 | N | . | Cottonwood Energy Project | NRG Cottonwood Tenant LLC | 4405 | TX | WSC | SERC |  | 22 | 2 | NAICS-22 Non-Cogen | CA | NG | NG | MISO | 4997945 | 2769322 | 2022
natural gas combined cycle | TRUE | 55358 | N | . | Cottonwood Energy Project | NRG Cottonwood Tenant LLC | 4405 | TX | WSC | SERC |  | 22 | 2 | NAICS-22 Non-Cogen | CT | NG | NG | MISO | 44616626 | 3899451 | 2022
natural gas combined cycle | TRUE | 55364 | N | . | Sugar Creek Power | Northern Indiana Pub Serv Co | 13756 | IN | ENC | RFC |  | 22 | 1 | Electric Utility | CA | NG | NG | MISO | 551152 | 1174229 | 2022
natural gas combined cycle | TRUE | 55364 | N | . | Sugar Creek Power | Northern Indiana Pub Serv Co | 13756 | IN | ENC | RFC |  | 22 | 1 | Electric Utility | CT | NG | NG | MISO | 23761627 | 2213523 | 2022
natural gas peaker | TRUE | 55365 | N | . | Exelon LaPorte Generating Station | LaPorte Power, LLC | 62027 | TX | WSC | TRE |  | 22 | 2 | NAICS-22 Non-Cogen | GT | NG | NG | ERCO | 2424146 | 187580 | 2022
onshore wind | TRUE | 55368 | N | . | Wethersfield Wind Farm | CHI Energy Inc | 34688 | NY | MAT | NPCC |  | 22 | 2 | NAICS-22 Non-Cogen | WT | WND | WND | NYIS | 0 | 0 | 2022
petroleum | TRUE | 55369 | N | . | Hamakua Energy Plant | Hamakua Energy, LLC | 61213 | HI | PACN |  |  | 22 | 2 | NAICS-22 Non-Cogen | CA | DFO | DFO |  | 0 | 0 | 2022
biomass | TRUE | 55369 | N | . | Hamakua Energy Plant | Hamakua Energy, LLC | 61213 | HI | PACN |  |  | 22 | 2 | NAICS-22 Non-Cogen | CA | OBL | ORW |  | 0 | 11315.388 | 2022
petroleum | TRUE | 55369 | N | . | Hamakua Energy Plant | Hamakua Energy, LLC | 61213 | HI | PACN |  |  | 22 | 2 | NAICS-22 Non-Cogen | CA | WO | WOO |  | 0 | 44783.612 | 2022
petroleum | TRUE | 55369 | N | . | Hamakua Energy Plant | Hamakua Energy, LLC | 61213 | HI | PACN |  |  | 22 | 2 | NAICS-22 Non-Cogen | CT | DFO | DFO |  | 0 | 0 | 2022
biomass | TRUE | 55369 | N | . | Hamakua Energy Plant | Hamakua Energy, LLC | 61213 | HI | PACN |  |  | 22 | 2 | NAICS-22 Non-Cogen | CT | OBL | ORW |  | 399335 | 33324.885 | 2022
petroleum | TRUE | 55369 | N | . | Hamakua Energy Plant | Hamakua Energy, LLC | 61213 | HI | PACN |  |  | 22 | 2 | NAICS-22 Non-Cogen | CT | WO | WOO |  | 1518452 | 128065.12 | 2022
other | TRUE | 55370 | N | . | Green Mountain Storage, LLC | Green Mountain Storage, LLC | 6862 | PA | MAT | RFC |  | 22 | 2 | NAICS-22 Non-Cogen | BA | MWH | OTH | PJM | 0 | -2888 | 2022
natural gas combined cycle | TRUE | 55372 | N | . | Harquahala Generating Project | New Harquahala Generating Co, LLC | 32790 | AZ | MTN | WECC |  | 22 | 2 | NAICS-22 Non-Cogen | CA | NG | NG | HGMA | 0 | 987385 | 2022
natural gas combined cycle | TRUE | 55372 | N | . | Harquahala Generating Project | New Harquahala Generating Co, LLC | 32790 | AZ | MTN | WECC |  | 22 | 2 | NAICS-22 Non-Cogen | CT | NG | NG | HGMA | 19235962 | 1686822 | 2022
petroleum | TRUE | 55375 | N | . | Astoria Energy | Astoria Energy LLC | 22979 | NY | MAT | NPCC |  | 22 | 2 | NAICS-22 Non-Cogen | CA | DFO | DFO | NYIS | 0 | 57176.719 | 2022
natural gas combined cycle | TRUE | 55375 | N | . | Astoria Energy | Astoria Energy LLC | 22979 | NY | MAT | NPCC |  | 22 | 2 | NAICS-22 Non-Cogen | CA | NG | NG | NYIS | 845509 | 1289128.3 | 2022
petroleum | TRUE | 55375 | N | . | Astoria Energy | Astoria Energy LLC | 22979 | NY | MAT | NPCC |  | 22 | 2 | NAICS-22 Non-Cogen | CT | DFO | DFO | NYIS | 1167633 | 107150.02 | 2022
natural gas combined cycle | TRUE | 55375 | N | . | Astoria Energy | Astoria Energy LLC | 22979 | NY | MAT | NPCC |  | 22 | 2 | NAICS-22 Non-Cogen | CT | NG | NG | NYIS | 24144646 | 2168275 | 2022
petroleum | TRUE | 55377 | N | . | Gans | Gans Energy LLC | 61317 | PA | MAT | RFC |  | 22 | 2 | NAICS-22 Non-Cogen | GT | DFO | DFO | PJM | 0 | 0 | 2022
natural gas peaker | TRUE | 55377 | N | . | Gans | Gans Energy LLC | 61317 | PA | MAT | RFC |  | 22 | 2 | NAICS-22 Non-Cogen | GT | NG | NG | PJM | 1375248 | 133796 | 2022
natural gas combined cycle | TRUE | 55380 | N | . | Union Power Station | Entergy Arkansas LLC | 814 | AR | WSC | SERC |  | 22 | 1 | Electric Utility | CA | NG | NG | MISO | 0 | 4902069 | 2022
natural gas combined cycle | TRUE | 55380 | N | . | Union Power Station | Entergy Arkansas LLC | 814 | AR | WSC | SERC |  | 22 | 1 | Electric Utility | CT | NG | NG | MISO | 92716184 | 7886348 | 2022
petroleum | TRUE | 55381 | N | . | Commonwealth Chesapeake | Commonwealth Chesapeake Co LLC | 4194 | VA | SAT | RFC |  | 22 | 2 | NAICS-22 Non-Cogen | GT | DFO | DFO | PJM | 559340 | 55864 | 2022
natural gas combined cycle | TRUE | 55382 | N | . | Thomas A Smith Energy Facility | Oglethorpe Power Corporation | 13994 | GA | SAT | SERC |  | 22 | 1 | Electric Utility | CA | NG | NG | SOCO | 7045703 | 3410721 | 2022
natural gas combined cycle | TRUE | 55382 | N | . | Thomas A Smith Energy Facility | Oglethorpe Power Corporation | 13994 | GA | SAT | SERC |  | 22 | 1 | Electric Utility | CT | NG | NG | SOCO | 52209061 | 4515845 | 2022
petroleum | TRUE | 55386 | Y | . | Columbia Energy Center (SC) | Dominion Energy South Carolina, Inc | 17539 | SC | SAT | SERC |  | 22 | 1 | Electric Utility | CA | DFO | DFO | SCEG | 0 | 896.179 | 2022
natural gas combined cycle | TRUE | 55386 | Y | . | Columbia Energy Center (SC) | Dominion Energy South Carolina, Inc | 17539 | SC | SAT | SERC |  | 22 | 1 | Electric Utility | CA | NG | NG | SCEG | 0 | 948968.82 | 2022
petroleum | TRUE | 55386 | Y | . | Columbia Energy Center (SC) | Dominion Energy South Carolina, Inc | 17539 | SC | SAT | SERC |  | 22 | 1 | Electric Utility | CT | DFO | DFO | SCEG | 14524 | 1627.992 | 2022
natural gas combined cycle | TRUE | 55386 | Y | . | Columbia Energy Center (SC) | Dominion Energy South Carolina, Inc | 17539 | SC | SAT | SERC |  | 22 | 1 | Electric Utility | CT | NG | NG | SCEG | 15580715 | 1759820 | 2022
petroleum | FALSE | 55390 | N | . | State Farm Insur Support Center Central | State Farm Mutual Auto Ins Co | 18050 | TX | WSC | TRE |  | 521 | 4 | Commercial NAICS Non-Cogen | IC | DFO | DFO | ERCO | 135 | 11 | 2022
petroleum | TRUE | 55391 | N | . | RockGen Energy Center | Dairyland Power Coop | 4716 | WI | ENC | MRO |  | 22 | 1 | Electric Utility | GT | DFO | DFO | MISO | 4971 | 417.176 | 2022
natural gas peaker | TRUE | 55391 | N | . | RockGen Energy Center | Dairyland Power Coop | 4716 | WI | ENC | MRO |  | 22 | 1 | Electric Utility | GT | NG | NG | MISO | 6865902 | 580428.82 | 2022
petroleum | TRUE | 55392 | N | . | Zion Energy Center | Zion Energy LLC | 21191 | IL | ENC | RFC |  | 22 | 2 | NAICS-22 Non-Cogen | GT | DFO | DFO | PJM | 69783 | 6160.99 | 2022
natural gas peaker | TRUE | 55392 | N | . | Zion Energy Center | Zion Energy LLC | 21191 | IL | ENC | RFC |  | 22 | 2 | NAICS-22 Non-Cogen | GT | NG | NG | PJM | 3685438 | 325404.01 | 2022
natural gas combined cycle | TRUE | 55393 | N | . | Metcalf Energy Center | Calpine Corp - Metcalf Energy Center | 2799 | CA | PACC | WECC |  | 22 | 2 | NAICS-22 Non-Cogen | CA | NG | NG | CISO | 583015 | 871598 | 2022
natural gas combined cycle | TRUE | 55393 | N | . | Metcalf Energy Center | Calpine Corp - Metcalf Energy Center | 2799 | CA | PACC | WECC |  | 22 | 2 | NAICS-22 Non-Cogen | CT | NG | NG | CISO | 17306898 | 1443700 | 2022
natural gas peaker | TRUE | 55395 | N | . | Crossroads Energy Center | Clarksdale Public Utilities | 3702 | MS | ESC | SERC |  | 22 | 1 | Electric Utility | GT | NG | NG | MISO | 2613835 | 195655 | 2022
onshore wind | TRUE | 55396 | N | . | Green Power I | FPL Energy Green Power | 49750 | CA | PACC | WECC |  | 22 | 2 | NAICS-22 Non-Cogen | WT | WND | WND | CISO | 1087 | 318 | 2022
natural gas combined cycle | TRUE | 55397 | N | . | Washington Energy Facility | Dynegy Washington Energy Facility | 59922 | OH | ENC | RFC |  | 22 | 2 | NAICS-22 Non-Cogen | CA | NG | NG | PJM | 3299477 | 1954726 | 2022
natural gas combined cycle | TRUE | 55397 | N | . | Washington Energy Facility | Dynegy Washington Energy Facility | 59922 | OH | ENC | RFC |  | 22 | 2 | NAICS-22 Non-Cogen | CT | NG | NG | PJM | 33077406 | 3029927 | 2022
natural gas combined cycle | TRUE | 55400 | Y | . | Elk Hills Power LLC | Elk Hills Power LLC | 34164 | CA | PACC | WECC |  | 22 | 3 | NAICS-22 Cogen | CA | NG | NG | CISO | 614925 | 1321548 | 2022
natural gas combined cycle | TRUE | 55400 | Y | . | Elk Hills Power LLC | Elk Hills Power LLC | 34164 | CA | PACC | WECC |  | 22 | 3 | NAICS-22 Cogen | CT | NG | NG | CISO | 23364825 | 2365335 | 2022
natural gas peaker | TRUE | 55401 | N | . | Rolling Hills Generating | Rolling Hills Generating LLC | 56558 | OH | ENC | RFC |  | 22 | 2 | NAICS-22 Non-Cogen | GT | NG | NG | PJM | 15295113 | 1402678 | 2022
natural gas peaker | TRUE | 55402 | N | . | Renaissance Power Plant | DTE Electric Company | 5109 | MI | ENC | RFC |  | 22 | 1 | Electric Utility | GT | NG | NG | MISO | 4010899 | 344353 | 2022
natural gas combined cycle | TRUE | 55404 | Y | . | Carville Energy LLC | Carville Energy LLC | 3131 | LA | WSC | SERC |  | 22 | 3 | NAICS-22 Cogen | CA | NG | NG | MISO | 737270 | 702301 | 2022
natural gas combined cycle | TRUE | 55404 | Y | . | Carville Energy LLC | Carville Energy LLC | 3131 | LA | WSC | SERC |  | 22 | 3 | NAICS-22 Cogen | CT | NG | NG | MISO | 15470072 | 1765212 | 2022
petroleum | TRUE | 55405 | N | . | Athens Generating Plant | New Athens Generating Company LLC | 32173 | NY | MAT | NPCC |  | 22 | 2 | NAICS-22 Non-Cogen | CA | DFO | DFO | NYIS | 0 | 0 | 2022
natural gas combined cycle | TRUE | 55405 | N | . | Athens Generating Plant | New Athens Generating Company LLC | 32173 | NY | MAT | NPCC |  | 22 | 2 | NAICS-22 Non-Cogen | CA | NG | NG | NYIS | 0 | 1502114 | 2022
petroleum | TRUE | 55405 | N | . | Athens Generating Plant | New Athens Generating Company LLC | 32173 | NY | MAT | NPCC |  | 22 | 2 | NAICS-22 Non-Cogen | CT | DFO | DFO | NYIS | 0 | 0 | 2022
natural gas combined cycle | TRUE | 55405 | N | . | Athens Generating Plant | New Athens Generating Company LLC | 32173 | NY | MAT | NPCC |  | 22 | 2 | NAICS-22 Non-Cogen | CT | NG | NG | NYIS | 31492876 | 2835141 | 2022
natural gas combined cycle | TRUE | 55406 | N | . | Effingham Energy Facility | Oglethorpe Power Corporation | 13994 | GA | SAT | SERC |  | 22 | 1 | Electric Utility | CA | NG | NG | SOCO | 6410 | 835579 | 2022
natural gas combined cycle | TRUE | 55406 | N | . | Effingham Energy Facility | Oglethorpe Power Corporation | 13994 | GA | SAT | SERC |  | 22 | 1 | Electric Utility | CT | NG | NG | SOCO | 18028253 | 1709060 | 2022
petroleum | TRUE | 55409 | N | . | Calhoun Energy Center | Alabama Power Co | 195 | AL | ESC | SERC |  | 22 | 1 | Electric Utility | GT | DFO | DFO | SOCO | 197777 | 15524.621 | 2022
natural gas peaker | TRUE | 55409 | N | . | Calhoun Energy Center | Alabama Power Co | 195 | AL | ESC | SERC |  | 22 | 1 | Electric Utility | GT | NG | NG | SOCO | 5236525 | 479031.38 | 2022
natural gas combined cycle | TRUE | 55411 | N | . | Hillabee Energy Center | CER Generation LLC | 55987 | AL | ESC | SERC |  | 22 | 2 | NAICS-22 Non-Cogen | CA | NG | NG | SOCO | 12840742 | 1843540 | 2022
natural gas combined cycle | TRUE | 55411 | N | . | Hillabee Energy Center | CER Generation LLC | 55987 | AL | ESC | SERC |  | 22 | 2 | NAICS-22 Non-Cogen | CT | NG | NG | SOCO | 22796901 | 3273230 | 2022
natural gas combined cycle | TRUE | 55412 | N | . | Osprey Energy Center Power Plant | Duke Energy Florida, LLC | 6455 | FL | SAT | SERC |  | 22 | 1 | Electric Utility | CA | NG | NG | TEC | 788268 | 770263 | 2022
natural gas combined cycle | TRUE | 55412 | N | . | Osprey Energy Center Power Plant | Duke Energy Florida, LLC | 6455 | FL | SAT | SERC |  | 22 | 1 | Electric Utility | CT | NG | NG | TEC | 13022572 | 1119039 | 2022
petroleum | TRUE | 55414 | N | . | Shady Hills Generating Station | Shady Hills Power Co LLC | 40192 | FL | SAT | SERC |  | 22 | 2 | NAICS-22 Non-Cogen | GT | DFO | DFO | FPC | 70475 | 6236.628 | 2022
natural gas peaker | TRUE | 55414 | N | . | Shady Hills Generating Station | Shady Hills Power Co LLC | 40192 | FL | SAT | SERC |  | 22 | 2 | NAICS-22 Non-Cogen | GT | NG | NG | FPC | 7807031 | 719896.37 | 2022
petroleum | TRUE | 55415 | N | . | Vandolah Power Station | Vandolah Power Co LLC | 39125 | FL | SAT | SERC |  | 22 | 2 | NAICS-22 Non-Cogen | GT | DFO | DFO | FPC | 187836 | 16970.809 | 2022
natural gas peaker | TRUE | 55415 | N | . | Vandolah Power Station | Vandolah Power Co LLC | 39125 | FL | SAT | SERC |  | 22 | 2 | NAICS-22 Non-Cogen | GT | NG | NG | FPC | 15872145 | 1470699.2 | 2022
natural gas peaker | TRUE | 55417 | N | . | Raccoon Creek Energy Center | Union Electric Co - (MO) | 19436 | IL | ENC | SERC |  | 22 | 1 | Electric Utility | GT | NG | NG | MISO | 32944 | 2650 | 2022
natural gas combined cycle | TRUE | 55418 | N | . | Hot Spring Generating Facility | Entergy Arkansas LLC | 814 | AR | WSC | SERC |  | 22 | 1 | Electric Utility | CA | NG | NG | MISO | 1991763 | 1365176 | 2022
natural gas combined cycle | TRUE | 55418 | N | . | Hot Spring Generating Facility | Entergy Arkansas LLC | 814 | AR | WSC | SERC |  | 22 | 1 | Electric Utility | CT | NG | NG | MISO | 22572800 | 1997783 | 2022
natural gas combined cycle | FALSE | 55419 | Y | . | Plaquemine Cogeneration Plant | Dow Chemical Co | 5347 | LA | WSC | SERC |  | 325 | 7 | Industrial NAICS Cogen | CA | NG | NG | MISO | 0 | 181956.16 | 2022
other | FALSE | 55419 | Y | . | Plaquemine Cogeneration Plant | Dow Chemical Co | 5347 | LA | WSC | SERC |  | 325 | 7 | Industrial NAICS Cogen | CA | OG | OOG | MISO | 241672 | 25652.837 | 2022
other | FALSE | 55419 | Y | . | Plaquemine Cogeneration Plant | Dow Chemical Co | 5347 | LA | WSC | SERC |  | 325 | 7 | Industrial NAICS Cogen | CA | OTH | OTH | MISO | 0 | 0 | 2022
natural gas combined cycle | FALSE | 55419 | Y | . | Plaquemine Cogeneration Plant | Dow Chemical Co | 5347 | LA | WSC | SERC |  | 325 | 7 | Industrial NAICS Cogen | CT | NG | NG | MISO | 38903820 | 4793475 | 2022
other | FALSE | 55419 | Y | . | Plaquemine Cogeneration Plant | Dow Chemical Co | 5347 | LA | WSC | SERC |  | 325 | 7 | Industrial NAICS Cogen | CT | OG | OOG | MISO | 0 | 0 | 2022
other | FALSE | 55419 | Y | . | Plaquemine Cogeneration Plant | Dow Chemical Co | 5347 | LA | WSC | SERC |  | 325 | 7 | Industrial NAICS Cogen | CT | OTH | OTH | MISO | 0 | 0 | 2022
biomass | FALSE | 55429 | Y | . | Kentucky Mills | Domtar Paper Company LLC | 55839 | KY | ESC | SERC |  | 322 | 7 | Industrial NAICS Cogen | ST | BLQ | WWW | MISO | 996771 | 219102.57 | 2022
natural gas steam turbine | FALSE | 55429 | Y | . | Kentucky Mills | Domtar Paper Company LLC | 55839 | KY | ESC | SERC |  | 322 | 7 | Industrial NAICS Cogen | ST | NG | NG | MISO | 126 | 27.546 | 2022
biomass | FALSE | 55429 | Y | . | Kentucky Mills | Domtar Paper Company LLC | 55839 | KY | ESC | SERC |  | 322 | 7 | Industrial NAICS Cogen | ST | WDS | WWW | MISO | 556933 | 122420.89 | 2022
natural gas peaker | TRUE | 55433 | N | . | Bayou Cove Peaking Power | Bayou Cove, LLC | 64383 | LA | WSC | SERC |  | 22 | 2 | NAICS-22 Non-Cogen | GT | NG | NG | MISO | 1668918 | 132976 | 2022
natural gas peaker | TRUE | 55438 | N | . | Elgin Energy Center LLC | Lincoln Operating Services, LLC | 64030 | IL | ENC | RFC |  | 22 | 2 | NAICS-22 Non-Cogen | GT | NG | NG | PJM | 1514523 | 128036 | 2022
petroleum | TRUE | 55439 | N | . | Tenaska Virginia Generating Station | Tenaska Virginia Partners LP | 18569 | VA | SAT | SERC |  | 22 | 2 | NAICS-22 Non-Cogen | CA | DFO | DFO | PJM | 0 | 6225.172 | 2022
natural gas combined cycle | TRUE | 55439 | N | . | Tenaska Virginia Generating Station | Tenaska Virginia Partners LP | 18569 | VA | SAT | SERC |  | 22 | 2 | NAICS-22 Non-Cogen | CA | NG | NG | PJM | 1529539 | 1396127.8 | 2022
petroleum | TRUE | 55439 | N | . | Tenaska Virginia Generating Station | Tenaska Virginia Partners LP | 18569 | VA | SAT | SERC |  | 22 | 2 | NAICS-22 Non-Cogen | CT | DFO | DFO | PJM | 122040 | 11548.655 | 2022
natural gas combined cycle | TRUE | 55439 | N | . | Tenaska Virginia Generating Station | Tenaska Virginia Partners LP | 18569 | VA | SAT | SERC |  | 22 | 2 | NAICS-22 Non-Cogen | CT | NG | NG | PJM | 25488936 | 2311477.3 | 2022
petroleum | TRUE | 55440 | N | . | Central Alabama Generating Station | Alabama Power Co | 195 | AL | ESC | SERC |  | 22 | 1 | Electric Utility | CA | DFO | DFO | SOCO | 0 | 0 | 2022
natural gas combined cycle | TRUE | 55440 | N | . | Central Alabama Generating Station | Alabama Power Co | 195 | AL | ESC | SERC |  | 22 | 1 | Electric Utility | CA | NG | NG | SOCO | 3101237 | 1637836 | 2022
petroleum | TRUE | 55440 | N | . | Central Alabama Generating Station | Alabama Power Co | 195 | AL | ESC | SERC |  | 22 | 1 | Electric Utility | CT | DFO | DFO | SOCO | 0 | 0 | 2022
natural gas combined cycle | TRUE | 55440 | N | . | Central Alabama Generating Station | Alabama Power Co | 195 | AL | ESC | SERC |  | 22 | 1 | Electric Utility | CT | NG | NG | SOCO | 30594781 | 2915031 | 2022
natural gas peaker | TRUE | 55447 | N | . | Columbia Energy Center | City of Columbia - (MO) | 4045 | MO | WNC | SERC |  | 22 | 1 | Electric Utility | GT | NG | NG | MISO | 577485 | 46341 | 2022
natural gas combined cycle | TRUE | 55451 | N | . | Magnolia Power Plant | Tennessee Valley Authority | 18642 | MS | ESC | SERC |  | 22 | 1 | Electric Utility | CA | NG | NG | TVA | 14668549 | 2094660 | 2022
natural gas combined cycle | TRUE | 55451 | N | . | Magnolia Power Plant | Tennessee Valley Authority | 18642 | MS | ESC | SERC |  | 22 | 1 | Electric Utility | CT | NG | NG | TVA | 20680831 | 2956990 | 2022
natural gas peaker | TRUE | 55453 | N | . | Fountain Valley Power Facility | Fountain Valley Power LLC | 6632 | CO | MTN | WECC |  | 22 | 2 | NAICS-22 Non-Cogen | GT | NG | NG | PSCO | 1190417 | 95789 | 2022
natural gas combined cycle | TRUE | 55455 | N | . | Red Hawk | Arizona Public Service Co | 803 | AZ | MTN | WECC |  | 22 | 1 | Electric Utility | CA | NG | NG | SRP | 0 | 1802295 | 2022
natural gas combined cycle | TRUE | 55455 | N | . | Red Hawk | Arizona Public Service Co | 803 | AZ | MTN | WECC |  | 22 | 1 | Electric Utility | CT | NG | NG | SRP | 35721526 | 3212038 | 2022
natural gas combined cycle | TRUE | 55457 | N | . | McClain Energy Facility | Oklahoma Gas & Electric Co | 14063 | OK | WSC | MRO |  | 22 | 1 | Electric Utility | CA | NG | NG | SWPP | 0 | 855729 | 2022
natural gas combined cycle | TRUE | 55457 | N | . | McClain Energy Facility | Oklahoma Gas & Electric Co | 14063 | OK | WSC | MRO |  | 22 | 1 | Electric Utility | CT | NG | NG | SWPP | 16398881 | 1443151 | 2022
natural gas combined cycle | TRUE | 55460 | N | . | Indeck Niles Energy Center | Indeck Niles, LLC | 61395 | MI | ENC | RFC |  | 22 | 2 | NAICS-22 Non-Cogen | CA | NG | NG | PJM | 215853 | 1009377 | 2022
natural gas combined cycle | TRUE | 55460 | N | . | Indeck Niles Energy Center | Indeck Niles, LLC | 61395 | MI | ENC | RFC |  | 22 | 2 | NAICS-22 Non-Cogen | CT | NG | NG | PJM | 20623840 | 2067709 | 2022
natural gas combined cycle | TRUE | 55463 | N | . | Redbud Power Plant | Oklahoma Gas & Electric Co | 14063 | OK | WSC | MRO |  | 22 | 1 | Electric Utility | CA | NG | NG | SWPP | 2313776 | 1516671 | 2022
natural gas combined cycle | TRUE | 55463 | N | . | Redbud Power Plant | Oklahoma Gas & Electric Co | 14063 | OK | WSC | MRO |  | 22 | 1 | Electric Utility | CT | NG | NG | SWPP | 26771044 | 2428217 | 2022
natural gas combined cycle | TRUE | 55464 | Y | . | Deer Park Energy Center | Deer Park Energy Center | 4994 | TX | WSC | TRE |  | 22 | 3 | NAICS-22 Cogen | CA | NG | NG | ERCO | 5048774 | 947782 | 2022
natural gas combined cycle | TRUE | 55464 | Y | . | Deer Park Energy Center | Deer Park Energy Center | 4994 | TX | WSC | TRE |  | 22 | 3 | NAICS-22 Cogen | CT | NG | NG | ERCO | 40109482 | 6001839 | 2022
natural gas combined cycle | TRUE | 55467 | N | . | Ouachita | Entergy Louisiana LLC | 11241 | LA | WSC | SERC |  | 22 | 1 | Electric Utility | CA | NG | NG | MISO | 0 | 1521649 | 2022
natural gas combined cycle | TRUE | 55467 | N | . | Ouachita | Entergy Louisiana LLC | 11241 | LA | WSC | SERC |  | 22 | 1 | Electric Utility | CT | NG | NG | MISO | 30635636 | 2717499 | 2022
natural gas combined cycle | FALSE | 55470 | Y | . | Green Power 2 | South Houston Green Power LLC | 17566 | TX | WSC | TRE |  | 32411 | 7 | Industrial NAICS Cogen | CA | NG | NG | ERCO | 622752 | 231695.75 | 2022
other | FALSE | 55470 | Y | . | Green Power 2 | South Houston Green Power LLC | 17566 | TX | WSC | TRE |  | 32411 | 7 | Industrial NAICS Cogen | CA | OG | OOG | ERCO | 190967 | 39399.255 | 2022
natural gas combined cycle | FALSE | 55470 | Y | . | Green Power 2 | South Houston Green Power LLC | 17566 | TX | WSC | TRE |  | 32411 | 7 | Industrial NAICS Cogen | CT | NG | NG | ERCO | 18038897 | 3515691 | 2022
other | FALSE | 55470 | Y | . | Green Power 2 | South Houston Green Power LLC | 17566 | TX | WSC | TRE |  | 32411 | 7 | Industrial NAICS Cogen | CT | OG | OOG | ERCO | 0 | 0 | 2022
natural gas peaker | TRUE | 55477 | N | . | Neil Simpson Gas Turbine #2 | Black Hills Power, Inc. | 19545 | WY | MTN | WECC |  | 22 | 1 | Electric Utility | GT | NG | NG | WACM | 244358 | 22633.001 | 2022
natural gas peaker | TRUE | 55478 | N | . | Lange Gas Turbines | Black Hills Power, Inc. | 19545 | SD | WNC | WECC |  | 22 | 1 | Electric Utility | GT | NG | NG | WACM | 312817 | 27682.999 | 2022
natural gas steam turbine | TRUE | 55479 | N | . | Wygen 1 | Black Hills Power, Inc. | 19545 | WY | MTN | WECC |  | 22 | 2 | NAICS-22 Non-Cogen | ST | NG | NG | WACM | 5432 | 448.984 | 2022
hard coal | TRUE | 55479 | N | . | Wygen 1 | Black Hills Power, Inc. | 19545 | WY | MTN | WECC |  | 22 | 2 | NAICS-22 Non-Cogen | ST | SUB | COL | WACM | 8323271 | 688165.02 | 2022
natural gas combined cycle | TRUE | 55480 | N | . | Forney Energy Center | LaFrontera Holdings LLC | 60477 | TX | WSC | TRE |  | 22 | 2 | NAICS-22 Non-Cogen | CA | NG | NG | ERCO | 5758980 | 3760870 | 2022
natural gas combined cycle | TRUE | 55480 | N | . | Forney Energy Center | LaFrontera Holdings LLC | 60477 | TX | WSC | TRE |  | 22 | 2 | NAICS-22 Non-Cogen | CT | NG | NG | ERCO | 61775400 | 5556045 | 2022
natural gas combined cycle | TRUE | 55481 | N | . | Mesquite Generating Station Block 2 | Mesquite Power LLC | 12363 | AZ | MTN | WECC |  | 22 | 2 | NAICS-22 Non-Cogen | CA | NG | NG | SRP | 3144436 | 1652950 | 2022
natural gas combined cycle | TRUE | 55481 | N | . | Mesquite Generating Station Block 2 | Mesquite Power LLC | 12363 | AZ | MTN | WECC |  | 22 | 2 | NAICS-22 Non-Cogen | CT | NG | NG | SRP | 24368272 | 2114533 | 2022
natural gas combined cycle | TRUE | 55482 | N | . | Goldendale Generating Station | Puget Sound Energy Inc | 15500 | WA | PACC | WECC |  | 22 | 1 | Electric Utility | CA | NG | NG | PSEI | 440101 | 536828 | 2022
natural gas combined cycle | TRUE | 55482 | N | . | Goldendale Generating Station | Puget Sound Energy Inc | 15500 | WA | PACC | WECC |  | 22 | 1 | Electric Utility | CT | NG | NG | PSEI | 9400883 | 1027670 | 2022
natural gas peaker | TRUE | 55486 | N | . | Washington Parish Energy Center | Entergy Louisiana LLC | 11241 | LA | WSC | SERC |  | 22 | 1 | Electric Utility | GT | NG | NG | MISO | 3987173 | 378699 | 2022
biomass | TRUE | 55488 | Y | . | Blackburn Landfill Co-Generation | Catawba County | 3057 | NC | SAT | SERC |  | 22 | 3 | NAICS-22 Cogen | IC | LFG | MLG | DUK | 23270 | 5564 | 2022
natural gas peaker | TRUE | 55496 | N | . | Goose Creek Energy Center | Union Electric Co - (MO) | 19436 | IL | ENC | SERC |  | 22 | 1 | Electric Utility | GT | NG | NG | MISO | 70863 | -565 | 2022
natural gas peaker | TRUE | 55499 | N | . | CalPeak Power Vaca Dixon Peaker Plant | CalPeak Power, LLC | 59527 | CA | PACC | WECC |  | 22 | 2 | NAICS-22 Non-Cogen | GT | NG | NG | CISO | 147422 | 13660 | 2022
natural gas combined cycle | TRUE | 55501 | N | . | Kiamichi Energy Facility | Kiowa Power Partners LLC | 10362 | OK | WSC | TRE |  | 22 | 2 | NAICS-22 Non-Cogen | CA | NG | NG | ERCO | 3590304 | 2107384 | 2022
natural gas combined cycle | TRUE | 55501 | N | . | Kiamichi Energy Facility | Kiowa Power Partners LLC | 10362 | OK | WSC | TRE |  | 22 | 2 | NAICS-22 Non-Cogen | CT | NG | NG | ERCO | 33325681 | 2735827 | 2022
natural gas combined cycle | TRUE | 55502 | N | . | Lawrenceburg Power, LLC | Lawrenceburg Power, LLC | 61137 | IN | ENC | RFC |  | 22 | 2 | NAICS-22 Non-Cogen | CA | NG | NG | PJM | 3790132 | 3279348 | 2022
natural gas combined cycle | TRUE | 55502 | N | . | Lawrenceburg Power, LLC | Lawrenceburg Power, LLC | 61137 | IN | ENC | RFC |  | 22 | 2 | NAICS-22 Non-Cogen | CT | NG | NG | PJM | 57174108 | 5236887 | 2022
natural gas combined cycle | TRUE | 55503 | N | . | Waterford Power, LLC | Waterford Power, LLC | 61136 | OH | ENC | RFC |  | 22 | 2 | NAICS-22 Non-Cogen | CA | NG | NG | PJM | 2387471 | 2465096 | 2022
natural gas combined cycle | TRUE | 55503 | N | . | Waterford Power, LLC | Waterford Power, LLC | 61136 | OH | ENC | RFC |  | 22 | 2 | NAICS-22 Non-Cogen | CT | NG | NG | PJM | 44116717 | 4170986 | 2022
petroleum | TRUE | 55504 | N | . | Limon Generating Station | Tri-State G & T Assn, Inc | 30151 | CO | MTN | WECC |  | 22 | 1 | Electric Utility | GT | DFO | DFO | WACM | 88151 | 6682.454 | 2022
natural gas peaker | TRUE | 55504 | N | . | Limon Generating Station | Tri-State G & T Assn, Inc | 30151 | CO | MTN | WECC |  | 22 | 1 | Electric Utility | GT | NG | NG | WACM | 1364343 | 103429.55 | 2022
petroleum | TRUE | 55505 | N | . | Frank Knutson | Tri-State G & T Assn, Inc | 30151 | CO | MTN | WECC |  | 22 | 1 | Electric Utility | GT | DFO | DFO | PSCO | 36246 | 2769.01 | 2022
natural gas peaker | TRUE | 55505 | N | . | Frank Knutson | Tri-State G & T Assn, Inc | 30151 | CO | MTN | WECC |  | 22 | 1 | Electric Utility | GT | NG | NG | PSCO | 1778074 | 135818.99 | 2022
natural gas peaker | TRUE | 55508 | N | . | CalPeak Power Panoche Peaker Plant | CalPeak Power, LLC | 59527 | CA | PACC | WECC |  | 22 | 2 | NAICS-22 Non-Cogen | GT | NG | NG | CISO | 79858 | 7183 | 2022
natural gas peaker | TRUE | 55510 | N | . | CalPeak Power Border Peaker Plant | CalPeak Power, LLC | 59527 | CA | PACC | WECC |  | 22 | 2 | NAICS-22 Non-Cogen | GT | NG | NG | CISO | 196032 | 17828.998 | 2022
natural gas peaker | TRUE | 55512 | N | . | Cuyamaca Peak Energy Plant | San Diego Gas & Electric Co | 16609 | CA | PACC | WECC |  | 22 | 1 | Electric Utility | GT | NG | NG | CISO | 145278 | 12625.001 | 2022
natural gas peaker | TRUE | 55513 | N | . | CalPeak Power Enterprise Peaker Plant | CalPeak Power, LLC | 59527 | CA | PACC | WECC |  | 22 | 2 | NAICS-22 Non-Cogen | GT | NG | NG | CISO | 167774 | 15583 | 2022
natural gas combined cycle | TRUE | 55514 | N | . | Apex Generating Station | Apex Generating Station | 65371 | NV | MTN | WECC |  | 22 | 1 | Electric Utility | CA | NG | NG | NEVP | 0 | 894652 | 2022
natural gas combined cycle | TRUE | 55514 | N | . | Apex Generating Station | Apex Generating Station | 65371 | NV | MTN | WECC |  | 22 | 1 | Electric Utility | CT | NG | NG | NEVP | 19555223 | 1801128 | 2022
natural gas combined cycle | TRUE | 55516 | N | . | Fayette Energy Facility | Fayette Power Company, LLC | 59923 | PA | MAT | RFC |  | 22 | 2 | NAICS-22 Non-Cogen | CA | NG | NG | PJM | 3474378 | 1964095 | 2022
natural gas combined cycle | TRUE | 55516 | N | . | Fayette Energy Facility | Fayette Power Company, LLC | 59923 | PA | MAT | RFC |  | 22 | 2 | NAICS-22 Non-Cogen | CT | NG | NG | PJM | 31394854 | 2978701 | 2022
natural gas peaker | TRUE | 55517 | N | . | Wallingford Energy | Wallingford Energy LLC | 56927 | CT | NEW | NPCC |  | 22 | 2 | NAICS-22 Non-Cogen | GT | NG | NG | ISNE | 860801 | 78187 | 2022
natural gas combined cycle | TRUE | 55518 | N | . | High Desert Power Plant | MRP Generation Holdings, LLC | 60431 | CA | PACC | WECC |  | 22 | 2 | NAICS-22 Non-Cogen | CA | NG | NG | CISO | 1905461 | 1523315 | 2022
natural gas combined cycle | TRUE | 55518 | N | . | High Desert Power Plant | MRP Generation Holdings, LLC | 60431 | CA | PACC | WECC |  | 22 | 2 | NAICS-22 Non-Cogen | CT | NG | NG | CISO | 28555525 | 2529040 | 2022
natural gas peaker | TRUE | 55522 | N | . | Sundance | Arizona Public Service Co | 803 | AZ | MTN | WECC |  | 22 | 1 | Electric Utility | GT | NG | NG | WALC | 4056124 | 390345 | 2022
petroleum | TRUE | 55524 | N | . | York Energy Center | Calpine Mid-Merit LLC | 56608 | PA | MAT | RFC |  | 22 | 2 | NAICS-22 Non-Cogen | CA | DFO | DFO | PJM | 0 | 23371.657 | 2022
natural gas combined cycle | TRUE | 55524 | N | . | York Energy Center | Calpine Mid-Merit LLC | 56608 | PA | MAT | RFC |  | 22 | 2 | NAICS-22 Non-Cogen | CA | NG | NG | PJM | 3924951 | 2615602.3 | 2022
petroleum | TRUE | 55524 | N | . | York Energy Center | Calpine Mid-Merit LLC | 56608 | PA | MAT | RFC |  | 22 | 2 | NAICS-22 Non-Cogen | CT | DFO | DFO | PJM | 475450 | 43976.283 | 2022
natural gas combined cycle | TRUE | 55524 | N | . | York Energy Center | Calpine Mid-Merit LLC | 56608 | PA | MAT | RFC |  | 22 | 2 | NAICS-22 Non-Cogen | CT | NG | NG | PJM | 47514472 | 4442299.7 | 2022
natural gas peaker | FALSE | 55525 | Y | . | MMSD South Shore Wastewater | Milwaukee Metro Sewerage Dist | 12619 | WI | ENC | RFC |  | 22132 | 5 | Commercial NAICS Cogen | IC | NG | NG | MISO | 22533 | 4267.671 | 2022
biomass | FALSE | 55525 | Y | . | MMSD South Shore Wastewater | Milwaukee Metro Sewerage Dist | 12619 | WI | ENC | RFC |  | 22132 | 5 | Commercial NAICS Cogen | IC | OBG | ORW | MISO | 141442 | 26789.329 | 2022
petroleum | TRUE | 55534 | N | . | Water Filter Plant #2 | City of Morganton - (NC) | 12944 | NC | SAT | SERC |  | 22 | 1 | Electric Utility | IC | DFO | DFO | DUK | 0 | 0 | 2022
natural gas peaker | TRUE | 55538 | N | . | Escondido Energy Center | Wellhead Services, Inc | 20323 | CA | PACC | WECC |  | 22 | 2 | NAICS-22 Non-Cogen | GT | NG | NG | CISO | 124475 | 11858 | 2022
natural gas peaker | TRUE | 55540 | N | . | Chula Vista Energy Center | Wellhead Services, Inc | 20323 | CA | PACC | WECC |  | 22 | 2 | NAICS-22 Non-Cogen | GT | NG | NG | CISO | 35048 | 2016 | 2022
natural gas peaker | TRUE | 55541 | N | . | Indigo Energy Facility | Diamond Generating Corporation | 49981 | CA | PACC | WECC |  | 22 | 2 | NAICS-22 Non-Cogen | GT | NG | NG | CISO | 354799 | 42474.999 | 2022
petroleum | TRUE | 55542 | N | . | Larkspur Energy Facility | Diamond Generating Corporation | 49981 | CA | PACC | WECC |  | 22 | 2 | NAICS-22 Non-Cogen | GT | DFO | DFO | CISO | 0 | 0 | 2022
natural gas peaker | TRUE | 55542 | N | . | Larkspur Energy Facility | Diamond Generating Corporation | 49981 | CA | PACC | WECC |  | 22 | 2 | NAICS-22 Non-Cogen | GT | NG | NG | CISO | 352593 | 33458.998 | 2022
natural gas peaker | TRUE | 55544 | N | . | Klamath Expansion Project | Klamath Energy LLC | 14372 | OR | PACC | WECC |  | 22 | 2 | NAICS-22 Non-Cogen | GT | NG | NG | AVRN | 367166 | 27048.001 | 2022
natural gas combined cycle | TRUE | 55545 | N | . | Hidalgo Energy Center | Calpine Corp - Hidalgo | 2934 | TX | WSC | TRE |  | 22 | 2 | NAICS-22 Non-Cogen | CA | NG | NG | ERCO | 0 | 938938 | 2022
natural gas combined cycle | TRUE | 55545 | N | . | Hidalgo Energy Center | Calpine Corp - Hidalgo | 2934 | TX | WSC | TRE |  | 22 | 2 | NAICS-22 Non-Cogen | CT | NG | NG | ERCO | 18701906 | 1596333 | 2022
biomass | TRUE | 55556 | N | . | Security | TX LFG Energy, LP | 56772 | TX | WSC | SERC |  | 22 | 2 | NAICS-22 Non-Cogen | IC | LFG | MLG | MISO | 1019 | 49 | 2022
other | FALSE | 55557 | Y | . | Wilmington Hydrogen Plant | Air Products & Chemicals Inc | 991 | CA | PACC | WECC |  | 325188 | 7 | Industrial NAICS Cogen | ST | WH | OTH | LDWP | 636470 | 186539 | 2022
natural gas combined cycle | FALSE | 55558 | Y | . | Combined Locks Energy Center | Appleton Coated LLC | 744 | WI | ENC | RFC |  | 322122 | 7 | Industrial NAICS Cogen | CA | NG | NG | MISO | 191104 | 23524 | 2022
petroleum | FALSE | 55558 | Y | . | Combined Locks Energy Center | Appleton Coated LLC | 744 | WI | ENC | RFC |  | 322122 | 7 | Industrial NAICS Cogen | CT | DFO | DFO | MISO | 0 | 0 | 2022
natural gas combined cycle | FALSE | 55558 | Y | . | Combined Locks Energy Center | Appleton Coated LLC | 744 | WI | ENC | RFC |  | 322122 | 7 | Industrial NAICS Cogen | CT | NG | NG | MISO | 2466178 | 303574 | 2022
onshore wind | TRUE | 55560 | N | . | FPL Energy Vansycle LLC (WA) | FPL Energy Vansycle LLC | 6607 | WA | PACC | WECC |  | 22 | 2 | NAICS-22 Non-Cogen | WT | WND | WND | BPAT | 1149830 | 336996 | 2022
onshore wind | TRUE | 55561 | N | . | Tsar Nicholas LLC | CHI Operations Inc | 54725 | MN | WNC | MRO |  | 22 | 2 | NAICS-22 Non-Cogen | WT | WND | WND | MISO | 18256 | 5351 | 2022
onshore wind | TRUE | 55562 | N | . | Sun River LLC | CHI Operations Inc | 54725 | MN | WNC | MRO |  | 22 | 2 | NAICS-22 Non-Cogen | WT | WND | WND | MISO | 18256 | 5351 | 2022
onshore wind | TRUE | 55563 | N | . | Julia Hills LLC | CHI Operations Inc | 54725 | MN | WNC | MRO |  | 22 | 2 | NAICS-22 Non-Cogen | WT | WND | WND | MISO | 18256 | 5351 | 2022
onshore wind | TRUE | 55564 | N | . | Jessica Mills LLC | CHI Operations Inc | 54725 | MN | WNC | MRO |  | 22 | 2 | NAICS-22 Non-Cogen | WT | WND | WND | MISO | 18256 | 5351 | 2022
onshore wind | TRUE | 55565 | N | . | Jack River LLC | CHI Operations Inc | 54725 | MN | WNC | MRO |  | 22 | 2 | NAICS-22 Non-Cogen | WT | WND | WND | MISO | 18256 | 5351 | 2022
onshore wind | TRUE | 55566 | N | . | Autumn Hills LLC | CHI Operations Inc | 54725 | MN | WNC | MRO |  | 22 | 2 | NAICS-22 Non-Cogen | WT | WND | WND | MISO | 18256 | 5351 | 2022
onshore wind | TRUE | 55567 | N | . | Winters Spawn LLC | CHI Operations Inc | 54725 | MN | WNC | MRO |  | 22 | 2 | NAICS-22 Non-Cogen | WT | WND | WND | MISO | 18315 | 5368 | 2022
onshore wind | TRUE | 55568 | N | . | Twin Lake Hills LLC | CHI Operations Inc | 54725 | MN | WNC | MRO |  | 22 | 2 | NAICS-22 Non-Cogen | WT | WND | WND | MISO | 18315 | 5368 | 2022
onshore wind | TRUE | 55569 | N | . | Spartan Hills LLC | CHI Operations Inc | 54725 | MN | WNC | MRO |  | 22 | 2 | NAICS-22 Non-Cogen | WT | WND | WND | MISO | 18315 | 5368 | 2022
onshore wind | TRUE | 55570 | N | . | Soliloquoy Ridge LLC | CHI Operations Inc | 54725 | MN | WNC | MRO |  | 22 | 2 | NAICS-22 Non-Cogen | WT | WND | WND | MISO | 18315 | 5368 | 2022
onshore wind | TRUE | 55571 | N | . | Ruthton Ridge LLC | CHI Operations Inc | 54725 | MN | WNC | MRO |  | 22 | 2 | NAICS-22 Non-Cogen | WT | WND | WND | MISO | 18256 | 5351 | 2022
onshore wind | TRUE | 55572 | N | . | Hope Creek LLC | CHI Operations Inc | 54725 | MN | WNC | MRO |  | 22 | 2 | NAICS-22 Non-Cogen | WT | WND | WND | MISO | 18315 | 5368 | 2022
onshore wind | TRUE | 55573 | N | . | Hadley Ridge LLC | CHI Operations Inc | 54725 | MN | WNC | MRO |  | 22 | 2 | NAICS-22 Non-Cogen | WT | WND | WND | MISO | 18315 | 5368 | 2022
onshore wind | TRUE | 55574 | N | . | Florence Hills LLC | CHI Operations Inc | 54725 | MN | WNC | MRO |  | 22 | 2 | NAICS-22 Non-Cogen | WT | WND | WND | MISO | 18315 | 5368 | 2022
onshore wind | TRUE | 55576 | N | . | Agassiz Beach LLC | CHI Operations Inc | 54725 | MN | WNC | MRO |  | 22 | 2 | NAICS-22 Non-Cogen | WT | WND | WND | MISO | 16473 | 4828 | 2022
onshore wind | TRUE | 55579 | N | . | Llano Estacado Wind Ranch | Llano Estacado Wind Ranch | 62136 | TX | WSC | MRO |  | 22 | 2 | NAICS-22 Non-Cogen | WT | WND | WND | SWPP | 386829 | 113373 | 2022
onshore wind | TRUE | 55581 | N | . | King Mountain Wind Ranch 1 | FPL Energy Upton Wind LP | 6354 | TX | WSC | TRE |  | 22 | 2 | NAICS-22 Non-Cogen | WT | WND | WND | ERCO | 2103307 | 616444 | 2022
biomass | TRUE | 55589 | N | . | GRS Fall River | Gas Recovery Systems Inc | 25049 | MA | NEW | NPCC |  | 22 | 2 | NAICS-22 Non-Cogen | GT | LFG | MLG | ISNE | 2806 | 121 | 2022
petroleum | TRUE | 55596 | N | . | GRS Arbor Hills | Gas Recovery Systems Inc | 25049 | MI | ENC | RFC |  | 22 | 2 | NAICS-22 Non-Cogen | CA | DFO | DFO | MISO | 0 | 0 | 2022
biomass | TRUE | 55596 | N | . | GRS Arbor Hills | Gas Recovery Systems Inc | 25049 | MI | ENC | RFC |  | 22 | 2 | NAICS-22 Non-Cogen | CA | LFG | MLG | MISO | 0 | 21126 | 2022
petroleum | TRUE | 55596 | N | . | GRS Arbor Hills | Gas Recovery Systems Inc | 25049 | MI | ENC | RFC |  | 22 | 2 | NAICS-22 Non-Cogen | CT | DFO | DFO | MISO | 0 | 0 | 2022
petroleum | TRUE | 55596 | N | . | GRS Arbor Hills | Gas Recovery Systems Inc | 25049 | MI | ENC | RFC |  | 22 | 2 | NAICS-22 Non-Cogen | CT | KER | WOO | MISO | 0 | 0 | 2022
biomass | TRUE | 55596 | N | . | GRS Arbor Hills | Gas Recovery Systems Inc | 25049 | MI | ENC | RFC |  | 22 | 2 | NAICS-22 Non-Cogen | CT | LFG | MLG | MISO | 1061466 | 37707 | 2022
biomass | TRUE | 55597 | N | . | GRS C&C | Gas Recovery Systems Inc | 25049 | MI | ENC | RFC |  | 22 | 2 | NAICS-22 Non-Cogen | GT | LFG | MLG | MISO | 331857 | 15877 | 2022
biomass | TRUE | 55597 | N | . | GRS C&C | Gas Recovery Systems Inc | 25049 | MI | ENC | RFC |  | 22 | 2 | NAICS-22 Non-Cogen | IC | LFG | MLG | MISO | 92587 | 4612 | 2022
petroleum | TRUE | 55599 | N | . | GRS CMS | Gas Recovery Systems Inc | 25049 | NC | SAT | SERC |  | 22 | 2 | NAICS-22 Non-Cogen | GT | DFO | DFO | DUK | 0 | 0 | 2022
biomass | TRUE | 55599 | N | . | GRS CMS | Gas Recovery Systems Inc | 25049 | NC | SAT | SERC |  | 22 | 2 | NAICS-22 Non-Cogen | GT | LFG | MLG | DUK | 53536 | 3550 | 2022
biomass | TRUE | 55601 | N | . | Prima Plant | MM Prima Deshecha Energy LLC | 57250 | CA | PACC | WECC |  | 22 | 2 | NAICS-22 Non-Cogen | IC | LFG | MLG | CISO | 379531 | 33612 | 2022
biomass | TRUE | 55602 | N | . | North City - Landfill Gas Engines South | City of San Diego | 16764 | CA | PACC | WECC |  | 22 | 2 | NAICS-22 Non-Cogen | IC | LFG | MLG | CISO | 12569 | 1399.444 | 2022
natural gas peaker | TRUE | 55602 | N | . | North City - Landfill Gas Engines South | City of San Diego | 16764 | CA | PACC | WECC |  | 22 | 2 | NAICS-22 Non-Cogen | IC | NG | NG | CISO | 2387 | 265.556 | 2022
onshore wind | TRUE | 55607 | N | . | Foote Creek I | PacifiCorp | 14354 | WY | MTN | WECC |  | 22 | 1 | Electric Utility | WT | WND | WND | PACE | 712251 | 208749 | 2022
natural gas combined cycle | TRUE | 55620 | N | . | Perryville Power Station | Entergy Louisiana LLC | 11241 | LA | WSC | SERC |  | 22 | 1 | Electric Utility | CA | NG | NG | MISO | 520780 | 929039 | 2022
natural gas combined cycle | TRUE | 55620 | N | . | Perryville Power Station | Entergy Louisiana LLC | 11241 | LA | WSC | SERC |  | 22 | 1 | Electric Utility | CT | NG | NG | MISO | 17076330 | 1649082 | 2022
natural gas peaker | TRUE | 55620 | N | . | Perryville Power Station | Entergy Louisiana LLC | 11241 | LA | WSC | SERC |  | 22 | 1 | Electric Utility | GT | NG | NG | MISO | 1606502 | 146210.62 | 2022
natural gas peaker | TRUE | 55622 | N | . | West Valley Generation Project | Utah Municipal Power Agency | 24431 | UT | MTN | WECC |  | 22 | 1 | Electric Utility | GT | NG | NG | PACE | 5237667 | 500948 | 2022
natural gas peaker | TRUE | 55625 | N | . | Creed Energy Center | Creed Energy Center LLC | 49971 | CA | PACC | WECC |  | 22 | 2 | NAICS-22 Non-Cogen | GT | NG | NG | CISO | 116055 | 10463.001 | 2022
natural gas peaker | TRUE | 55626 | N | . | Lambie Energy Center | Gilroy Energy Center LLC | 49972 | CA | PACC | WECC |  | 22 | 2 | NAICS-22 Non-Cogen | GT | NG | NG | CISO | 108545 | 10895.001 | 2022
natural gas peaker | TRUE | 55627 | N | . | Goose Haven Energy Center | Goose Haven Energy Center | 49970 | CA | PACC | WECC |  | 22 | 2 | NAICS-22 Non-Cogen | GT | NG | NG | CISO | 142128 | 13603 | 2022
natural gas peaker | TRUE | 55640 | N | . | University Park North | LSP University Park LLC | 56928 | IL | ENC | RFC |  | 22 | 2 | NAICS-22 Non-Cogen | GT | NG | NG | PJM | 2584625 | 213234 | 2022
natural gas combined cycle | TRUE | 55641 | N | . | Riverside Energy Center | Wisconsin Power & Light Co | 20856 | WI | ENC | MRO |  | 22 | 1 | Electric Utility | CA | NG | NG | MISO | 0 | 980581 | 2022
natural gas combined cycle | TRUE | 55641 | N | . | Riverside Energy Center | Wisconsin Power & Light Co | 20856 | WI | ENC | MRO |  | 22 | 1 | Electric Utility | CT | NG | NG | MISO | 19545859 | 1769995 | 2022
petroleum | TRUE | 55645 | N | . | Blue Spruce Energy Center | Public Service Co of Colorado | 15466 | CO | MTN | WECC |  | 22 | 1 | Electric Utility | GT | DFO | DFO | PSCO | 57013 | 4404.726 | 2022
natural gas peaker | TRUE | 55645 | N | . | Blue Spruce Energy Center | Public Service Co of Colorado | 15466 | CO | MTN | WECC |  | 22 | 1 | Electric Utility | GT | NG | NG | PSCO | 3988901 | 334218.79 | 2022
natural gas peaker | TRUE | 55650 | N | . | Plains End | Plains End Operating Services LLC | 15142 | CO | MTN | WECC |  | 22 | 2 | NAICS-22 Non-Cogen | IC | NG | NG | PSCO | 124752 | 11768 | 2022
natural gas peaker | TRUE | 55651 | N | . | Spring Creek Energy Center | Evergy Kansas Central, Inc | 22500 | OK | WSC | MRO |  | 22 | 1 | Electric Utility | GT | NG | NG | SWPP | 1173668 | 86200 | 2022
petroleum | TRUE | 55654 | N | . | Chambersburg | Chambersburg Energy, LLC | 61320 | PA | MAT | RFC |  | 22 | 2 | NAICS-22 Non-Cogen | GT | DFO | DFO | PJM | 0 | 0 | 2022
natural gas peaker | TRUE | 55654 | N | . | Chambersburg | Chambersburg Energy, LLC | 61320 | PA | MAT | RFC |  | 22 | 2 | NAICS-22 Non-Cogen | GT | NG | NG | PJM | 2124277 | 205599 | 2022
natural gas peaker | TRUE | 55655 | N | . | WFEC GenCo LLC | Western Farmers Elec Coop, Inc | 20447 | OK | WSC | MRO |  | 22 | 1 | Electric Utility | GT | NG | NG | SWPP | 1467421 | 109144 | 2022
natural gas combined cycle | TRUE | 55656 | N | . | Pastoria Energy Facility, LLC | Calpine Corp - Pastoria Energy Center | 2820 | CA | PACC | WECC |  | 22 | 2 | NAICS-22 Non-Cogen | CA | NG | NG | CISO | 0 | 1126403 | 2022
natural gas combined cycle | TRUE | 55656 | N | . | Pastoria Energy Facility, LLC | Calpine Corp - Pastoria Energy Center | 2820 | CA | PACC | WECC |  | 22 | 2 | NAICS-22 Non-Cogen | CT | NG | NG | CISO | 23178595 | 2167904 | 2022
petroleum | TRUE | 55661 | N | . | Newington | Essential Power Operating Services, LLC | 13538 | NH | NEW | NPCC |  | 22 | 2 | NAICS-22 Non-Cogen | CA | DFO | DFO | ISNE | 0 | 109078.35 | 2022
natural gas combined cycle | TRUE | 55661 | N | . | Newington | Essential Power Operating Services, LLC | 13538 | NH | NEW | NPCC |  | 22 | 2 | NAICS-22 Non-Cogen | CA | NG | NG | ISNE | 120311 | 372753.65 | 2022
petroleum | TRUE | 55661 | N | . | Newington | Essential Power Operating Services, LLC | 13538 | NH | NEW | NPCC |  | 22 | 2 | NAICS-22 Non-Cogen | CT | DFO | DFO | ISNE | 2481295 | 213190.32 | 2022
natural gas combined cycle | TRUE | 55661 | N | . | Newington | Essential Power Operating Services, LLC | 13538 | NH | NEW | NPCC |  | 22 | 2 | NAICS-22 Non-Cogen | CT | NG | NG | ISNE | 7303746 | 625425.69 | 2022
petroleum | TRUE | 55662 | N | . | Chehalis Generating Facility | PacifiCorp | 14354 | WA | PACC | WECC |  | 22 | 1 | Electric Utility | CA | DFO | DFO | BPAT | 0 | 0 | 2022
natural gas combined cycle | TRUE | 55662 | N | . | Chehalis Generating Facility | PacifiCorp | 14354 | WA | PACC | WECC |  | 22 | 1 | Electric Utility | CA | NG | NG | BPAT | 0 | 765437 | 2022
petroleum | TRUE | 55662 | N | . | Chehalis Generating Facility | PacifiCorp | 14354 | WA | PACC | WECC |  | 22 | 1 | Electric Utility | CT | DFO | DFO | BPAT | 0 | 0 | 2022
natural gas combined cycle | TRUE | 55662 | N | . | Chehalis Generating Facility | PacifiCorp | 14354 | WA | PACC | WECC |  | 22 | 1 | Electric Utility | CT | NG | NG | BPAT | 16108156 | 1406557 | 2022
natural gas combined cycle | TRUE | 55664 | N | . | Harrison County Power Project | Northeast Texas Elec Coop, Inc | 13670 | TX | WSC | MRO |  | 22 | 1 | Electric Utility | CA | NG | NG | SWPP | 734162 | 1064654 | 2022
natural gas combined cycle | TRUE | 55664 | N | . | Harrison County Power Project | Northeast Texas Elec Coop, Inc | 13670 | TX | WSC | MRO |  | 22 | 1 | Electric Utility | CT | NG | NG | SWPP | 19301543 | 1697413 | 2022
natural gas combined cycle | TRUE | 55667 | N | . | Lower Mount Bethel Energy | Lower Mount Bethel Energy LLC | 11275 | PA | MAT | RFC |  | 22 | 2 | NAICS-22 Non-Cogen | CA | NG | NG | PJM | 879568 | 1595336 | 2022
natural gas combined cycle | TRUE | 55667 | N | . | Lower Mount Bethel Energy | Lower Mount Bethel Energy LLC | 11275 | PA | MAT | RFC |  | 22 | 2 | NAICS-22 Non-Cogen | CT | NG | NG | PJM | 29859921 | 2700124 | 2022
natural gas peaker | TRUE | 55672 | N | . | AL Sandersville LLC | SEPG Operating Services, LLC ALS | 59417 | GA | SAT | SERC |  | 22 | 2 | NAICS-22 Non-Cogen | GT | NG | NG | SOCO | 1930290 | 285386 | 2022
hydro | TRUE | 55684 | N | . | Flambeau Crowley Rapids Project | Renewable World Energies LLC | 58149 | WI | ENC | MRO |  | 22 | 2 | NAICS-22 Non-Cogen | HY | WAT | HYC | MISO | 13143 | 3852 | 2022
hydro | TRUE | 55685 | N | . | Flambeau Lower Project | Renewable World Energies LLC | 58149 | WI | ENC | MRO |  | 22 | 2 | NAICS-22 Non-Cogen | HY | WAT | HYC | MISO | 10145 | 2973 | 2022
natural gas combined cycle | TRUE | 55687 | N | . | Higgins Generating Station | Nevada Power Co | 13407 | NV | MTN | WECC |  | 22 | 1 | Electric Utility | CA | NG | NG | NEVP | 550580 | 991002 | 2022
natural gas combined cycle | TRUE | 55687 | N | . | Higgins Generating Station | Nevada Power Co | 13407 | NV | MTN | WECC |  | 22 | 1 | Electric Utility | CT | NG | NG | NEVP | 19819353 | 1704272 | 2022
petroleum | TRUE | 55690 | N | . | Bethlehem Power Plant | Calpine Bethlehem LLC | 56607 | PA | MAT | RFC |  | 22 | 2 | NAICS-22 Non-Cogen | CA | DFO | DFO | PJM | 0 | 22638.33 | 2022
natural gas combined cycle | TRUE | 55690 | N | . | Bethlehem Power Plant | Calpine Bethlehem LLC | 56607 | PA | MAT | RFC |  | 22 | 2 | NAICS-22 Non-Cogen | CA | NG | NG | PJM | 0 | 1570307.7 | 2022
petroleum | TRUE | 55690 | N | . | Bethlehem Power Plant | Calpine Bethlehem LLC | 56607 | PA | MAT | RFC |  | 22 | 2 | NAICS-22 Non-Cogen | CT | DFO | DFO | PJM | 521286 | 42275.385 | 2022
natural gas combined cycle | TRUE | 55690 | N | . | Bethlehem Power Plant | Calpine Bethlehem LLC | 56607 | PA | MAT | RFC |  | 22 | 2 | NAICS-22 Non-Cogen | CT | NG | NG | PJM | 34479200 | 2726578.6 | 2022
natural gas combined cycle | TRUE | 55694 | N | . | Quantum Choctaw Power LLC | Tennessee Valley Authority | 18642 | MS | ESC | SERC |  | 22 | 1 | Electric Utility | CA | NG | NG | TVA | 10098560 | 1430398 | 2022
natural gas combined cycle | TRUE | 55694 | N | . | Quantum Choctaw Power LLC | Tennessee Valley Authority | 18642 | MS | ESC | SERC |  | 22 | 1 | Electric Utility | CT | NG | NG | TVA | 17741456 | 2518832 | 2022
natural gas peaker | TRUE | 55698 | N | . | Hanford Energy Park Peaker | MRP San Joaquin Energy LLC. | 7724 | CA | PACC | WECC |  | 22 | 2 | NAICS-22 Non-Cogen | GT | NG | NG | CISO | 211625 | 18850 | 2022
natural gas peaker | TRUE | 55699 | N | . | Bayswater Peaking Facility LLC | Bayswater Peaking Facility LLC | 1268 | NY | MAT | NPCC |  | 22 | 2 | NAICS-22 Non-Cogen | GT | NG | NG | NYIS | 557183 | 47951 | 2022
natural gas combined cycle | TRUE | 55700 | N | . | Mint Farm Generating Station | Puget Sound Energy Inc | 15500 | WA | PACC | WECC |  | 22 | 1 | Electric Utility | CA | NG | NG | PSEI | 904043 | 573006 | 2022
natural gas combined cycle | TRUE | 55700 | N | . | Mint Farm Generating Station | Puget Sound Energy Inc | 15500 | WA | PACC | WECC |  | 22 | 1 | Electric Utility | CT | NG | NG | PSEI | 11069763 | 1032357 | 2022
natural gas combined cycle | TRUE | 55701 | N | . | Fremont Energy Center | American Mun Power-Ohio, Inc | 40577 | OH | ENC | RFC |  | 22 | 1 | Electric Utility | CA | NG | NG | PJM | 2791432 | 1627534 | 2022
natural gas combined cycle | TRUE | 55701 | N | . | Fremont Energy Center | American Mun Power-Ohio, Inc | 40577 | OH | ENC | RFC |  | 22 | 1 | Electric Utility | CT | NG | NG | PJM | 26463663 | 2346262 | 2022
natural gas combined cycle | TRUE | 55706 | N | . | Choctaw County | Entergy Mississippi LLC | 12685 | MS | ESC | SERC |  | 22 | 1 | Electric Utility | CA | NG | NG | TVA | 0 | 1230094 | 2022
natural gas combined cycle | TRUE | 55706 | N | . | Choctaw County | Entergy Mississippi LLC | 12685 | MS | ESC | SERC |  | 22 | 1 | Electric Utility | CT | NG | NG | TVA | 23972143 | 2195525 | 2022
biomass | TRUE | 55708 | N | . | Nacogdoches Power | Austin Energy | 1015 | TX | WSC | TRE |  | 22 | 1 | Electric Utility | ST | OBS | ORW | ERCO | 0 | 0 | 2022
biomass | TRUE | 55708 | N | . | Nacogdoches Power | Austin Energy | 1015 | TX | WSC | TRE |  | 22 | 1 | Electric Utility | ST | WDS | WWW | ERCO | 6223703 | 428528 | 2022
petroleum | TRUE | 55710 | N | . | Allegheny Energy Units 3 4 & 5 | Springdale Energy LLC | 61267 | PA | MAT | RFC |  | 22 | 2 | NAICS-22 Non-Cogen | CA | DFO | DFO | PJM | 0 | 0 | 2022
natural gas combined cycle | TRUE | 55710 | N | . | Allegheny Energy Units 3 4 & 5 | Springdale Energy LLC | 61267 | PA | MAT | RFC |  | 22 | 2 | NAICS-22 Non-Cogen | CA | NG | NG | PJM | 0 | 1496743 | 2022
petroleum | TRUE | 55710 | N | . | Allegheny Energy Units 3 4 & 5 | Springdale Energy LLC | 61267 | PA | MAT | RFC |  | 22 | 2 | NAICS-22 Non-Cogen | CT | DFO | DFO | PJM | 0 | 0 | 2022
natural gas combined cycle | TRUE | 55710 | N | . | Allegheny Energy Units 3 4 & 5 | Springdale Energy LLC | 61267 | PA | MAT | RFC |  | 22 | 2 | NAICS-22 Non-Cogen | CT | NG | NG | PJM | 30659105 | 2908418 | 2022
natural gas combined cycle | TRUE | 55714 | N | . | Magnet Cove | Arkansas Electric Coop Corp | 807 | AR | WSC | SERC |  | 22 | 1 | Electric Utility | CA | NG | NG | MISO | 264793 | 1169795 | 2022
natural gas combined cycle | TRUE | 55714 | N | . | Magnet Cove | Arkansas Electric Coop Corp | 807 | AR | WSC | SERC |  | 22 | 1 | Electric Utility | CT | NG | NG | MISO | 22454299 | 2141677 | 2022
natural gas peaker | TRUE | 55718 | N | . | Dean | DTE Electric Company | 5109 | MI | ENC | RFC |  | 22 | 1 | Electric Utility | GT | NG | NG | MISO | 3997042 | 336525 | 2022
onshore wind | TRUE | 55719 | N | . | Mountain View I&2 | AES Distributed Energy | 61012 | CA | PACC | WECC |  | 22 | 2 | NAICS-22 Non-Cogen | WT | WND | WND | CISO | 262633 | 76973 | 2022
natural gas peaker | TRUE | 55733 | N | . | Bennett Mountain | Idaho Power Co | 9191 | ID | MTN | WECC |  | 22 | 1 | Electric Utility | GT | NG | NG | IPCO | 2694694 | 235758 | 2022
onshore wind | TRUE | 55734 | N | . | Gray County Wind Energy | Gray County Wind Energy LLC | 7531 | KS | WNC | MRO |  | 22 | 2 | NAICS-22 Non-Cogen | WT | WND | WND | SWPP | 1183698 | 346922 | 2022
natural gas combined cycle | TRUE | 55736 | N | . | Hanging Rock Energy Facility | Dynegy Hanging Rock Energy Facility | 59924 | OH | ENC | RFC |  | 22 | 2 | NAICS-22 Non-Cogen | CA | NG | NG | PJM | 7381783 | 4068939 | 2022
natural gas combined cycle | TRUE | 55736 | N | . | Hanging Rock Energy Facility | Dynegy Hanging Rock Energy Facility | 59924 | OH | ENC | RFC |  | 22 | 2 | NAICS-22 Non-Cogen | CT | NG | NG | PJM | 63822820 | 5910436 | 2022
natural gas peaker | TRUE | 55738 | N | . | Buchanan Generation LLC | Buchanan Generation, LLC | 61318 | VA | SAT | RFC |  | 22 | 2 | NAICS-22 Non-Cogen | GT | NG | NG | PJM | 3388782 | 331611 | 2022
onshore wind | TRUE | 55739 | N | . | Condon Windpower LLC | Allete Clean Energy | 59496 | OR | PACC | WECC |  | 22 | 2 | NAICS-22 Non-Cogen | WT | WND | WND | BPAT | 229427 | 67241 | 2022
onshore wind | TRUE | 55740 | N | . | Rock River I LLC | Shell Wind Energy Inc. | 17058 | WY | MTN | WECC |  | 22 | 2 | NAICS-22 Non-Cogen | WT | WND | WND | PACE | 0 | 0 | 2022
onshore wind | TRUE | 55741 | N | . | Ridge Crest Wind Partners | Terra-Gen Operating Co-Wind | 2770 | CO | MTN | WECC |  | 22 | 2 | NAICS-22 Non-Cogen | WT | WND | WND | PSCO | 207000 | 60668 | 2022
onshore wind | TRUE | 55742 | N | . | Montfort Wind Energy Center | Wisconsin Electric Power Co | 20847 | WI | ENC | RFC |  | 22 | 1 | Electric Utility | WT | WND | WND | MISO | 219152 | 64230 | 2022
onshore wind | TRUE | 55747 | N | . | NWP Indian Mesa Wind Farm | NWP Indian Mesa Wind Farm LP | 13866 | TX | WSC | TRE |  | 22 | 2 | NAICS-22 Non-Cogen | WT | WND | WND | ERCO | 697918 | 204548 | 2022
natural gas combined cycle | TRUE | 55748 | N | . | Los Esteros Critical Energy Center | Los Esteros Critical Energy Facility LLC | 2860 | CA | PACC | WECC |  | 22 | 2 | NAICS-22 Non-Cogen | CA | NG | NG | CISO | 149461 | 46082 | 2022
natural gas combined cycle | TRUE | 55748 | N | . | Los Esteros Critical Energy Center | Los Esteros Critical Energy Facility LLC | 2860 | CA | PACC | WECC |  | 22 | 2 | NAICS-22 Non-Cogen | CT | NG | NG | CISO | 1464184 | 134017 | 2022
natural gas steam turbine | TRUE | 55749 | N | . | Hardin Generator Project | Heorot Power Management | 16233 | MT | MTN | WECC |  | 22 | 2 | NAICS-22 Non-Cogen | ST | NG | NG | NWMT | 36298 | 2738.465 | 2022
hard coal | TRUE | 55749 | N | . | Hardin Generator Project | Heorot Power Management | 16233 | MT | MTN | WECC |  | 22 | 2 | NAICS-22 Non-Cogen | ST | SUB | COL | NWMT | 6396987 | 491169.54 | 2022
biomass | FALSE | 55752 | N | . | Sonoma Central Landfill Phase I | County of Sonoma Dept of Trnsp | 17412 | CA | PACC | WECC |  | 562212 | 4 | Commercial NAICS Non-Cogen | IC | LFG | MLG | CISO | 139404 | 9159 | 2022
biomass | FALSE | 55753 | N | . | Sonoma Central Landfill Phase II | County of Sonoma Dept of Trnsp | 17412 | CA | PACC | WECC |  | 562212 | 4 | Commercial NAICS Non-Cogen | IC | LFG | MLG | CISO | 139731 | 8990 | 2022
biomass | TRUE | 55757 | N | . | Model City Energy Facility | Model City Energy LLC | 12758 | NY | MAT | NPCC |  | 22 | 2 | NAICS-22 Non-Cogen | IC | LFG | MLG | NYIS | 386379 | 28926 | 2022
biomass | TRUE | 55765 | N | . | Green Knight Energy Center | Waste Management Inc | 20183 | PA | MAT | RFC |  | 22 | 2 | NAICS-22 Non-Cogen | GT | LFG | MLG | PJM | 758768 | 35700 | 2022
biomass | FALSE | 55766 | N | . | Kiefer Landfill | Sacramento County of Dpt Waste | 16546 | CA | PACC | WECC |  | 562212 | 4 | Commercial NAICS Non-Cogen | IC | LFG | MLG | BANC | 858521 | 64442 | 2022
onshore wind | TRUE | 55769 | N | . | Madison Windpower LLC | Madison Windpower LLC | 49880 | NY | MAT | NPCC |  | 22 | 2 | NAICS-22 Non-Cogen | WT | WND | WND | NYIS | 34779 | 10193 | 2022
onshore wind | TRUE | 55782 | N | . | Noble Ridge LLC | RENEW Energy Inc | 56689 | MN | WNC | MRO |  | 22 | 2 | NAICS-22 Non-Cogen | WT | WND | WND | MISO | 1049 | 307 | 2022
natural gas peaker | TRUE | 55786 | N | . | Edgewood Energy LLC | Edgewood Energy LLC | 56852 | NY | MAT | NPCC |  | 22 | 2 | NAICS-22 Non-Cogen | GT | NG | NG | NYIS | 1416273 | 156996 | 2022
petroleum | TRUE | 55787 | N | . | Shoreham Energy LLC | Shoreham Energy LLC | 56853 | NY | MAT | NPCC |  | 22 | 2 | NAICS-22 Non-Cogen | GT | DFO | DFO | NYIS | 0 | 0 | 2022
petroleum | TRUE | 55787 | N | . | Shoreham Energy LLC | Shoreham Energy LLC | 56853 | NY | MAT | NPCC |  | 22 | 2 | NAICS-22 Non-Cogen | GT | KER | WOO | NYIS | 201420 | 20497 | 2022
onshore wind | TRUE | 55790 | N | . | Fenner Wind | CHI Energy Inc | 34688 | NY | MAT | NPCC |  | 22 | 2 | NAICS-22 Non-Cogen | WT | WND | WND | NYIS | 297127 | 87083 | 2022
onshore wind | TRUE | 55795 | N | . | Woodward Mountain II | Pecos Wind II LP | 14629 | TX | WSC | TRE |  | 22 | 2 | NAICS-22 Non-Cogen | WT | WND | WND | ERCO | 580061 | 170006 | 2022
onshore wind | TRUE | 55796 | N | . | Woodward Mountain I | Pecos Wind I LP | 14628 | TX | WSC | TRE |  | 22 | 2 | NAICS-22 Non-Cogen | WT | WND | WND | ERCO | 609807 | 178724 | 2022
natural gas peaker | FALSE | 55799 | Y | . | Otsego Mill Power Plant | Otsego Paper Inc | 55703 | MI | ENC | RFC |  | 32213 | 7 | Industrial NAICS Cogen | GT | NG | NG | MISO | 713080 | 151560.92 | 2022
natural gas combined cycle | TRUE | 55801 | Y | . | Marcus Hook Energy LP | Marcus Hook Energy LP | 6693 | PA | MAT | RFC |  | 22 | 3 | NAICS-22 Cogen | CA | NG | NG | PJM | 699661 | 1807550.3 | 2022
other | TRUE | 55801 | Y | . | Marcus Hook Energy LP | Marcus Hook Energy LP | 6693 | PA | MAT | RFC |  | 22 | 3 | NAICS-22 Cogen | CA | OG | OOG | PJM | 182 | 25.686 | 2022
natural gas combined cycle | TRUE | 55801 | Y | . | Marcus Hook Energy LP | Marcus Hook Energy LP | 6693 | PA | MAT | RFC |  | 22 | 3 | NAICS-22 Cogen | CT | NG | NG | PJM | 38936800 | 3637085 | 2022
other | TRUE | 55801 | Y | . | Marcus Hook Energy LP | Marcus Hook Energy LP | 6693 | PA | MAT | RFC |  | 22 | 3 | NAICS-22 Cogen | CT | OG | OOG | PJM | 0 | 0 | 2022
natural gas peaker | TRUE | 55802 | N | . | Valencia Energy Facility | Valencia Power LLC | 55972 | NM | MTN | WECC |  | 22 | 2 | NAICS-22 Non-Cogen | GT | NG | NG | PNM | 839510 | 74392 | 2022
onshore wind | TRUE | 55803 | N | . | Somerset Windpower LLC | Sequitur Renewables, LLC | 65240 | PA | MAT | RFC |  | 22 | 2 | NAICS-22 Non-Cogen | WT | WND | WND | PJM | 29988 | 8789 | 2022
onshore wind | TRUE | 55804 | N | . | Northern Iowa Windfarm | Black Hills Electric Generation LLC | 61973 | IA | WNC | MRO |  | 22 | 2 | NAICS-22 Non-Cogen | WT | WND | WND | MISO | 550253 | 161270 | 2022
onshore wind | TRUE | 55805 | N | . | Mill Run Windpower LLC | Sequitur Renewables, LLC | 65240 | PA | MAT | RFC |  | 22 | 2 | NAICS-22 Non-Cogen | WT | WND | WND | PJM | 47710 | 13983 | 2022
natural gas peaker | TRUE | 55807 | N | . | Henrietta Peaker | MRP San Joaquin Energy LLC. | 7724 | CA | PACC | WECC |  | 22 | 2 | NAICS-22 Non-Cogen | GT | NG | NG | CISO | 515889 | 48676 | 2022
onshore wind | TRUE | 55809 | N | . | Kas Brothers Windfarm | Kas Brothers Windfarm LLC | 10046 | MN | WNC | MRO |  | 22 | 2 | NAICS-22 Non-Cogen | WT | WND | WND | MISO | 14591 | 4276 | 2022
natural gas peaker | TRUE | 55810 | N | . | Gilroy Peaking Energy Center | Calpine Gilroy Cogen LP | 3028 | CA | PACC | WECC |  | 22 | 2 | NAICS-22 Non-Cogen | GT | NG | NG | CISO | 317672 | 28538.999 | 2022
natural gas peaker | TRUE | 55811 | N | . | King City Peaking | Calpine Corp-King City | 2865 | CA | PACC | WECC |  | 22 | 2 | NAICS-22 Non-Cogen | GT | NG | NG | CISO | 93182 | 9014 | 2022
natural gas peaker | TRUE | 55813 | N | . | Yuba City Energy Center | Calpine Corp-Yuba City | 2867 | CA | PACC | WECC |  | 22 | 2 | NAICS-22 Non-Cogen | GT | NG | NG | CISO | 743246 | 69558 | 2022
onshore wind | TRUE | 55816 | N | . | Hawkeye Power Partners LLC | Hawkeye Power Partners LLC | 8294 | IA | WNC | MRO |  | 22 | 2 | NAICS-22 Non-Cogen | WT | WND | WND | MISO | 683420 | 200299 | 2022
natural gas combined cycle | TRUE | 55818 | N | . | Frederickson Power LP | Frederickson Power LP | 56613 | WA | PACC | WECC |  | 22 | 2 | NAICS-22 Non-Cogen | CA | NG | NG | BPAT | 287313 | 456952 | 2022
natural gas combined cycle | TRUE | 55818 | N | . | Frederickson Power LP | Frederickson Power LP | 56613 | WA | PACC | WECC |  | 22 | 2 | NAICS-22 Non-Cogen | CT | NG | NG | BPAT | 8753727 | 802087 | 2022
petroleum | TRUE | 55821 | N | . | Curtis H Stanton Energy Center | Stanton Clean Energy LLC | 61903 | FL | SAT | SERC |  | 22 | 2 | NAICS-22 Non-Cogen | CA | DFO | DFO | FPC | 0 | 0 | 2022
natural gas combined cycle | TRUE | 55821 | N | . | Curtis H Stanton Energy Center | Stanton Clean Energy LLC | 61903 | FL | SAT | SERC |  | 22 | 2 | NAICS-22 Non-Cogen | CA | NG | NG | FPC | 1468661 | 1191356 | 2022
petroleum | TRUE | 55821 | N | . | Curtis H Stanton Energy Center | Stanton Clean Energy LLC | 61903 | FL | SAT | SERC |  | 22 | 2 | NAICS-22 Non-Cogen | CT | DFO | DFO | FPC | 0 | 0 | 2022
natural gas combined cycle | TRUE | 55821 | N | . | Curtis H Stanton Energy Center | Stanton Clean Energy LLC | 61903 | FL | SAT | SERC |  | 22 | 2 | NAICS-22 Non-Cogen | CT | NG | NG | FPC | 21670650 | 2024552 | 2022
petroleum | FALSE | 55824 | N | . | MNDOT Standby Generation | State of Minnesota Department of Administration | 62851 | MN | WNC | MRO |  | 921 | 4 | Commercial NAICS Non-Cogen | IC | DFO | DFO | MISO | 231 | 23 | 2022
natural gas combined cycle | TRUE | 55835 | N | . | Rocky Mountain Energy Center | Public Service Co of Colorado | 15466 | CO | MTN | WECC |  | 22 | 1 | Electric Utility | CA | NG | NG | PSCO | 1165885 | 991352 | 2022
natural gas combined cycle | TRUE | 55835 | N | . | Rocky Mountain Energy Center | Public Service Co of Colorado | 15466 | CO | MTN | WECC |  | 22 | 1 | Electric Utility | CT | NG | NG | PSCO | 18567159 | 1549324 | 2022
petroleum | TRUE | 55836 | N | . | Island Street Peaking Plant | WPPI Energy | 20858 | WI | ENC | MRO |  | 22 | 1 | Electric Utility | GT | DFO | DFO | MISO | 6591 | 572.475 | 2022
natural gas peaker | TRUE | 55836 | N | . | Island Street Peaking Plant | WPPI Energy | 20858 | WI | ENC | MRO |  | 22 | 1 | Electric Utility | GT | NG | NG | MISO | 128790 | 11187.521 | 2022
natural gas combined cycle | TRUE | 55841 | N | . | Silverhawk | Nevada Power Co | 13407 | NV | MTN | WECC |  | 22 | 1 | Electric Utility | CA | NG | NG | NEVP | 464021 | 646139 | 2022
natural gas combined cycle | TRUE | 55841 | N | . | Silverhawk | Nevada Power Co | 13407 | NV | MTN | WECC |  | 22 | 1 | Electric Utility | CT | NG | NG | NEVP | 13858501 | 1155829 | 2022
natural gas peaker | TRUE | 55847 | N | . | Feather River Energy Center | Calpine Corp-Yuba City | 2867 | CA | PACC | WECC |  | 22 | 2 | NAICS-22 Non-Cogen | GT | NG | NG | CISO | 759607 | 68182.999 | 2022
natural gas peaker | FALSE | 55851 | Y | . | Valero Refinery Cogeneration Unit 1 | Valero Refining Co California | 19676 | CA | PACC | WECC |  | 32411 | 7 | Industrial NAICS Cogen | GT | NG | NG | CISO | 1306945 | 278586.48 | 2022
other | FALSE | 55851 | Y | . | Valero Refinery Cogeneration Unit 1 | Valero Refining Co California | 19676 | CA | PACC | WECC |  | 32411 | 7 | Industrial NAICS Cogen | GT | OG | OOG | CISO | 177867 | 37458.517 | 2022
natural gas peaker | TRUE | 55855 | N | . | Wolfskill Energy Center | Gilroy Energy Center LLC | 49972 | CA | PACC | WECC |  | 22 | 2 | NAICS-22 Non-Cogen | GT | NG | NG | CISO | 96387 | 9245 | 2022
hard coal | TRUE | 55856 | N | . | Prairie State Generating Station | Prairie State Generating Co LLC | 15330 | IL | ENC | SERC |  | 22 | 2 | NAICS-22 Non-Cogen | ST | BIT | COL | MISO | 108877523 | 11568093 | 2022
natural gas steam turbine | TRUE | 55856 | N | . | Prairie State Generating Station | Prairie State Generating Co LLC | 15330 | IL | ENC | SERC |  | 22 | 2 | NAICS-22 Non-Cogen | ST | NG | NG | MISO | 384564 | 40794.691 | 2022
natural gas peaker | FALSE | 55857 | Y | . | Oak Point Cogen | Chevron Oronite Co LLC | 3455 | LA | WSC | SERC |  | 325 | 7 | Industrial NAICS Cogen | GT | NG | NG | MISO | 391421 | 97481 | 2022
hydro | TRUE | 55860 | N | . | Quinebaug Lower Project | Quinebaug Associates LLC | 25771 | CT | NEW | NPCC |  | 22 | 2 | NAICS-22 Non-Cogen | HY | WAT | HYC | ISNE | 16456 | 4823 | 2022
natural gas steam turbine | FALSE | 55861 | Y | . | Stevens Point Mill | Pixelle Specialty Solution, LLC | 61723 | WI | ENC | RFC |  | 322 | 7 | Industrial NAICS Cogen | ST | NG | NG | MISO | 184044 | 16182 | 2022
hydro | FALSE | 55864 | N | . | Kaheka Hydro | Mahi Pono LLC | 62818 | HI | PACN |  |  | 111 | 6 | Industrial NAICS Non-Cogen | HY | WAT | HYC | HECO | 0 | 0 | 2022
natural gas peaker | TRUE | 55866 | N | . | Basin Creek Plant | Basin Creek Power Services LLC | 1308 | MT | MTN | WECC |  | 22 | 2 | NAICS-22 Non-Cogen | IC | NG | NG | NWMT | 1306346 | 140930 | 2022
onshore wind | TRUE | 55871 | N | . | Klondike Wind Power | Avangrid Renewables LLC | 15399 | OR | PACC | WECC |  | 22 | 2 | NAICS-22 Non-Cogen | WT | WND | WND | AVRN | 120785 | 35400 | 2022
natural gas peaker | TRUE | 55874 | N | . | Panoche Peaker | Wellhead Services, Inc | 20323 | CA | PACC | WECC |  | 22 | 2 | NAICS-22 Non-Cogen | GT | NG | NG | CISO | 32744 | 2151 | 2022
biomass | FALSE | 55880 | N | . | Sonoma Central Landfill Phase III | County of Sonoma Dept of Trnsp | 17412 | CA | PACC | WECC |  | 562212 | 4 | Commercial NAICS Non-Cogen | IC | LFG | MLG | CISO | 0 | 0 | 2022
biomass | FALSE | 55882 | Y | . | Sierra Pacific Aberdeen | Sierra Pacific Industries | 17164 | WA | PACC | WECC |  | 321 | 7 | Industrial NAICS Cogen | ST | WDS | WWW | BPAT | 538571 | 118585 | 2022
biomass | TRUE | 55885 | N | . | Montgomery County Oaks LFGE Plant | CB&I | 56318 | MD | SAT | RFC |  | 22 | 2 | NAICS-22 Non-Cogen | IC | LFG | MLG | PJM | 0 | 0 | 2022
biomass | TRUE | 55925 | N | . | Ridgeview | WM Renewable Energy LLC | 54842 | WI | ENC | MRO |  | 22 | 2 | NAICS-22 Non-Cogen | IC | LFG | MLG | MISO | 443397 | 35793 | 2022
petroleum | TRUE | 55927 | N | . | Jasper | Dominion Energy South Carolina, Inc | 17539 | SC | SAT | SERC |  | 22 | 1 | Electric Utility | CA | DFO | DFO | SCEG | 0 | 473.519 | 2022
natural gas combined cycle | TRUE | 55927 | N | . | Jasper | Dominion Energy South Carolina, Inc | 17539 | SC | SAT | SERC |  | 22 | 1 | Electric Utility | CA | NG | NG | SCEG | 0 | 1904447.5 | 2022
petroleum | TRUE | 55927 | N | . | Jasper | Dominion Energy South Carolina, Inc | 17539 | SC | SAT | SERC |  | 22 | 1 | Electric Utility | CT | DFO | DFO | SCEG | 9208 | 800.104 | 2022
natural gas combined cycle | TRUE | 55927 | N | . | Jasper | Dominion Energy South Carolina, Inc | 17539 | SC | SAT | SERC |  | 22 | 1 | Electric Utility | CT | NG | NG | SCEG | 37461293 | 3177816.9 | 2022
petroleum | TRUE | 55928 | N | . | McMinnville | McMinnville Electric System | 12186 | TN | ESC | SERC |  | 22 | 1 | Electric Utility | IC | DFO | DFO | TVA | 7315 | 738 | 2022
biomass | TRUE | 55928 | N | . | McMinnville | McMinnville Electric System | 12186 | TN | ESC | SERC |  | 22 | 1 | Electric Utility | IC | OBL | ORW | TVA | 0 | 0 | 2022
hydro | TRUE | 55931 | N | . | Boulder City Silver Lake Hydro | Boulder City of | 1994 | CO | MTN | WECC |  | 22 | 2 | NAICS-22 Non-Cogen | HY | WAT | HYC | PSCO | 33636 | 9858 | 2022
natural gas combined cycle | TRUE | 55933 | N | . | Tracy Combined Cycle Power Plant | MRP San Joaquin Energy LLC. | 7724 | CA | PACC | WECC |  | 22 | 2 | NAICS-22 Non-Cogen | CA | NG | NG | CISO | 169933 | 148057 | 2022
natural gas combined cycle | TRUE | 55933 | N | . | Tracy Combined Cycle Power Plant | MRP San Joaquin Energy LLC. | 7724 | CA | PACC | WECC |  | 22 | 2 | NAICS-22 Non-Cogen | CT | NG | NG | CISO | 2921665 | 222621 | 2022
natural gas peaker | TRUE | 55934 | N | . | Century Generating Facility | Colton Power LP | 4382 | CA | PACC | WECC |  | 22 | 2 | NAICS-22 Non-Cogen | GT | NG | NG | CISO | 25343 | 1097 | 2022
natural gas peaker | TRUE | 55935 | N | . | Drews Generating Facility | Colton Power LP | 4382 | CA | PACC | WECC |  | 22 | 2 | NAICS-22 Non-Cogen | GT | NG | NG | CISO | 14706 | 843 | 2022
natural gas peaker | TRUE | 55936 | N | . | NRG Rockford II Energy Center | Rockford Generation LLC | 60504 | IL | ENC | RFC |  | 22 | 2 | NAICS-22 Non-Cogen | GT | NG | NG | PJM | 633256 | 61886.999 | 2022
natural gas peaker | TRUE | 55938 | N | . | NAEA Ocean Peaking Power LLC | Essential Power Operating Company, LLC | 60789 | NJ | MAT | RFC |  | 22 | 2 | NAICS-22 Non-Cogen | GT | NG | NG | PJM | 2041862 | 190329 | 2022
natural gas combined cycle | TRUE | 55939 | N | . | Warren County | Virginia Electric & Power Co | 19876 | VA | SAT | SERC |  | 22 | 1 | Electric Utility | CA | NG | NG | PJM | 0 | 0 | 2022
natural gas combined cycle | TRUE | 55939 | N | . | Warren County | Virginia Electric & Power Co | 19876 | VA | SAT | SERC |  | 22 | 1 | Electric Utility | CT | NG | NG | PJM | 52802778 | 7658025 | 2022
onshore wind | TRUE | 55944 | N | . | Bay Windpower I | Crystal Flash Renewable Energy LLC dba Bay Windpower LLC | 1361 | MI | ENC | RFC |  | 22 | 2 | NAICS-22 Non-Cogen | WT | WND | WND | MISO | 8212 | 2407 | 2022
natural gas peaker | FALSE | 55950 | Y | . | Elk Hills Cogen | California Resources Elk Hills LLC | 13989 | CA | PACC | WECC |  | 211 | 7 | Industrial NAICS Cogen | GT | NG | NG | CISO | 46753 | 5578 | 2022
natural gas peaker | TRUE | 55951 | N | . | Agua Mansa Power Plant | E I Colton LLC | 5532 | CA | PACC | WECC |  | 22 | 1 | Electric Utility | GT | NG | NG | CISO | 14300 | 12742 | 2022
petroleum | TRUE | 55953 | N | . | Pretlow | City of Franklin - (VA) | 6715 | VA | SAT | SERC |  | 22 | 1 | Electric Utility | IC | DFO | DFO | PJM | 2289 | 255 | 2022
petroleum | TRUE | 55954 | N | . | Downtown | City of Franklin - (VA) | 6715 | VA | SAT | SERC |  | 22 | 1 | Electric Utility | IC | DFO | DFO | PJM | 2930 | 333 | 2022
natural gas peaker | TRUE | 55963 | N | . | Riverview Energy Center | Gilroy Energy Center for Riverview | 2874 | CA | PACC | WECC |  | 22 | 2 | NAICS-22 Non-Cogen | GT | NG | NG | CISO | 185595 | 17871 | 2022
biomass | FALSE | 55964 | N | . | Brown Station Road Plant II | Prince George's County | 15380 | MD | SAT | RFC |  | 562212 | 4 | Commercial NAICS Non-Cogen | IC | LFG | MLG | PJM | 0 | 0 | 2022
petroleum | FALSE | 55964 | N | . | Brown Station Road Plant II | Prince George's County | 15380 | MD | SAT | RFC |  | 562212 | 4 | Commercial NAICS Non-Cogen | IC | WO | WOO | PJM | 0 | 0 | 2022
natural gas combined cycle | TRUE | 55965 | N | . | Wansley Combined Cycle | Southern Power Co | 17650 | GA | SAT | SERC |  | 22 | 2 | NAICS-22 Non-Cogen | CA | NG | NG | SOCO | 3402761 | 3265521 | 2022
natural gas combined cycle | TRUE | 55965 | N | . | Wansley Combined Cycle | Southern Power Co | 17650 | GA | SAT | SERC |  | 22 | 2 | NAICS-22 Non-Cogen | CT | NG | NG | SOCO | 59431231 | 5728443 | 2022
natural gas combined cycle | TRUE | 55966 | N | . | Nikiski Combined Cycle | Homer Electric Assn Inc | 19558 | AK | PACN |  |  | 22 | 1 | Electric Utility | CA | NG | NG |  | 206438 | 149757 | 2022
natural gas combined cycle | TRUE | 55966 | N | . | Nikiski Combined Cycle | Homer Electric Assn Inc | 19558 | AK | PACN |  |  | 22 | 1 | Electric Utility | CT | NG | NG |  | 3619998 | 282382 | 2022
onshore wind | TRUE | 55968 | N | . | Trent Wind Farm LP | Trent Wind Farm LP | 19171 | TX | WSC | TRE |  | 22 | 2 | NAICS-22 Non-Cogen | WT | WND | WND | ERCO | 1872472 | 548790 | 2022
petroleum | TRUE | 55969 | N | . | Hawkeye Energy Greenport LLC | Hawkeye Energy Greenport LLC | 7308 | NY | MAT | NPCC |  | 22 | 2 | NAICS-22 Non-Cogen | GT | DFO | DFO | NYIS | 0 | 0 | 2022
petroleum | TRUE | 55969 | N | . | Hawkeye Energy Greenport LLC | Hawkeye Energy Greenport LLC | 7308 | NY | MAT | NPCC |  | 22 | 2 | NAICS-22 Non-Cogen | GT | KER | WOO | NYIS | 337517 | 31642.001 | 2022
natural gas combined cycle | TRUE | 55970 | N | . | Cosumnes | Sacramento Municipal Util Dist | 16534 | CA | PACC | WECC |  | 22 | 1 | Electric Utility | CA | NG | NG | BANC | 0 | 275171.29 | 2022
biomass | TRUE | 55970 | N | . | Cosumnes | Sacramento Municipal Util Dist | 16534 | CA | PACC | WECC |  | 22 | 1 | Electric Utility | CA | OBG | ORW | BANC | 0 | 164.709 | 2022
natural gas combined cycle | TRUE | 55970 | N | . | Cosumnes | Sacramento Municipal Util Dist | 16534 | CA | PACC | WECC |  | 22 | 1 | Electric Utility | CT | NG | NG | BANC | 6723235 | 636532.66 | 2022
biomass | TRUE | 55970 | N | . | Cosumnes | Sacramento Municipal Util Dist | 16534 | CA | PACC | WECC |  | 22 | 1 | Electric Utility | CT | OBG | ORW | BANC | 8317 | 814.336 | 2022
natural gas peaker | TRUE | 55972 | N | . | Cass County | Omaha Public Power District | 14127 | NE | WNC | MRO |  | 22 | 1 | Electric Utility | GT | NG | NG | SWPP | 2357758 | 200648 | 2022
natural gas combined cycle | TRUE | 55976 | N | . | Hunterstown Power Plant | Kestrel Acquisition, LLC | 61913 | PA | MAT | RFC |  | 22 | 2 | NAICS-22 Non-Cogen | CA | NG | NG | PJM | 3070119 | 2140493 | 2022
natural gas combined cycle | TRUE | 55976 | N | . | Hunterstown Power Plant | Kestrel Acquisition, LLC | 61913 | PA | MAT | RFC |  | 22 | 2 | NAICS-22 Non-Cogen | CT | NG | NG | PJM | 38772853 | 3773631 | 2022
natural gas combined cycle | TRUE | 55977 | N | . | Bluffview | City of Farmington - (NM) | 6204 | NM | MTN | WECC |  | 22 | 1 | Electric Utility | CA | NG | NG | WACM | 499573 | 99950 | 2022
natural gas combined cycle | TRUE | 55977 | N | . | Bluffview | City of Farmington - (NM) | 6204 | NM | MTN | WECC |  | 22 | 1 | Electric Utility | CT | NG | NG | WACM | 1792495 | 194769 | 2022
onshore wind | TRUE | 55980 | N | . | Champepaden Wind Power | EDF Renewable Asset Holdings, Inc. | 57170 | MN | WNC | MRO |  | 22 | 2 | NAICS-22 Non-Cogen | WT | WND | WND | MISO | 0 | 0 | 2022
onshore wind | TRUE | 55981 | N | . | Moulton Wind Power | EDF Renewable Asset Holdings, Inc. | 57170 | MN | WNC | MRO |  | 22 | 2 | NAICS-22 Non-Cogen | WT | WND | WND | MISO | 0 | 0 | 2022
geothermal | TRUE | 55983 | N | . | Salton Sea Power LLC - Unit 5 | CalEnergy Operating Corporation | 49899 | CA | PACC | WECC |  | 22 | 2 | NAICS-22 Non-Cogen | ST | GEO | GEO | IID | 954094 | 279629 | 2022
geothermal | TRUE | 55984 | N | . | CE Turbo LLC | CalEnergy Operating Corporation | 49899 | CA | PACC | WECC |  | 22 | 2 | NAICS-22 Non-Cogen | ST | GEO | GEO | IID | 228536 | 66980 | 2022
natural gas combined cycle | TRUE | 55985 | N | . | Palomar Energy | San Diego Gas & Electric Co | 16609 | CA | PACC | WECC |  | 22 | 1 | Electric Utility | CA | NG | NG | CISO | 415424 | 886441 | 2022
natural gas combined cycle | TRUE | 55985 | N | . | Palomar Energy | San Diego Gas & Electric Co | 16609 | CA | PACC | WECC |  | 22 | 1 | Electric Utility | CT | NG | NG | CISO | 16211645 | 1495089 | 2022
onshore wind | TRUE | 55986 | N | . | Mountaineer Wind Energy Center | Sequitur Renewables, LLC | 65240 | WV | SAT | RFC |  | 22 | 2 | NAICS-22 Non-Cogen | WT | WND | WND | PJM | 289763 | 84925 | 2022
petroleum | TRUE | 55987 | N | . | Stillwater Water Treatment Plant | Stillwater Utilities Authority | 18125 | OK | WSC | MRO |  | 22 | 1 | Electric Utility | IC | DFO | DFO | SWPP | 36 | 4 | 2022
onshore wind | TRUE | 55989 | N | . | FPL Energy Vansycle LLC (OR) | FPL Energy Vansycle LLC | 6607 | OR | PACC | WECC |  | 22 | 2 | NAICS-22 Non-Cogen | WT | WND | WND | BPAT | 798186 | 233935 | 2022
natural gas combined cycle | TRUE | 55990 | Y | . | Ashtabula | DTE Ashtabula, LLC | 58115 | OH | ENC | RFC |  | 22 | 3 | NAICS-22 Cogen | CA | NG | NG | PJM | 8173 | 1964 | 2022
natural gas combined cycle | TRUE | 55990 | Y | . | Ashtabula | DTE Ashtabula, LLC | 58115 | OH | ENC | RFC |  | 22 | 3 | NAICS-22 Cogen | CT | NG | NG | PJM | 669394 | 159754 | 2022
geothermal | TRUE | 55991 | N | . | Brady | Ormat Nevada Inc | 34691 | NV | MTN | WECC |  | 22 | 2 | NAICS-22 Non-Cogen | BT | GEO | GEO | NEVP | 285997 | 83821 | 2022
onshore wind | TRUE | 55992 | N | . | Desert Sky | Desert Sky Wind Farm LP | 49796 | TX | WSC | TRE |  | 22 | 2 | NAICS-22 Non-Cogen | WT | WND | WND | ERCO | 1645570 | 482289 | 2022
onshore wind | TRUE | 55995 | N | . | Minot Wind Project | Basin Electric Power Coop | 1307 | ND | WNC | MRO |  | 22 | 1 | Electric Utility | WT | WND | WND | SWPP | 68083 | 19954 | 2022
petroleum | TRUE | 55996 | N | . | Alliant SBD0201 Ingredion | Industrial Energy Applications Inc | 361 | IA | WNC | MRO |  | 22 | 2 | NAICS-22 Non-Cogen | IC | DFO | DFO | MISO | 413 | 26.46 | 2022
petroleum | TRUE | 55997 | N | . | Orchard Park | Borough of Chambersburg | 3329 | PA | MAT | RFC |  | 22 | 1 | Electric Utility | IC | DFO | DFO | PJM | 5612 | 602.117 | 2022
natural gas peaker | TRUE | 55997 | N | . | Orchard Park | Borough of Chambersburg | 3329 | PA | MAT | RFC |  | 22 | 1 | Electric Utility | IC | NG | NG | PJM | 307123 | 33201.883 | 2022
petroleum | TRUE | 55998 | N | . | Danbury Diesel | Northwestern Wisconsin Elec Co | 13815 | WI | ENC | MRO |  | 22 | 1 | Electric Utility | GT | DFO | DFO | MISO | 0 | 0 | 2022
petroleum | TRUE | 55998 | N | . | Danbury Diesel | Northwestern Wisconsin Elec Co | 13815 | WI | ENC | MRO |  | 22 | 1 | Electric Utility | IC | DFO | DFO | MISO | 0 | 0 | 2022
onshore wind | TRUE | 56001 | N | . | Waymart Wind | Sequitur Renewables, LLC | 65240 | PA | MAT | RFC |  | 22 | 2 | NAICS-22 Non-Cogen | WT | WND | WND | PJM | 346583 | 101578 | 2022
onshore wind | TRUE | 56002 | N | . | Minwind | Community Renewables, LLC | 60580 | MN | WNC | MRO |  | 22 | 2 | NAICS-22 Non-Cogen | WT | WND | WND | MISO | 13275 | 3890 | 2022
petroleum | TRUE | 56004 | N | . | Mount Clinton | City of Harrisonburg - (VA) | 8198 | VA | SAT | SERC |  | 22 | 1 | Electric Utility | GT | DFO | DFO | PJM | 16970 | 1059.38 | 2022
petroleum | TRUE | 56004 | N | . | Mount Clinton | City of Harrisonburg - (VA) | 8198 | VA | SAT | SERC |  | 22 | 1 | Electric Utility | IC | DFO | DFO | PJM | 9848 | 942.76 | 2022
petroleum | TRUE | 56005 | N | . | Pleasant Valley (VA) | City of Harrisonburg - (VA) | 8198 | VA | SAT | SERC |  | 22 | 1 | Electric Utility | GT | DFO | DFO | PJM | 15568 | 972.16 | 2022
petroleum | TRUE | 56005 | N | . | Pleasant Valley (VA) | City of Harrisonburg - (VA) | 8198 | VA | SAT | SERC |  | 22 | 1 | Electric Utility | IC | DFO | DFO | PJM | 3699 | 353.78 | 2022
onshore wind | TRUE | 56010 | N | . | Hancock County Wind Energy Center | FPL Energy Hancock County Wind, LLC | 6850 | IA | WNC | MRO |  | 22 | 2 | NAICS-22 Non-Cogen | WT | WND | WND | MISO | 1065206 | 312194 | 2022
onshore wind | TRUE | 56011 | N | . | Cabazon Wind Partners | Shell Wind Energy Inc. | 17058 | CA | PACC | WECC |  | 22 | 2 | NAICS-22 Non-Cogen | WT | WND | WND | CISO | 335048 | 98197 | 2022
onshore wind | TRUE | 56012 | N | . | Whitewater Hill Wind Partners | Shell Wind Energy Inc. | 17058 | CA | PACC | WECC |  | 22 | 2 | NAICS-22 Non-Cogen | WT | WND | WND | CISO | 465808 | 136521 | 2022
petroleum | TRUE | 56013 | N | . | Exira | Western Minnesota Mun Pwr Agny | 20421 | IA | WNC | MRO |  | 22 | 1 | Electric Utility | GT | DFO | DFO | MISO | 62619 | 6043.466 | 2022
natural gas peaker | TRUE | 56013 | N | . | Exira | Western Minnesota Mun Pwr Agny | 20421 | IA | WNC | MRO |  | 22 | 1 | Electric Utility | GT | NG | NG | MISO | 1563178 | 150868.54 | 2022
petroleum | TRUE | 56015 | N | . | Walton Bainbridge Power Facility | Walton Bainbridge LLC | 60493 | GA | SAT | SERC |  | 22 | 2 | NAICS-22 Non-Cogen | GT | DFO | DFO | SOCO | 19412 | 1216 | 2022
petroleum | FALSE | 56016 | N | . | Grimes Way | Washington State University | 22040 | WA | PACC | WECC |  | 611 | 4 | Commercial NAICS Non-Cogen | IC | DFO | DFO | AVA | 964 | 45.587 | 2022
natural gas peaker | FALSE | 56016 | N | . | Grimes Way | Washington State University | 22040 | WA | PACC | WECC |  | 611 | 4 | Commercial NAICS Non-Cogen | IC | NG | NG | AVA | 464 | 27.413 | 2022
natural gas peaker | TRUE | 56018 | N | . | AMEA Peaking | Alabama Municipal Elec Authority | 40614 | AL | ESC | SERC |  | 22 | 1 | Electric Utility | GT | NG | NG | SOCO | 1027553 | 104017 | 2022
petroleum | TRUE | 56022 | N | . | Waste Water Plant Generator | City of Winfield - (KS) | 20813 | KS | WNC | MRO |  | 22 | 1 | Electric Utility | IC | DFO | DFO | SWPP | 23 | 2 | 2022
petroleum | TRUE | 56025 | N | . | Traer East | City of Traer - (IA) | 19062 | IA | WNC | MRO |  | 22 | 1 | Electric Utility | IC | DFO | DFO | MISO | 226 | -189 | 2022
natural gas combined cycle | TRUE | 56026 | N | . | Donald Von Raesfeld Power Plant | City of Santa Clara - (CA) | 16655 | CA | PACC | WECC |  | 22 | 1 | Electric Utility | CA | NG | NG | CISO | 198408 | 168547 | 2022
natural gas combined cycle | TRUE | 56026 | N | . | Donald Von Raesfeld Power Plant | City of Santa Clara - (CA) | 16655 | CA | PACC | WECC |  | 22 | 1 | Electric Utility | CT | NG | NG | CISO | 5511613 | 531704 | 2022
petroleum | TRUE | 56031 | N | . | Fox Energy Center | Wisconsin Public Service Corp | 20860 | WI | ENC | RFC |  | 22 | 1 | Electric Utility | CA | DFO | DFO | MISO | 0 | 0 | 2022
natural gas combined cycle | TRUE | 56031 | N | . | Fox Energy Center | Wisconsin Public Service Corp | 20860 | WI | ENC | RFC |  | 22 | 1 | Electric Utility | CA | NG | NG | MISO | 1103688 | 1578698 | 2022
petroleum | TRUE | 56031 | N | . | Fox Energy Center | Wisconsin Public Service Corp | 20860 | WI | ENC | RFC |  | 22 | 1 | Electric Utility | CT | DFO | DFO | MISO | 0 | 0 | 2022
natural gas combined cycle | TRUE | 56031 | N | . | Fox Energy Center | Wisconsin Public Service Corp | 20860 | WI | ENC | RFC |  | 22 | 1 | Electric Utility | CT | NG | NG | MISO | 28294360 | 2679676 | 2022
petroleum | TRUE | 56032 | N | . | Equus Freeport Power | Equus Power I, L.P. | 49845 | NY | MAT | NPCC |  | 22 | 2 | NAICS-22 Non-Cogen | GT | KER | WOO | NYIS | 7179 | 704.864 | 2022
natural gas peaker | TRUE | 56032 | N | . | Equus Freeport Power | Equus Power I, L.P. | 49845 | NY | MAT | NPCC |  | 22 | 2 | NAICS-22 Non-Cogen | GT | NG | NG | NYIS | 643028 | 63035.134 | 2022
petroleum | FALSE | 56035 | Y | . | Smithfield Packaged Meats Corp. | Smithfield Packaged Meats Corp. | 18065 | NC | SAT | SERC |  | 311 | 7 | Industrial NAICS Cogen | IC | DFO | DFO | CPLE | 2984 | 350 | 2022
petroleum | FALSE | 56036 | Y | . | WWTP Power Generation Station | East Bay Municipal Util Dist | 5571 | CA | PACC | WECC |  | 22132 | 5 | Commercial NAICS Cogen | IC | DFO | DFO | CISO | 1435 | 249.981 | 2022
natural gas peaker | FALSE | 56036 | Y | . | WWTP Power Generation Station | East Bay Municipal Util Dist | 5571 | CA | PACC | WECC |  | 22132 | 5 | Commercial NAICS Cogen | IC | NG | NG | CISO | 0 | 0 | 2022
biomass | FALSE | 56036 | Y | . | WWTP Power Generation Station | East Bay Municipal Util Dist | 5571 | CA | PACC | WECC |  | 22132 | 5 | Commercial NAICS Cogen | IC | OBG | ORW | CISO | 175102 | 30524.019 | 2022
petroleum | TRUE | 56038 | Y | . | UMCP CHP Plant | Trigen-Cinergy Solutions College Park | 19165 | MD | SAT | RFC |  | 22 | 3 | NAICS-22 Cogen | GT | DFO | DFO | PJM | 0 | 0 | 2022
natural gas peaker | TRUE | 56038 | Y | . | UMCP CHP Plant | Trigen-Cinergy Solutions College Park | 19165 | MD | SAT | RFC |  | 22 | 3 | NAICS-22 Cogen | GT | NG | NG | PJM | 1121 | 82474 | 2022
petroleum | TRUE | 56038 | Y | . | UMCP CHP Plant | Trigen-Cinergy Solutions College Park | 19165 | MD | SAT | RFC |  | 22 | 3 | NAICS-22 Cogen | ST | DFO | DFO | PJM | 0 | 6465.5 | 2022
natural gas steam turbine | TRUE | 56038 | Y | . | UMCP CHP Plant | Trigen-Cinergy Solutions College Park | 19165 | MD | SAT | RFC |  | 22 | 3 | NAICS-22 Cogen | ST | NG | NG | PJM | 0 | 6465.5 | 2022
natural gas peaker | TRUE | 56039 | N | . | H. Gonzales | City of Vernon | 19798 | CA | PACC | WECC |  | 22 | 1 | Electric Utility | GT | NG | NG | CISO | 5223 | 375.34 | 2022
natural gas combined cycle | TRUE | 56041 | N | . | Malburg | City of Vernon | 19798 | CA | PACC | WECC |  | 22 | 1 | Electric Utility | CA | NG | NG | CISO | 42356 | 160889 | 2022
biomass | TRUE | 56041 | N | . | Malburg | City of Vernon | 19798 | CA | PACC | WECC |  | 22 | 1 | Electric Utility | CA | OBG | ORW | CISO | 0 | 0 | 2022
natural gas combined cycle | TRUE | 56041 | N | . | Malburg | City of Vernon | 19798 | CA | PACC | WECC |  | 22 | 1 | Electric Utility | CT | NG | NG | CISO | 3924018 | 309555 | 2022
biomass | TRUE | 56041 | N | . | Malburg | City of Vernon | 19798 | CA | PACC | WECC |  | 22 | 1 | Electric Utility | CT | OBG | ORW | CISO | 0 | 0 | 2022
natural gas combined cycle | TRUE | 56046 | N | . | Magnolia Power Project | City of Burbank Water and Power | 2507 | CA | PACC | WECC |  | 22 | 1 | Electric Utility | CA | NG | NG | LDWP | 23869 | 602508 | 2022
biomass | TRUE | 56046 | N | . | Magnolia Power Project | City of Burbank Water and Power | 2507 | CA | PACC | WECC |  | 22 | 1 | Electric Utility | CA | OBG | ORW | LDWP | 0 | 0 | 2022
natural gas combined cycle | TRUE | 56046 | N | . | Magnolia Power Project | City of Burbank Water and Power | 2507 | CA | PACC | WECC |  | 22 | 1 | Electric Utility | CT | NG | NG | LDWP | 11256436 | 912195 | 2022
biomass | TRUE | 56046 | N | . | Magnolia Power Project | City of Burbank Water and Power | 2507 | CA | PACC | WECC |  | 22 | 1 | Electric Utility | CT | OBG | ORW | LDWP | 0 | 0 | 2022
petroleum | TRUE | 56047 | N | . | CPV Towantic Energy Center | CPV Towantic, LLC | 19002 | CT | NEW | NPCC |  | 22 | 2 | NAICS-22 Non-Cogen | CA | DFO | DFO | ISNE | 0 | 113.806 | 2022
natural gas combined cycle | TRUE | 56047 | N | . | CPV Towantic Energy Center | CPV Towantic, LLC | 19002 | CT | NEW | NPCC |  | 22 | 2 | NAICS-22 Non-Cogen | CA | NG | NG | ISNE | 499403 | 1603425.2 | 2022
petroleum | TRUE | 56047 | N | . | CPV Towantic Energy Center | CPV Towantic, LLC | 19002 | CT | NEW | NPCC |  | 22 | 2 | NAICS-22 Non-Cogen | CT | DFO | DFO | ISNE | 2358 | 239.654 | 2022
natural gas combined cycle | TRUE | 56047 | N | . | CPV Towantic Energy Center | CPV Towantic, LLC | 19002 | CT | NEW | NPCC |  | 22 | 2 | NAICS-22 Non-Cogen | CT | NG | NG | ISNE | 32255707 | 3349322.3 | 2022
natural gas peaker | FALSE | 56050 | Y | . | Inner Harbor East Heating | Trigen Inner Harbor East, LLC | 19198 | MD | SAT | RFC |  | 22133 | 5 | Commercial NAICS Cogen | IC | NG | NG | PJM | 0 | 0 | 2022
natural gas peaker | FALSE | 56051 | N | . | THUMS | THUMS Long Beach Company | 18986 | CA | PACC | WECC |  | 211 | 6 | Industrial NAICS Non-Cogen | GT | NG | NG | CISO | 1916813 | 172747 | 2022
onshore wind | TRUE | 56052 | N | . | Meyersdale Windpower, LLC | Sequitur Renewables, LLC | 65240 | PA | MAT | RFC |  | 22 | 2 | NAICS-22 Non-Cogen | WT | WND | WND | PJM | 133695 | 39184 | 2022
petroleum | TRUE | 56053 | N | . | Casey City of | City of Casey - (IL) | 3153 | IL | ENC | SERC |  | 22 | 1 | Electric Utility | IC | DFO | DFO | MISO | 441 | 40 | 2022
onshore wind | TRUE | 56054 | N | . | G McNeilus Wind Farm Dodge Center | Justin McNeilus | 6985 | MN | WNC | MRO |  | 22 | 2 | NAICS-22 Non-Cogen | WT | WND | WND | MISO | 367618 | 107743 | 2022
petroleum | TRUE | 56055 | N | . | Hana Substation | Maui Electric Co Ltd | 11843 | HI | PACN |  |  | 22 | 1 | Electric Utility | IC | DFO | DFO |  | 1145 | 103 | 2022
petroleum | TRUE | 56059 | N | . | High Point, Fairfield | North Carolina Mun Power Agny #1 | 13630 | NC | SAT | SERC |  | 22 | 1 | Electric Utility | IC | DFO | DFO | DUK | 6 | -48 | 2022
petroleum | TRUE | 56062 | N | . | Statesville, Highway 64 | North Carolina Mun Power Agny #1 | 13630 | NC | SAT | SERC |  | 22 | 1 | Electric Utility | IC | DFO | DFO | DUK | 25 | -46 | 2022
petroleum | TRUE | 56063 | N | . | Shelby, Toms Street | North Carolina Mun Power Agny #1 | 13630 | NC | SAT | SERC |  | 22 | 1 | Electric Utility | IC | DFO | DFO | DUK | 25 | -45 | 2022
petroleum | TRUE | 56064 | N | . | Morganton, Parker Road | North Carolina Mun Power Agny #1 | 13630 | NC | SAT | SERC |  | 22 | 1 | Electric Utility | IC | DFO | DFO | DUK | 25 | -33 | 2022
petroleum | TRUE | 56067 | N | . | Lexington Health Center | North Carolina Mun Power Agny #1 | 13630 | NC | SAT | SERC |  | 22 | 1 | Electric Utility | IC | DFO | DFO | DUK | 12 | -27 | 2022
hard coal | TRUE | 56068 | N | . | Elm Road Generating Station | Wisconsin Electric Power Co | 20847 | WI | ENC | RFC |  | 22 | 1 | Electric Utility | ST | BIT | COL | MISO | 9351885 | 1000626.9 | 2022
natural gas steam turbine | TRUE | 56068 | N | . | Elm Road Generating Station | Wisconsin Electric Power Co | 20847 | WI | ENC | RFC |  | 22 | 1 | Electric Utility | ST | NG | NG | MISO | 313735 | 33489.248 | 2022
hard coal | TRUE | 56068 | N | . | Elm Road Generating Station | Wisconsin Electric Power Co | 20847 | WI | ENC | RFC |  | 22 | 1 | Electric Utility | ST | RC | COL | MISO | 11104730 | 1186024.9 | 2022
hard coal | TRUE | 56068 | N | . | Elm Road Generating Station | Wisconsin Electric Power Co | 20847 | WI | ENC | RFC |  | 22 | 1 | Electric Utility | ST | SUB | COL | MISO | 34875040 | 3729569 | 2022
biomass | TRUE | 56069 | N | . | Berlin Landfill Gas | WM Renewable Energy LLC | 54842 | WI | ENC | MRO |  | 22 | 2 | NAICS-22 Non-Cogen | IC | LFG | MLG | MISO | 172990 | 14258 | 2022
petroleum | TRUE | 56070 | N | . | Diesel Generators | Madison Gas & Electric Co | 11479 | WI | ENC | MRO |  | 22 | 1 | Electric Utility | IC | DFO | DFO | MISO | 4842 | 475 | 2022
natural gas peaker | TRUE | 56073 | N | . | Alliant SBG 9802 Toyota | Industrial Energy Applications Inc | 361 | IA | WNC | MRO |  | 22 | 2 | NAICS-22 Non-Cogen | IC | NG | NG | MISO | 1849 | 193.06 | 2022
onshore wind | TRUE | 56075 | N | . | High Winds LLC | FPLE High Winds, LLC | 8565 | CA | PACC | WECC |  | 22 | 2 | NAICS-22 Non-Cogen | WT | WND | WND | CISO | 1040359 | 304912 | 2022
natural gas steam turbine | FALSE | 56076 | Y | . | ABC Coke | Drummond Company, Inc. | 5321 | AL | ESC | SERC |  | 324 | 7 | Industrial NAICS Cogen | ST | NG | NG | SOCO | 422 | 81.673 | 2022
other | FALSE | 56076 | Y | . | ABC Coke | Drummond Company, Inc. | 5321 | AL | ESC | SERC |  | 324 | 7 | Industrial NAICS Cogen | ST | OG | OOG | SOCO | 24 | 4.327 | 2022
natural gas combined cycle | TRUE | 56078 | N | . | Walnut Energy Center | Turlock Irrigation District | 19281 | CA | PACC | WECC |  | 22 | 1 | Electric Utility | CA | NG | NG | TIDC | 0 | 606583 | 2022
natural gas combined cycle | TRUE | 56078 | N | . | Walnut Energy Center | Turlock Irrigation District | 19281 | CA | PACC | WECC |  | 22 | 1 | Electric Utility | CT | NG | NG | TIDC | 11369887 | 860414 | 2022
petroleum | FALSE | 56080 | Y | . | SJ/SC WPCP | San Jose/Santa Clara Water P C | 16657 | CA | PACC | WECC |  | 22132 | 5 | Commercial NAICS Cogen | IC | DFO | DFO | CISO | 870 | 97.888 | 2022
natural gas peaker | FALSE | 56080 | Y | . | SJ/SC WPCP | San Jose/Santa Clara Water P C | 16657 | CA | PACC | WECC |  | 22132 | 5 | Commercial NAICS Cogen | IC | NG | NG | CISO | 291375 | 32167.756 | 2022
biomass | FALSE | 56080 | Y | . | SJ/SC WPCP | San Jose/Santa Clara Water P C | 16657 | CA | PACC | WECC |  | 22132 | 5 | Commercial NAICS Cogen | IC | OBG | ORW | CISO | 268584 | 29993.356 | 2022
onshore wind | TRUE | 56081 | N | . | Blue Canyon Windpower | Blue Canyon Windpower LLC | 1881 | OK | WSC | MRO |  | 22 | 2 | NAICS-22 Non-Cogen | WT | WND | WND | SWPP | 278347 | 81579 | 2022
natural gas peaker | FALSE | 56090 | N | . | Blacksand Generating Facility | Bridge Energy LLC | 61143 | CA | PACC | WECC |  | 211 | 6 | Industrial NAICS Non-Cogen | GT | NG | NG | CISO | 728514 | 45351 | 2022
onshore wind | TRUE | 56092 | N | . | South Dakota Wind Energy Cente | FPL Energy South Dakota Wind LLC | 34721 | SD | WNC | MRO |  | 22 | 2 | NAICS-22 Non-Cogen | WT | WND | WND | WACM | 310517 | 91008 | 2022
onshore wind | TRUE | 56093 | N | . | TransAlta Wyoming Wind | NextEra Energy Operating Services LLC | 58528 | WY | MTN | WECC |  | 22 | 2 | NAICS-22 Non-Cogen | WT | WND | WND | PACE | 1164618 | 341330 | 2022
onshore wind | TRUE | 56094 | N | . | Oklahoma Wind Energy Center | FPL Energy Oklahoma Wind LLC | 34719 | OK | WSC | MRO |  | 22 | 2 | NAICS-22 Non-Cogen | WT | WND | WND | SWPP | 607967 | 178185 | 2022
onshore wind | TRUE | 56097 | N | . | New Mexico Wind Energy Center | FPL Energy New Mexico Wind LLC | 34717 | NM | MTN | WECC |  | 22 | 2 | NAICS-22 Non-Cogen | WT | WND | WND | PNM | 1969479 | 577221 | 2022
petroleum | TRUE | 56098 | N | . | Hillsboro | City of Hillsboro - (ND) | 8628 | ND | WNC | MRO |  | 22 | 1 | Electric Utility | IC | DFO | DFO | MISO | 207 | 24 | 2022
onshore wind | TRUE | 56099 | N | . | FPL Energy North Dakota Wind I/II | FPL Energy North Dakota Wind LLC | 34723 | ND | WNC | MRO |  | 22 | 2 | NAICS-22 Non-Cogen | WT | WND | WND | MISO | 497488 | 145805 | 2022
petroleum | TRUE | 56100 | N | . | St. Charles Power Plant | City of St Charles - (MN) | 17862 | MN | WNC | MRO |  | 22 | 1 | Electric Utility | IC | DFO | DFO | MISO | 685 | 75 | 2022
natural gas combined cycle | TRUE | 56102 | N | . | Currant Creek | PacifiCorp | 14354 | UT | MTN | WECC |  | 22 | 1 | Electric Utility | CA | NG | NG | PACE | 0 | 976838 | 2022
natural gas combined cycle | TRUE | 56102 | N | . | Currant Creek | PacifiCorp | 14354 | UT | MTN | WECC |  | 22 | 1 | Electric Utility | CT | NG | NG | PACE | 20982836 | 1829141 | 2022
petroleum | TRUE | 56104 | N | . | Mankato Energy Center | MEC Holdings, LLC | 63705 | MN | WNC | MRO |  | 22 | 2 | NAICS-22 Non-Cogen | CA | DFO | DFO | MISO | 0 | 704.771 | 2022
natural gas combined cycle | TRUE | 56104 | N | . | Mankato Energy Center | MEC Holdings, LLC | 63705 | MN | WNC | MRO |  | 22 | 2 | NAICS-22 Non-Cogen | CA | NG | NG | MISO | 323588 | 631985.23 | 2022
petroleum | TRUE | 56104 | N | . | Mankato Energy Center | MEC Holdings, LLC | 63705 | MN | WNC | MRO |  | 22 | 2 | NAICS-22 Non-Cogen | CT | DFO | DFO | MISO | 15582 | 1389.73 | 2022
natural gas combined cycle | TRUE | 56104 | N | . | Mankato Energy Center | MEC Holdings, LLC | 63705 | MN | WNC | MRO |  | 22 | 2 | NAICS-22 Non-Cogen | CT | NG | NG | MISO | 12988091 | 1119760.3 | 2022
onshore wind | TRUE | 56106 | N | . | Kimball Wind | Kimball Wind, LLC | 61369 | NE | WNC | WECC |  | 22 | 2 | NAICS-22 Non-Cogen | WT | WND | WND | WACM | 449262 | 131672 | 2022
natural gas peaker | TRUE | 56108 | N | . | T J Labbe Electric Generating | Lafayette Utilities System | 50111 | LA | WSC | SERC |  | 22 | 1 | Electric Utility | GT | NG | NG | MISO | 1067111 | 95973 | 2022
onshore wind | TRUE | 56111 | N | . | Brazos Wind Farm | Shell Wind Energy Inc. | 17058 | TX | WSC | TRE |  | 22 | 2 | NAICS-22 Non-Cogen | WT | WND | WND | ERCO | 107025 | 31367 | 2022
onshore wind | TRUE | 56112 | N | . | Mountain View III | Avangrid Renewables LLC | 15399 | CA | PACC | WECC |  | 22 | 2 | NAICS-22 Non-Cogen | WT | WND | WND | CISO | 179709 | 52670 | 2022
petroleum | TRUE | 56114 | N | . | IMEA Highland | City of Highland | 8573 | IL | ENC | SERC |  | 22 | 1 | Electric Utility | IC | DFO | DFO | MISO | 0 | 0 | 2022
petroleum | TRUE | 56116 | N | . | IMEA Flora | Illinois Municipal Elec Agency | 9286 | IL | ENC | SERC |  | 22 | 1 | Electric Utility | IC | DFO | DFO | MISO | 551 | 48 | 2022
petroleum | TRUE | 56117 | N | . | Flora Site A | City of Flora - (IL) | 6417 | IL | ENC | SERC |  | 22 | 1 | Electric Utility | IC | DFO | DFO | MISO | 330 | 26 | 2022
petroleum | TRUE | 56118 | N | . | Flora Site B | City of Flora - (IL) | 6417 | IL | ENC | SERC |  | 22 | 1 | Electric Utility | IC | DFO | DFO | MISO | 266 | 21 | 2022
biomass | TRUE | 56119 | Y | . | Middlesex County Utilities Authority | Middlesex County Utilities Authority | 49775 | NJ | MAT | RFC |  | 22 | 3 | NAICS-22 Cogen | CA | LFG | MLG | PJM | 0 | 40194 | 2022
natural gas combined cycle | TRUE | 56119 | Y | . | Middlesex County Utilities Authority | Middlesex County Utilities Authority | 49775 | NJ | MAT | RFC |  | 22 | 3 | NAICS-22 Cogen | CA | NG | NG | PJM | 0 | 0 | 2022
biomass | TRUE | 56119 | Y | . | Middlesex County Utilities Authority | Middlesex County Utilities Authority | 49775 | NJ | MAT | RFC |  | 22 | 3 | NAICS-22 Cogen | CT | LFG | MLG | PJM | 646144 | 63962 | 2022
natural gas combined cycle | TRUE | 56119 | Y | . | Middlesex County Utilities Authority | Middlesex County Utilities Authority | 49775 | NJ | MAT | RFC |  | 22 | 3 | NAICS-22 Cogen | CT | NG | NG | PJM | 0 | 0 | 2022
biomass | TRUE | 56120 | N | . | Lee County Landfill | South Carolina Public Service Authority | 17543 | SC | SAT | SERC |  | 22 | 1 | Electric Utility | GT | LFG | MLG | SC | 152654 | 9776 | 2022
biomass | TRUE | 56120 | N | . | Lee County Landfill | South Carolina Public Service Authority | 17543 | SC | SAT | SERC |  | 22 | 1 | Electric Utility | IC | LFG | MLG | SC | 54627 | 3498 | 2022
biomass | TRUE | 56121 | N | . | Anderson Regional Landfill | South Carolina Public Service Authority | 17543 | SC | SAT | SERC |  | 22 | 1 | Electric Utility | IC | LFG | MLG | DUK | 0 | -415 | 2022
biomass | TRUE | 56122 | N | . | Richland County Landfill | South Carolina Public Service Authority | 17543 | SC | SAT | SERC |  | 22 | 1 | Electric Utility | GT | LFG | MLG | SC | 23189 | 1782 | 2022
biomass | TRUE | 56122 | N | . | Richland County Landfill | South Carolina Public Service Authority | 17543 | SC | SAT | SERC |  | 22 | 1 | Electric Utility | IC | LFG | MLG | SC | 206703 | 15889 | 2022
onshore wind | TRUE | 56123 | N | . | Minwind 3-9 | Rock County Energy Center, LLC | 60558 | MN | WNC | MRO |  | 22 | 2 | NAICS-22 Non-Cogen | WT | WND | WND | MISO | 0 | 0 | 2022
hydro | TRUE | 56125 | N | . | Springville Hydroelectric | Calleguas Mun Water District | 30076 | CA | PACC | WECC |  | 22 | 2 | NAICS-22 Non-Cogen | HY | WAT | HYC | CISO | 927 | 272 | 2022
petroleum | TRUE | 56126 | N | . | Sub 2 Generating Station | City of Macon - (MO) | 11460 | MO | WNC | SERC |  | 22 | 1 | Electric Utility | IC | DFO | DFO | AECI | 0 | 0 | 2022
natural gas peaker | TRUE | 56127 | Y | . | Macon Energy Center | City of Macon - (MO) | 11460 | MO | WNC | SERC |  | 22 | 1 | Electric Utility | GT | NG | NG | AECI | 468681 | 90336 | 2022
petroleum | TRUE | 56128 | N | . | Sub 3 Generating Station | City of Macon - (MO) | 11460 | MO | WNC | SERC |  | 22 | 1 | Electric Utility | IC | DFO | DFO | AECI | 0 | 0 | 2022
petroleum | TRUE | 56129 | N | . | Thermal Kem | Central Electric Power | 59159 | SC | SAT | SERC |  | 22 | 1 | Electric Utility | IC | DFO | DFO | DUK | 660 | 64 | 2022
petroleum | TRUE | 56131 | N | . | Valenite | Central Electric Power | 59159 | SC | SAT | SERC |  | 22 | 1 | Electric Utility | IC | DFO | DFO | DUK | 342 | 34 | 2022
petroleum | TRUE | 56132 | N | . | Honea Path | Central Electric Power | 59159 | SC | SAT | SERC |  | 22 | 1 | Electric Utility | IC | DFO | DFO | DUK | 690 | 67 | 2022
petroleum | FALSE | 56134 | Y | . | Regional Wastewater Control Facility | City of Stockton MUD | 55934 | CA | PACC | WECC |  | 22132 | 5 | Commercial NAICS Cogen | IC | DFO | DFO | CISO | 33 | 2.953 | 2022
natural gas peaker | FALSE | 56134 | Y | . | Regional Wastewater Control Facility | City of Stockton MUD | 55934 | CA | PACC | WECC |  | 22132 | 5 | Commercial NAICS Cogen | IC | NG | NG | CISO | 2925 | 193.341 | 2022
biomass | FALSE | 56134 | Y | . | Regional Wastewater Control Facility | City of Stockton MUD | 55934 | CA | PACC | WECC |  | 22132 | 5 | Commercial NAICS Cogen | IC | OBG | ORW | CISO | 85356 | 5638.626 | 2022
natural gas peaker | TRUE | 56135 | N | . | Ripon Generation Station | Modesto Irrigation District | 12745 | CA | PACC | WECC |  | 22 | 1 | Electric Utility | GT | NG | NG | BANC | 231832 | 19662.001 | 2022
petroleum | FALSE | 56138 | N | . | Anderson Erickson | Anderson Erickson Dairy | 64814 | IA | WNC | MRO |  | 311 | 6 | Industrial NAICS Non-Cogen | IC | DFO | DFO | MISO | 526 | 26 | 2022
other | FALSE | 56139 | Y | . | Neptune Gas Processing Plant | Enterprise Products Optg LP | 29925 | LA | WSC | SERC |  | 325 | 7 | Industrial NAICS Cogen | OT | NG | NG | MISO | 0 | 0 | 2022
other | FALSE | 56139 | Y | . | Neptune Gas Processing Plant | Enterprise Products Optg LP | 29925 | LA | WSC | SERC |  | 325 | 7 | Industrial NAICS Cogen | OT | OTH | OTH | MISO | 116646 | 10256 | 2022
petroleum | TRUE | 56141 | N | . | Jamaica Bay Peaking | Jamaica Bay Peaking Facility, LLC | 49786 | NY | MAT | NPCC |  | 22 | 2 | NAICS-22 Non-Cogen | GT | KER | WOO | NYIS | 8557 | 821.748 | 2022
natural gas peaker | TRUE | 56141 | N | . | Jamaica Bay Peaking | Jamaica Bay Peaking Facility, LLC | 49786 | NY | MAT | NPCC |  | 22 | 2 | NAICS-22 Non-Cogen | GT | NG | NG | NYIS | 692254 | 66480.252 | 2022
onshore wind | TRUE | 56142 | N | . | Chanarambie Power Partners, LLC | Allete Clean Energy | 59496 | MN | WNC | MRO |  | 22 | 2 | NAICS-22 Non-Cogen | WT | WND | WND | MISO | 350276 | 102661 | 2022
natural gas peaker | TRUE | 56143 | N | . | Riverside Energy Resource Center | City of Riverside - (CA) | 16088 | CA | PACC | WECC |  | 22 | 1 | Electric Utility | GT | NG | NG | CISO | 840326 | 78555.999 | 2022
natural gas peaker | TRUE | 56144 | N | . | Springs Generating Station | City of Riverside - (CA) | 16088 | CA | PACC | WECC |  | 22 | 1 | Electric Utility | GT | NG | NG | CISO | 20452 | 1454 | 2022
petroleum | TRUE | 56146 | N | . | False Island | Alaska Power and Telephone Co | 219 | AK | PACN |  |  | 22 | 1 | Electric Utility | IC | DFO | DFO |  | 6302 | 606 | 2022
petroleum | TRUE | 56148 | N | . | Ft. Pierre | City of Fort Pierre - (SD) | 6615 | SD | WNC | MRO |  | 22 | 1 | Electric Utility | IC | DFO | DFO | SWPP | 323 | 32.34 | 2022
petroleum | TRUE | 56150 | N | . | McIntosh Combined Cycle Facility | Georgia Power Co | 7140 | GA | SAT | SERC |  | 22 | 1 | Electric Utility | CA | DFO | DFO | SOCO | 0 | 0 | 2022
natural gas combined cycle | TRUE | 56150 | N | . | McIntosh Combined Cycle Facility | Georgia Power Co | 7140 | GA | SAT | SERC |  | 22 | 1 | Electric Utility | CA | NG | NG | SOCO | 4766465 | 3326825 | 2022
petroleum | TRUE | 56150 | N | . | McIntosh Combined Cycle Facility | Georgia Power Co | 7140 | GA | SAT | SERC |  | 22 | 1 | Electric Utility | CT | DFO | DFO | SOCO | 0 | 0 | 2022
natural gas combined cycle | TRUE | 56150 | N | . | McIntosh Combined Cycle Facility | Georgia Power Co | 7140 | GA | SAT | SERC |  | 22 | 1 | Electric Utility | CT | NG | NG | SOCO | 55760800 | 5310650 | 2022
natural gas peaker | TRUE | 56151 | N | . | South Harper | Evergy Missouri West | 56211 | MO | WNC | MRO |  | 22 | 1 | Electric Utility | GT | NG | NG | SWPP | 2612711 | 216594 | 2022
natural gas combined cycle | FALSE | 56152 | Y | . | Freeport Energy Center | Dow Chemical Co | 5338 | TX | WSC | TRE |  | 325 | 7 | Industrial NAICS Cogen | CA | NG | NG | ERCO | 0 | 195573.34 | 2022
natural gas combined cycle | FALSE | 56152 | Y | . | Freeport Energy Center | Dow Chemical Co | 5338 | TX | WSC | TRE |  | 325 | 7 | Industrial NAICS Cogen | CT | NG | NG | ERCO | 5840050 | 966616.64 | 2022
onshore wind | TRUE | 56153 | N | . | Viking Wind Partners | Allete Clean Energy | 59496 | MN | WNC | MRO |  | 22 | 2 | NAICS-22 Non-Cogen | WT | WND | WND | MISO | 27862 | 8166 | 2022
onshore wind | TRUE | 56160 | N | . | Mendota Hills, LLC | Leeward Asset Management, LLC | 50123 | IL | ENC | RFC |  | 22 | 2 | NAICS-22 Non-Cogen | WT | WND | WND | PJM | 991216 | 290509 | 2022
onshore wind | TRUE | 56162 | N | . | Ainsworth Wind | Nebraska Public Power District | 13337 | NE | WNC | MRO |  | 22 | 1 | Electric Utility | WT | WND | WND | SWPP | 304019 | 89103 | 2022
natural gas peaker | FALSE | 56163 | Y | . | Kennecott Power Plant | Kennecott Utah Copper | 49805 | UT | MTN | WECC |  | 331 | 7 | Industrial NAICS Cogen | GT | NG | NG | PACE | 0 | 0 | 2022
hard coal | FALSE | 56163 | Y | . | Kennecott Power Plant | Kennecott Utah Copper | 49805 | UT | MTN | WECC |  | 331 | 7 | Industrial NAICS Cogen | ST | BIT | COL | PACE | 0 | 0 | 2022
other | FALSE | 56163 | Y | . | Kennecott Power Plant | Kennecott Utah Copper | 49805 | UT | MTN | WECC |  | 331 | 7 | Industrial NAICS Cogen | ST | WH | OTH | PACE | 332272 | 97383 | 2022
petroleum | TRUE | 56164 | N | . | Faribault Energy Park | Minnesota Municipal Power Agny | 12667 | MN | WNC | MRO |  | 22 | 1 | Electric Utility | CA | DFO | DFO | MISO | 0 | 0 | 2022
natural gas combined cycle | TRUE | 56164 | N | . | Faribault Energy Park | Minnesota Municipal Power Agny | 12667 | MN | WNC | MRO |  | 22 | 1 | Electric Utility | CA | NG | NG | MISO | 127612 | 221057 | 2022
petroleum | TRUE | 56164 | N | . | Faribault Energy Park | Minnesota Municipal Power Agny | 12667 | MN | WNC | MRO |  | 22 | 1 | Electric Utility | CT | DFO | DFO | MISO | 0 | 0 | 2022
natural gas combined cycle | TRUE | 56164 | N | . | Faribault Energy Park | Minnesota Municipal Power Agny | 12667 | MN | WNC | MRO |  | 22 | 1 | Electric Utility | CT | NG | NG | MISO | 4681104 | 422868 | 2022
natural gas peaker | TRUE | 56166 | N | . | Sheboygan Falls | Wisconsin Power & Light Co | 20856 | WI | ENC | MRO |  | 22 | 1 | Electric Utility | GT | NG | NG | MISO | 5127153 | 387765 | 2022
onshore wind | TRUE | 56172 | N | . | Flying Cloud Power Partners LLC | Avangrid Renewables LLC | 15399 | IA | WNC | MRO |  | 22 | 2 | NAICS-22 Non-Cogen | WT | WND | WND | MISO | 297059 | 87063 | 2022
onshore wind | TRUE | 56173 | N | . | Colorado Green Holdings LLC | Avangrid Renewables LLC | 15399 | CO | MTN | WECC |  | 22 | 2 | NAICS-22 Non-Cogen | WT | WND | WND | PSCO | 1866066 | 546913 | 2022
onshore wind | TRUE | 56174 | N | . | Moraine Wind LLC | Avangrid Renewables LLC | 15399 | MN | WNC | MRO |  | 22 | 2 | NAICS-22 Non-Cogen | WT | WND | WND | MISO | 352627 | 103349 | 2022
natural gas combined cycle | TRUE | 56177 | N | . | Nebo Power Station | Utah Associated Mun Power Sys | 40575 | UT | MTN | WECC |  | 22 | 1 | Electric Utility | CA | NG | NG | PACE | 455572 | 155953 | 2022
natural gas combined cycle | TRUE | 56177 | N | . | Nebo Power Station | Utah Associated Mun Power Sys | 40575 | UT | MTN | WECC |  | 22 | 1 | Electric Utility | CT | NG | NG | PACE | 2988042 | 233278 | 2022
petroleum | TRUE | 56181 | N | . | Genoa Diesel Generating Station | Village of Genoa - (OH) | 7100 | OH | ENC | RFC |  | 22 | 1 | Electric Utility | IC | DFO | DFO | PJM | 3381 | 128 | 2022
natural gas peaker | TRUE | 56184 | N | . | Red Bluff | California Power Holdings LLC | 55784 | CA | PACC | WECC |  | 22 | 2 | NAICS-22 Non-Cogen | IC | NG | NG | CISO | 149997 | 14789 | 2022
natural gas peaker | TRUE | 56185 | N | . | Chowchilla II | California Power Holdings LLC | 55784 | CA | PACC | WECC |  | 22 | 2 | NAICS-22 Non-Cogen | IC | NG | NG | CISO | 224827 | 22104 | 2022
petroleum | TRUE | 56188 | N | . | Pinelawn Power LLC | Pinelawn Power LLC | 49837 | NY | MAT | NPCC |  | 22 | 2 | NAICS-22 Non-Cogen | CA | KER | WOO | NYIS | 0 | 268.681 | 2022
natural gas combined cycle | TRUE | 56188 | N | . | Pinelawn Power LLC | Pinelawn Power LLC | 49837 | NY | MAT | NPCC |  | 22 | 2 | NAICS-22 Non-Cogen | CA | NG | NG | NYIS | 0 | 49002.319 | 2022
petroleum | TRUE | 56188 | N | . | Pinelawn Power LLC | Pinelawn Power LLC | 49837 | NY | MAT | NPCC |  | 22 | 2 | NAICS-22 Non-Cogen | CT | KER | WOO | NYIS | 8260 | 729.733 | 2022
natural gas combined cycle | TRUE | 56188 | N | . | Pinelawn Power LLC | Pinelawn Power LLC | 49837 | NY | MAT | NPCC |  | 22 | 2 | NAICS-22 Non-Cogen | CT | NG | NG | NYIS | 1429234 | 118379.27 | 2022
petroleum | TRUE | 56189 | N | . | Waterside Power, LLC | Waterside Power, LLC | 49840 | CT | NEW | NPCC |  | 22 | 2 | NAICS-22 Non-Cogen | GT | DFO | DFO | ISNE | 20600 | 1676 | 2022
petroleum | FALSE | 56190 | Y | . | Central Michigan University | Central Michigan University | 3304 | MI | ENC | RFC |  | 611 | 5 | Commercial NAICS Cogen | GT | DFO | DFO | MISO | 0 | 0 | 2022
natural gas peaker | FALSE | 56190 | Y | . | Central Michigan University | Central Michigan University | 3304 | MI | ENC | RFC |  | 611 | 5 | Commercial NAICS Cogen | GT | NG | NG | MISO | 115474 | 24072.72 | 2022
natural gas steam turbine | FALSE | 56190 | Y | . | Central Michigan University | Central Michigan University | 3304 | MI | ENC | RFC |  | 611 | 5 | Commercial NAICS Cogen | ST | NG | NG | MISO | 5865 | 2967.228 | 2022
biomass | FALSE | 56190 | Y | . | Central Michigan University | Central Michigan University | 3304 | MI | ENC | RFC |  | 611 | 5 | Commercial NAICS Cogen | ST | WDS | WWW | MISO | 0 | 0.002 | 2022
biomass | FALSE | 56192 | Y | . | Georgia-Pacific Wauna Mill | Georgia-Pacific Consumer Operations LLC-Wauna | 49842 | OR | PACC | WECC |  | 322122 | 7 | Industrial NAICS Cogen | ST | BLQ | WWW | BPAT | 366719 | 81292.748 | 2022
natural gas steam turbine | FALSE | 56192 | Y | . | Georgia-Pacific Wauna Mill | Georgia-Pacific Consumer Operations LLC-Wauna | 49842 | OR | PACC | WECC |  | 322122 | 7 | Industrial NAICS Cogen | ST | NG | NG | BPAT | 179244 | 39736.384 | 2022
biomass | FALSE | 56192 | Y | . | Georgia-Pacific Wauna Mill | Georgia-Pacific Consumer Operations LLC-Wauna | 49842 | OR | PACC | WECC |  | 322122 | 7 | Industrial NAICS Cogen | ST | OBS | ORW | BPAT | 94166 | 20873.868 | 2022
petroleum | FALSE | 56192 | Y | . | Georgia-Pacific Wauna Mill | Georgia-Pacific Consumer Operations LLC-Wauna | 49842 | OR | PACC | WECC |  | 322122 | 7 | Industrial NAICS Cogen | ST | RFO | RFO | BPAT | 0 | 0 | 2022
biomass | FALSE | 56192 | Y | . | Georgia-Pacific Wauna Mill | Georgia-Pacific Consumer Operations LLC-Wauna | 49842 | OR | PACC | WECC |  | 322122 | 7 | Industrial NAICS Cogen | ST | SLW | ORW | BPAT | 0 | 0 | 2022
petroleum | TRUE | 56194 | N | . | Dike City Power Plant | City of Dike | 5155 | IA | WNC | MRO |  | 22 | 1 | Electric Utility | IC | DFO | DFO | MISO | 480 | 40 | 2022
onshore wind | TRUE | 56195 | N | . | Combine Hills I | Eurus Combine Hills I LLC | 49844 | OR | PACC | WECC |  | 22 | 2 | NAICS-22 Non-Cogen | WT | WND | WND | PACW | 265439 | 77796 | 2022
petroleum | TRUE | 56196 | N | . | 500MW CC | New York Power Authority | 15296 | NY | MAT | NPCC |  | 22 | 1 | Electric Utility | CA | DFO | DFO | NYIS | 0 | 56884.138 | 2022
natural gas combined cycle | TRUE | 56196 | N | . | 500MW CC | New York Power Authority | 15296 | NY | MAT | NPCC |  | 22 | 1 | Electric Utility | CA | NG | NG | NYIS | 0 | 883035.86 | 2022
petroleum | TRUE | 56196 | N | . | 500MW CC | New York Power Authority | 15296 | NY | MAT | NPCC |  | 22 | 1 | Electric Utility | CT | DFO | DFO | NYIS | 1226238 | 105254.18 | 2022
natural gas combined cycle | TRUE | 56196 | N | . | 500MW CC | New York Power Authority | 15296 | NY | MAT | NPCC |  | 22 | 1 | Electric Utility | CT | NG | NG | NYIS | 17835371 | 1541113.8 | 2022
onshore wind | TRUE | 56199 | N | . | TG Windfarm LLC | TG Windfarm LLC | 61141 | MN | WNC | MRO |  | 22 | 2 | NAICS-22 Non-Cogen | WT | WND | WND | MISO | 15998 | 4689 | 2022
onshore wind | TRUE | 56200 | N | . | CG Windfarm LLC | CG Windfarm LLC | 61140 | MN | WNC | MRO |  | 22 | 2 | NAICS-22 Non-Cogen | WT | WND | WND | MISO | 8002 | 2345 | 2022
onshore wind | TRUE | 56201 | N | . | Bisson Windfarm LLC | Bisson Windfarm LLC | 61139 | MN | WNC | MRO |  | 22 | 2 | NAICS-22 Non-Cogen | WT | WND | WND | MISO | 15998 | 4689 | 2022
onshore wind | TRUE | 56202 | N | . | Tofteland Windfarm LLC | Tofteland Windfarm LLC | 49867 | MN | WNC | MRO |  | 22 | 2 | NAICS-22 Non-Cogen | WT | WND | WND | MISO | 15996 | 4688 | 2022
onshore wind | TRUE | 56203 | N | . | Westridge Windfarm LLC | Westridge Windfarm LLC | 61142 | MN | WNC | MRO |  | 22 | 2 | NAICS-22 Non-Cogen | WT | WND | WND | MISO | 7998 | 2344 | 2022
onshore wind | TRUE | 56204 | N | . | Fey Windfarm LLC | Fey Windfarm LLC | 49869 | MN | WNC | MRO |  | 22 | 2 | NAICS-22 Non-Cogen | WT | WND | WND | MISO | 19322 | 5663 | 2022
onshore wind | TRUE | 56205 | N | . | Windcurrent Farms LLC | Windcurrent Farms LLC | 49870 | MN | WNC | MRO |  | 22 | 2 | NAICS-22 Non-Cogen | WT | WND | WND | MISO | 16149 | 4733 | 2022
onshore wind | TRUE | 56206 | N | . | K-Brink Windfarm LLC | K-brink Windfarm, LLC | 61120 | MN | WNC | MRO |  | 22 | 2 | NAICS-22 Non-Cogen | WT | WND | WND | MISO | 19165 | 5617 | 2022
onshore wind | TRUE | 56207 | N | . | DL Windy Acres LLC | Brewster | 56800 | MN | WNC | MRO |  | 22 | 2 | NAICS-22 Non-Cogen | WT | WND | WND | MISO | 18994 | 5567 | 2022
onshore wind | TRUE | 56208 | N | . | S&P Windfarm LLC | Brewster | 56800 | MN | WNC | MRO |  | 22 | 2 | NAICS-22 Non-Cogen | WT | WND | WND | MISO | 18994 | 5567 | 2022
onshore wind | TRUE | 56209 | N | . | Boeve Windfarm LLC | Boeve Windfarm LLC | 49874 | MN | WNC | MRO |  | 22 | 2 | NAICS-22 Non-Cogen | WT | WND | WND | MISO | 20533 | 6018 | 2022
onshore wind | TRUE | 56210 | N | . | B&K Energy Systems LLC | Brewster | 56800 | MN | WNC | MRO |  | 22 | 2 | NAICS-22 Non-Cogen | WT | WND | WND | MISO | 18994 | 5567 | 2022
onshore wind | TRUE | 56211 | N | . | Sweetwater Wind 1 LLC | Leeward Asset Management, LLC | 50123 | TX | WSC | TRE |  | 22 | 2 | NAICS-22 Non-Cogen | WT | WND | WND | ERCO | 486102 | 142468 | 2022
onshore wind | TRUE | 56212 | N | . | Sweetwater Wind 2 LLC | Leeward Asset Management, LLC | 50123 | TX | WSC | TRE |  | 22 | 2 | NAICS-22 Non-Cogen | WT | WND | WND | ERCO | 1296293 | 379922 | 2022
onshore wind | TRUE | 56215 | N | . | Allendorf | E&E Enterprises LLC | 57202 | IA | WNC | MRO |  | 22 | 2 | NAICS-22 Non-Cogen | WT | WND | WND | MISO | 5801 | 1700 | 2022
hard coal | TRUE | 56224 | N | . | TS Power Plant | Nevada Gold Energy, LLC | 49896 | NV | MTN | WECC |  | 22 | 2 | NAICS-22 Non-Cogen | ST | ANT | COL | NEVP | 0 | 0 | 2022
petroleum | TRUE | 56224 | N | . | TS Power Plant | Nevada Gold Energy, LLC | 49896 | NV | MTN | WECC |  | 22 | 2 | NAICS-22 Non-Cogen | ST | DFO | DFO | NEVP | 21752 | 2177.843 | 2022
hard coal | TRUE | 56224 | N | . | TS Power Plant | Nevada Gold Energy, LLC | 49896 | NV | MTN | WECC |  | 22 | 2 | NAICS-22 Non-Cogen | ST | SUB | COL | NEVP | 13230733 | 1340292.2 | 2022
onshore wind | TRUE | 56225 | N | . | Aeolus Wind Facility | Aeolus Wind LLC | 49903 | TX | WSC | MRO |  | 22 | 2 | NAICS-22 Non-Cogen | WT | WND | WND | SWPP | 0 | 0 | 2022
onshore wind | TRUE | 56226 | N | . | Bowling Green Wind | American Mun Power-Ohio, Inc | 40577 | OH | ENC | RFC |  | 22 | 1 | Electric Utility | WT | WND | WND | PJM | 17429 | 5108 | 2022
natural gas combined cycle | TRUE | 56227 | N | . | Port Westward | Portland General Electric Co | 15248 | OR | PACC | WECC |  | 22 | 1 | Electric Utility | CA | NG | NG | PGE | 184588 | 829150 | 2022
natural gas combined cycle | TRUE | 56227 | N | . | Port Westward | Portland General Electric Co | 15248 | OR | PACC | WECC |  | 22 | 1 | Electric Utility | CT | NG | NG | PGE | 16087948 | 1494747 | 2022
solar pv | TRUE | 56228 | N | . | Prescott Airport | Arizona Public Service Co | 803 | AZ | MTN | WECC |  | 22 | 1 | Electric Utility | PV | SUN | SUN | AZPS | 13395 | 3926 | 2022
natural gas combined cycle | FALSE | 56229 | Y | . | Cogeneration 1 | University of Arizona | 49913 | AZ | MTN | WECC |  | 611 | 5 | Commercial NAICS Cogen | CS | NG | NG | TEPC | 241943 | 53649.73 | 2022
petroleum | FALSE | 56231 | N | . | Emory Hillandale Hospital | DeKalb Regional Health System | 50109 | GA | SAT | SERC |  | 622 | 4 | Commercial NAICS Non-Cogen | IC | DFO | DFO | SOCO | 170 | 5.88 | 2022
natural gas peaker | TRUE | 56232 | N | . | Miramar Energy Facility | San Diego Gas & Electric Co | 16609 | CA | PACC | WECC |  | 22 | 1 | Electric Utility | GT | NG | NG | CISO | 343814 | 33489 | 2022
natural gas combined cycle | FALSE | 56233 | N | . | EG178 Facility | Kinder Morgan Production Company LP | 49949 | TX | WSC | TRE |  | 211 | 6 | Industrial NAICS Non-Cogen | CA | NG | NG | ERCO | 0 | 132289 | 2022
natural gas combined cycle | FALSE | 56233 | N | . | EG178 Facility | Kinder Morgan Production Company LP | 49949 | TX | WSC | TRE |  | 211 | 6 | Industrial NAICS Non-Cogen | CT | NG | NG | ERCO | 6466094 | 685281 | 2022
petroleum | TRUE | 56234 | N | . | Caithness Long Island Energy Center | Caithness Long Island, LLC | 49950 | NY | MAT | NPCC |  | 22 | 2 | NAICS-22 Non-Cogen | CA | DFO | DFO | NYIS | 0 | 3972.973 | 2022
natural gas combined cycle | TRUE | 56234 | N | . | Caithness Long Island Energy Center | Caithness Long Island, LLC | 49950 | NY | MAT | NPCC |  | 22 | 2 | NAICS-22 Non-Cogen | CA | NG | NG | NYIS | 1364285 | 924703.03 | 2022
petroleum | TRUE | 56234 | N | . | Caithness Long Island Energy Center | Caithness Long Island, LLC | 49950 | NY | MAT | NPCC |  | 22 | 2 | NAICS-22 Non-Cogen | CT | DFO | DFO | NYIS | 77240 | 6887.087 | 2022
natural gas combined cycle | TRUE | 56234 | N | . | Caithness Long Island Energy Center | Caithness Long Island, LLC | 49950 | NY | MAT | NPCC |  | 22 | 2 | NAICS-22 Non-Cogen | CT | NG | NG | NYIS | 15831301 | 1387306.9 | 2022
natural gas combined cycle | TRUE | 56237 | N | . | Lake Side Power Plant | PacifiCorp | 14354 | UT | MTN | WECC |  | 22 | 1 | Electric Utility | CA | NG | NG | PACE | 0 | 2444654 | 2022
natural gas combined cycle | TRUE | 56237 | N | . | Lake Side Power Plant | PacifiCorp | 14354 | UT | MTN | WECC |  | 22 | 1 | Electric Utility | CT | NG | NG | PACE | 47726443 | 4134019 | 2022
natural gas peaker | TRUE | 56238 | N | . | Groton Generation Station | Basin Electric Power Coop | 1307 | SD | WNC | MRO |  | 22 | 1 | Electric Utility | GT | NG | NG | SWPP | 1798857 | 159679 | 2022
natural gas peaker | TRUE | 56239 | N | . | Malaga Power LLC | CalPeak Power, LLC | 59527 | CA | PACC | WECC |  | 22 | 2 | NAICS-22 Non-Cogen | GT | NG | NG | CISO | 176171 | 17229 | 2022
onshore wind | TRUE | 56240 | N | . | Buffalo Gap Wind Farm | AES Distributed Energy | 61012 | TX | WSC | TRE |  | 22 | 2 | NAICS-22 Non-Cogen | WT | WND | WND | ERCO | 747826 | 219175 | 2022
petroleum | TRUE | 56241 | N | . | Cannon Falls Energy Center | Invenergy Services LLC | 49893 | MN | WNC | MRO |  | 22 | 2 | NAICS-22 Non-Cogen | GT | DFO | DFO | MISO | 57140 | 4831.234 | 2022
natural gas peaker | TRUE | 56241 | N | . | Cannon Falls Energy Center | Invenergy Services LLC | 49893 | MN | WNC | MRO |  | 22 | 2 | NAICS-22 Non-Cogen | GT | NG | NG | MISO | 1817513 | 165275.77 | 2022
petroleum | FALSE | 56242 | N | . | Kindred School | Kindred Public School | 49991 | ND | WNC | MRO |  | 611 | 4 | Commercial NAICS Non-Cogen | IC | DFO | DFO | MISO | 249 | 58 | 2022
petroleum | FALSE | 56244 | N | . | State Auto Insurance | SLB Milbank LLC | 64173 | SD | WNC | MRO |  | 521 | 4 | Commercial NAICS Non-Cogen | IC | DFO | DFO | MISO | 162 | 14 | 2022
petroleum | FALSE | 56245 | N | . | Stevens Community Medical Center | Stevens Community Medical Center | 49993 | MN | WNC | MRO |  | 622 | 4 | Commercial NAICS Non-Cogen | IC | DFO | DFO | MISO | 166 | 21 | 2022
petroleum | FALSE | 56247 | N | . | West Group Data Center F | Thomson Corp | 18981 | MN | WNC | MRO |  | 518 | 4 | Commercial NAICS Non-Cogen | IC | DFO | DFO | MISO | 1954 | 182 | 2022
natural gas peaker | FALSE | 56248 | Y | . | Shell Chemical | Shell Chemical LP - Geismar | 63888 | LA | WSC | SERC |  | 32512 | 7 | Industrial NAICS Cogen | GT | NG | NG | MISO | 2385632 | 537858 | 2022
petroleum | TRUE | 56249 | N | . | Anson County Generation Facility | North Carolina El Member Corp | 13683 | NC | SAT | SERC |  | 22 | 1 | Electric Utility | GT | DFO | DFO | CPLE | 77205 | 7062.284 | 2022
natural gas peaker | TRUE | 56249 | N | . | Anson County Generation Facility | North Carolina El Member Corp | 13683 | NC | SAT | SERC |  | 22 | 1 | Electric Utility | GT | NG | NG | CPLE | 4066512 | 371987.72 | 2022
biomass | TRUE | 56250 | N | . | Ontario LFGTE | Seneca Energy II | 17283 | NY | MAT | NPCC |  | 22 | 2 | NAICS-22 Non-Cogen | IC | LFG | MLG | NYIS | 932155 | 77667 | 2022
onshore wind | TRUE | 56251 | N | . | Intrepid | MidAmerican Energy Co | 12341 | IA | WNC | MRO |  | 22 | 1 | Electric Utility | WT | WND | WND | MISO | 2144691 | 628573 | 2022
onshore wind | TRUE | 56252 | N | . | Century | MidAmerican Energy Co | 12341 | IA | WNC | MRO |  | 22 | 1 | Electric Utility | WT | WND | WND | MISO | 2349207 | 688513 | 2022
natural gas peaker | TRUE | 56253 | N | . | Millcreek Power Generation | City of St George | 17874 | UT | MTN | WECC |  | 22 | 1 | Electric Utility | GT | NG | NG | PACE | 1577121 | 152541 | 2022
onshore wind | TRUE | 56255 | N | . | Hopkins Ridge Wind | Puget Sound Energy Inc | 15500 | WA | PACC | WECC |  | 22 | 1 | Electric Utility | WT | WND | WND | BPAT | 1189345 | 348577 | 2022
petroleum | TRUE | 56258 | N | . | Kapaia Power Station | Kauai Island Utility Cooperative | 10071 | HI | PACN |  |  | 22 | 1 | Electric Utility | GT | DFO | DFO |  | 19251 | 2040.112 | 2022
petroleum | TRUE | 56258 | N | . | Kapaia Power Station | Kauai Island Utility Cooperative | 10071 | HI | PACN |  |  | 22 | 1 | Electric Utility | GT | JF | WOO |  | 0 | 0 | 2022
other | TRUE | 56258 | N | . | Kapaia Power Station | Kauai Island Utility Cooperative | 10071 | HI | PACN |  |  | 22 | 1 | Electric Utility | GT | OTH | OTH |  | 573270 | 60771.272 | 2022
petroleum | TRUE | 56258 | N | . | Kapaia Power Station | Kauai Island Utility Cooperative | 10071 | HI | PACN |  |  | 22 | 1 | Electric Utility | GT | WO | WOO |  | 997881 | 105820.62 | 2022
petroleum | TRUE | 56259 | Y | . | Empire Generating Co LLC | Empire Generating Co LLC | 56480 | NY | MAT | NPCC |  | 22 | 3 | NAICS-22 Cogen | CA | DFO | DFO | NYIS | 0 | 15748.344 | 2022
natural gas combined cycle | TRUE | 56259 | Y | . | Empire Generating Co LLC | Empire Generating Co LLC | 56480 | NY | MAT | NPCC |  | 22 | 3 | NAICS-22 Cogen | CA | NG | NG | NYIS | 3005910 | 1279818.7 | 2022
petroleum | TRUE | 56259 | Y | . | Empire Generating Co LLC | Empire Generating Co LLC | 56480 | NY | MAT | NPCC |  | 22 | 3 | NAICS-22 Cogen | CT | DFO | DFO | NYIS | 330492 | 28766.778 | 2022
natural gas combined cycle | TRUE | 56259 | Y | . | Empire Generating Co LLC | Empire Generating Co LLC | 56480 | NY | MAT | NPCC |  | 22 | 3 | NAICS-22 Cogen | CT | NG | NG | NYIS | 19701796 | 1923283.2 | 2022
petroleum | TRUE | 56260 | N | . | High Point, Pump Station Rd | North Carolina Mun Power Agny #1 | 13630 | NC | SAT | SERC |  | 22 | 1 | Electric Utility | IC | DFO | DFO | DUK | 1581 | 74 | 2022
petroleum | TRUE | 56261 | N | . | Lexington | North Carolina Mun Power Agny #1 | 13630 | NC | SAT | SERC |  | 22 | 1 | Electric Utility | IC | DFO | DFO | DUK | 19 | -76 | 2022
petroleum | TRUE | 56262 | N | . | Gastonia, Tulip Drive | North Carolina Mun Power Agny #1 | 13630 | NC | SAT | SERC |  | 22 | 1 | Electric Utility | IC | DFO | DFO | DUK | 1830 | 55 | 2022
petroleum | TRUE | 56263 | N | . | Albemarle Prime Power Park | North Carolina Mun Power Agny #1 | 13630 | NC | SAT | SERC |  | 22 | 1 | Electric Utility | IC | DFO | DFO | DUK | 1910 | 157 | 2022
hydro | TRUE | 56265 | N | . | South Fork | Alaska Power and Telephone Co | 219 | AK | PACN |  |  | 22 | 1 | Electric Utility | HY | WAT | HYC |  | 17616 | 5163 | 2022
petroleum | TRUE | 56269 | N | . | IBM West | Rochester Public Utilities | 16181 | MN | WNC | MRO |  | 22 | 1 | Electric Utility | IC | DFO | DFO | MISO | 404 | 37 | 2022
onshore wind | TRUE | 56270 | N | . | Callahan Divide Wind Energy Center | FPL Energy Callahan Wind, LLC | 50012 | TX | WSC | TRE |  | 22 | 2 | NAICS-22 Non-Cogen | WT | WND | WND | ERCO | 1373417 | 402525 | 2022
onshore wind | TRUE | 56271 | N | . | Diablo Winds LLC | Huntsman Wind | 64407 | CA | PACC | WECC |  | 22 | 2 | NAICS-22 Non-Cogen | WT | WND | WND | CISO | 134623 | 39456 | 2022
onshore wind | TRUE | 56273 | N | . | Weatherford Wind Energy Center | FPL Energy Weatherford, LLC | 50014 | OK | WSC | MRO |  | 22 | 2 | NAICS-22 Non-Cogen | WT | WND | WND | SWPP | 2156768 | 632113 | 2022
petroleum | TRUE | 56274 | N | . | Valley Queen Cheese | Valley Queen Cheese Factory, Inc. | 49988 | SD | WNC | MRO |  | 22 | 2 | NAICS-22 Non-Cogen | IC | DFO | DFO | MISO | 247 | 26 | 2022
onshore wind | TRUE | 56275 | N | . | Helzel & Schwarzhoff 86 | Wind Stream Operations LLC | 56899 | CA | PACC | WECC |  | 22 | 2 | NAICS-22 Non-Cogen | WT | WND | WND | CISO | 10781 | 3160 | 2022
onshore wind | TRUE | 56276 | N | . | ZCO | Wind Stream Operations LLC | 56899 | CA | PACC | WECC |  | 22 | 2 | NAICS-22 Non-Cogen | WT | WND | WND | CISO | 5354 | 1569 | 2022
biomass | TRUE | 56277 | N | . | Bavarian LFGTE | East Kentucky Power Coop, Inc | 5580 | KY | ESC | SERC |  | 22 | 1 | Electric Utility | IC | LFG | MLG | PJM | 369503 | 30331 | 2022
biomass | TRUE | 56278 | N | . | Green Valley LFGTE | East Kentucky Power Coop, Inc | 5580 | KY | ESC | SERC |  | 22 | 1 | Electric Utility | IC | LFG | MLG | PJM | 191502 | 16336 | 2022
biomass | TRUE | 56279 | N | . | Laurel Ridge LFGTE | East Kentucky Power Coop, Inc | 5580 | KY | ESC | SERC |  | 22 | 1 | Electric Utility | IC | LFG | MLG | PJM | 123503 | 10251 | 2022
biomass | TRUE | 56280 | N | . | Hardin County LFGTE | East Kentucky Power Coop, Inc | 5580 | KY | ESC | SERC |  | 22 | 1 | Electric Utility | IC | LFG | MLG | PJM | 131004 | 10975 | 2022
natural gas peaker | TRUE | 56283 | N | . | Hargis-Hebert Electric Generating | Lafayette Utilities System | 50111 | LA | WSC | SERC |  | 22 | 1 | Electric Utility | GT | NG | NG | MISO | 920450 | 84246 | 2022
natural gas steam turbine | FALSE | 56284 | N | . | Santa Maria EPG | Phillips 66 Company | 50045 | CA | PACC | WECC |  | 32411 | 6 | Industrial NAICS Non-Cogen | ST | NG | NG | CISO | 0 | 0 | 2022
other | FALSE | 56284 | N | . | Santa Maria EPG | Phillips 66 Company | 50045 | CA | PACC | WECC |  | 32411 | 6 | Industrial NAICS Non-Cogen | ST | OG | OOG | CISO | 0 | 0 | 2022
petroleum | FALSE | 56288 | N | . | Salem Water Plant | City of Salem - (VA) | 16558 | VA | SAT | RFC |  | 22131 | 4 | Commercial NAICS Non-Cogen | IC | DFO | DFO | PJM | 972 | 99 | 2022
petroleum | FALSE | 56289 | N | . | Salem Street Dept | City of Salem - (VA) | 16558 | VA | SAT | RFC |  | 811 | 4 | Commercial NAICS Non-Cogen | IC | DFO | DFO | PJM | 1224 | 118 | 2022
onshore wind | TRUE | 56290 | N | . | Maple Ridge Wind Farm | Flat Rock Windpower, LLC | 54684 | NY | MAT | NPCC |  | 22 | 2 | NAICS-22 Non-Cogen | WT | WND | WND | NYIS | 2326449 | 681843 | 2022
onshore wind | TRUE | 56291 | N | . | Horse Hollow Wind Energy Center | FPL Energy Horse Hollow LLC | 50063 | TX | WSC | TRE |  | 22 | 2 | NAICS-22 Non-Cogen | WT | WND | WND | ERCO | 7971181 | 2336220 | 2022
petroleum | TRUE | 56292 | N | . | Hamlet Generating Facility | North Carolina El Member Corp | 13683 | NC | SAT | SERC |  | 22 | 1 | Electric Utility | GT | DFO | DFO | CPLE | 85595 | 8003.163 | 2022
natural gas peaker | TRUE | 56292 | N | . | Hamlet Generating Facility | North Carolina El Member Corp | 13683 | NC | SAT | SERC |  | 22 | 1 | Electric Utility | GT | NG | NG | CPLE | 2025990 | 189414.84 | 2022
onshore wind | TRUE | 56293 | N | . | Caprock Wind Farm | Leeward Asset Management, LLC | 50123 | NM | MTN | MRO |  | 22 | 2 | NAICS-22 Non-Cogen | WT | WND | WND | SWPP | 1077977 | 315937 | 2022
other | FALSE | 56294 | N | . | Bayway Refinery | Phillips 66 | 50095 | NJ | MAT | RFC |  | 32411 | 6 | Industrial NAICS Non-Cogen | OT | WH | OTH | PJM | 12898 | 3780 | 2022
onshore wind | TRUE | 56295 | N | . | Kumeyaay Wind | Leeward Asset Management, LLC | 50123 | CA | PACC | WECC |  | 22 | 2 | NAICS-22 Non-Cogen | WT | WND | WND | CISO | 465537 | 136441 | 2022
onshore wind | TRUE | 56296 | N | . | Trimont Area Wind Farm | Avangrid Renewables LLC | 15399 | MN | WNC | MRO |  | 22 | 2 | NAICS-22 Non-Cogen | WT | WND | WND | MISO | 1425479 | 417784 | 2022
onshore wind | TRUE | 56297 | N | . | Crescent Ridge | Leeward Asset Management, LLC | 50123 | IL | ENC | RFC |  | 22 | 2 | NAICS-22 Non-Cogen | WT | WND | WND | PJM | 744255 | 218129 | 2022
natural gas combined cycle | TRUE | 56298 | N | . | Roseville Energy Park | City of Roseville - (CA) | 16295 | CA | PACC | WECC |  | 22 | 1 | Electric Utility | CA | NG | NG | BANC | 292228 | 221735 | 2022
natural gas combined cycle | TRUE | 56298 | N | . | Roseville Energy Park | City of Roseville - (CA) | 16295 | CA | PACC | WECC |  | 22 | 1 | Electric Utility | CT | NG | NG | BANC | 4766215 | 385089 | 2022
natural gas peaker | TRUE | 56298 | N | . | Roseville Energy Park | City of Roseville - (CA) | 16295 | CA | PACC | WECC |  | 22 | 1 | Electric Utility | GT | NG | NG | BANC | 7290 | 655.94 | 2022
onshore wind | TRUE | 56299 | N | . | Wind Park Bear Creek | Leeward Asset Management, LLC | 50123 | PA | MAT | RFC |  | 22 | 2 | NAICS-22 Non-Cogen | WT | WND | WND | PJM | 219106 | 64217 | 2022
onshore wind | TRUE | 56300 | N | . | Jersey-Atlantic Wind Farm | Leeward Asset Management, LLC | 50123 | NJ | MAT | RFC |  | 22 | 2 | NAICS-22 Non-Cogen | WT | WND | WND | PJM | 73797 | 21629 | 2022
onshore wind | TRUE | 56301 | N | . | Wolverine Creek | Invenergy Services LLC | 49893 | ID | MTN | WECC |  | 22 | 2 | NAICS-22 Non-Cogen | WT | WND | WND | PACE | 497936 | 145937 | 2022
onshore wind | TRUE | 56302 | N | . | Oasis Wind | Terra-Gen Operating Co-Wind | 2770 | CA | PACC | WECC |  | 22 | 2 | NAICS-22 Non-Cogen | WT | WND | WND | CISO | 713142 | 209010 | 2022
onshore wind | TRUE | 56303 | N | . | Elk River Wind | Avangrid Renewables LLC | 15399 | KS | WNC | MRO |  | 22 | 2 | NAICS-22 Non-Cogen | WT | WND | WND | SWPP | 1045733 | 306487 | 2022
onshore wind | TRUE | 56304 | N | . | San Juan Mesa Wind Project LLC | NRG Energy Gas & Wind Holdings Inc | 59883 | NM | MTN | MRO |  | 22 | 2 | NAICS-22 Non-Cogen | WT | WND | WND | SWPP | 826710 | 242295 | 2022
onshore wind | TRUE | 56307 | N | . | Adams Wind Farm | Consolidated Edison Development Inc. | 56769 | MN | WNC | MRO |  | 22 | 2 | NAICS-22 Non-Cogen | WT | WND | WND | MISO | 142611 | 41797 | 2022
onshore wind | TRUE | 56308 | N | . | Fossil Gulch | Greenbacker Renewable Energy Corporation | 60025 | ID | MTN | WECC |  | 22 | 2 | NAICS-22 Non-Cogen | WT | WND | WND | IPCO | 104803 | 30716 | 2022
natural gas combined cycle | TRUE | 56309 | Y | . | Trigen St. Louis | Ashley Energy LLC | 50130 | MO | WNC | SERC |  | 22 | 3 | NAICS-22 Cogen | CA | NG | NG | MISO | 2500 | 544 | 2022
natural gas combined cycle | TRUE | 56309 | Y | . | Trigen St. Louis | Ashley Energy LLC | 50130 | MO | WNC | SERC |  | 22 | 3 | NAICS-22 Cogen | CS | NG | NG | MISO | 152884 | 34805 | 2022
petroleum | TRUE | 56309 | Y | . | Trigen St. Louis | Ashley Energy LLC | 50130 | MO | WNC | SERC |  | 22 | 3 | NAICS-22 Cogen | IC | DFO | DFO | MISO | 0 | 0 | 2022
natural gas steam turbine | TRUE | 56309 | Y | . | Trigen St. Louis | Ashley Energy LLC | 50130 | MO | WNC | SERC |  | 22 | 3 | NAICS-22 Cogen | ST | NG | NG | MISO | 13218 | 3196 | 2022
onshore wind | TRUE | 56311 | N | . | Sweetwater Wind 3 LLC | Leeward Asset Management, LLC | 50123 | TX | WSC | TRE |  | 22 | 2 | NAICS-22 Non-Cogen | WT | WND | WND | ERCO | 1728221 | 506513 | 2022
natural gas peaker | FALSE | 56312 | Y | . | Shute Creek Facility | Exxon Mobil Production Co | 6529 | WY | MTN | WECC |  | 211 | 7 | Industrial NAICS Cogen | GT | NG | NG | PACE | 3307344 | 502717.41 | 2022
other | FALSE | 56312 | Y | . | Shute Creek Facility | Exxon Mobil Production Co | 6529 | WY | MTN | WECC |  | 211 | 7 | Industrial NAICS Cogen | GT | OG | OOG | PACE | 2078492 | 315929.59 | 2022
geothermal | TRUE | 56317 | N | . | Raft River Geothermal Power Plant | US Geothermal Inc. | 50147 | ID | MTN | WECC |  | 22 | 2 | NAICS-22 Non-Cogen | BT | GEO | GEO | BPAT | 311967 | 91432 | 2022
natural gas steam turbine | TRUE | 56319 | N | . | Wygen 2 | Black Hills Power, Inc. | 19545 | WY | MTN | WECC |  | 22 | 1 | Electric Utility | ST | NG | NG | WACM | 16583 | 1353.892 | 2022
hard coal | TRUE | 56319 | N | . | Wygen 2 | Black Hills Power, Inc. | 19545 | WY | MTN | WECC |  | 22 | 1 | Electric Utility | ST | SUB | COL | WACM | 8739850 | 719219.11 | 2022
onshore wind | TRUE | 56320 | N | . | Spring Canyon | Invenergy Services LLC | 49893 | CO | MTN | WECC |  | 22 | 2 | NAICS-22 Non-Cogen | WT | WND | WND | PSCO | 66284 | 19427 | 2022
geothermal | TRUE | 56321 | N | . | Richard Burdette Geothermal | Ormat Nevada Inc | 34691 | NV | MTN | WECC |  | 22 | 2 | NAICS-22 Non-Cogen | BT | GEO | GEO | NEVP | 393700 | 115387 | 2022
solar pv | TRUE | 56322 | N | . | Wild Horse | Puget Sound Energy Inc | 15500 | WA | PACC | WECC |  | 22 | 1 | Electric Utility | PV | SUN | SUN | PSEI | 1899 | 556 | 2022
onshore wind | TRUE | 56322 | N | . | Wild Horse | Puget Sound Energy Inc | 15500 | WA | PACC | WECC |  | 22 | 1 | Electric Utility | WT | WND | WND | PSEI | 1923009 | 563602 | 2022
biomass | TRUE | 56323 | N | . | Modern Innovative Energy LLC | Innovative Energy Systems Inc | 50158 | NY | MAT | NPCC |  | 22 | 2 | NAICS-22 Non-Cogen | IC | LFG | MLG | NYIS | 374066 | 33222 | 2022
biomass | TRUE | 56324 | N | . | Colonie LFGTE Facility | Innovative Energy Systems Inc | 50158 | NY | MAT | NPCC |  | 22 | 2 | NAICS-22 Non-Cogen | IC | LFG | MLG | NYIS | 524254 | 37010 | 2022
petroleum | TRUE | 56325 | N | . | Delta Power | Golden Valley Elec Assn Inc | 7353 | AK | PACN |  |  | 22 | 1 | Electric Utility | GT | DFO | DFO |  | 3759 | 13 | 2022
natural gas peaker | TRUE | 56326 | N | . | Mustang Station Unit 4 | Golden Spread Electric Cooperative, Inc | 7349 | TX | WSC | MRO |  | 22 | 1 | Electric Utility | GT | NG | NG | SWPP | 9227981 | 816685 | 2022
biomass | TRUE | 56327 | N | . | Pendleton County LFGTE | East Kentucky Power Coop, Inc | 5580 | KY | ESC | SERC |  | 22 | 1 | Electric Utility | IC | LFG | MLG | PJM | 230502 | 20044 | 2022
natural gas peaker | TRUE | 56328 | N | . | Harry D Mattison Gas Plant | Southwestern Electric Power Co | 17698 | AR | WSC | MRO |  | 22 | 1 | Electric Utility | GT | NG | NG | SWPP | 2522896 | 207013 | 2022
petroleum | TRUE | 56329 | N | . | Campbell Industrial Park | Hawaiian Electric Co Inc | 19547 | HI | PACN |  |  | 22 | 1 | Electric Utility | GT | DFO | DFO |  | 1689212 | 102544 | 2022
biomass | TRUE | 56329 | N | . | Campbell Industrial Park | Hawaiian Electric Co Inc | 19547 | HI | PACN |  |  | 22 | 1 | Electric Utility | GT | OBL | ORW |  | 0 | 0 | 2022
hydro | TRUE | 56333 | N | . | Gauley River Power Partners | Central Rivers Power WV, LLC | 64079 | WV | SAT | RFC |  | 22 | 2 | NAICS-22 Non-Cogen | HY | WAT | HYC | PJM | 724452 | 212324 | 2022
onshore wind | TRUE | 56335 | N | . | Blue Canyon Windpower II | Blue Canyon Windpower II LLC | 54707 | OK | WSC | MRO |  | 22 | 2 | NAICS-22 Non-Cogen | WT | WND | WND | SWPP | 1488515 | 436259 | 2022
onshore wind | TRUE | 56336 | N | . | Aragonne Wind LLC | Leeward Asset Management, LLC | 50123 | NM | MTN | WECC |  | 22 | 2 | NAICS-22 Non-Cogen | WT | WND | WND | PNM | 2360057 | 691693 | 2022
onshore wind | TRUE | 56337 | N | . | Sweetwater Wind 4 LLC | Leeward Asset Management, LLC | 50123 | TX | WSC | TRE |  | 22 | 2 | NAICS-22 Non-Cogen | WT | WND | WND | ERCO | 2068707 | 606303 | 2022
onshore wind | TRUE | 56338 | N | . | High Trail Wind Farm LLC | High Trail Wind Farm LLC | 54709 | IL | ENC | RFC |  | 22 | 2 | NAICS-22 Non-Cogen | WT | WND | WND | PJM | 2061782 | 604274 | 2022
petroleum | TRUE | 56339 | N | . | Albemarle Hospital Unit | North Carolina Mun Power Agny #1 | 13630 | NC | SAT | SERC |  | 22 | 1 | Electric Utility | IC | DFO | DFO | DUK | 1130 | 34 | 2022
petroleum | TRUE | 56340 | N | . | Cherryville City Hall | North Carolina Mun Power Agny #1 | 13630 | NC | SAT | SERC |  | 22 | 1 | Electric Utility | IC | DFO | DFO | DUK | 791 | 50 | 2022
petroleum | TRUE | 56341 | N | . | Lincolnton High School | North Carolina Mun Power Agny #1 | 13630 | NC | SAT | SERC |  | 22 | 1 | Electric Utility | IC | DFO | DFO | DUK | 478 | 7 | 2022
petroleum | TRUE | 56342 | N | . | Maiden Community Center | North Carolina Mun Power Agny #1 | 13630 | NC | SAT | SERC |  | 22 | 1 | Electric Utility | IC | DFO | DFO | DUK | 761 | 38 | 2022
petroleum | TRUE | 56343 | N | . | Monroe Middle School | North Carolina Mun Power Agny #1 | 13630 | NC | SAT | SERC |  | 22 | 1 | Electric Utility | IC | DFO | DFO | DUK | 743 | 18 | 2022
petroleum | TRUE | 56344 | N | . | Morganton Station 5 | North Carolina Mun Power Agny #1 | 13630 | NC | SAT | SERC |  | 22 | 1 | Electric Utility | IC | DFO | DFO | DUK | 25 | -38 | 2022
petroleum | TRUE | 56345 | N | . | Pineville Delivery 2 | North Carolina Mun Power Agny #1 | 13630 | NC | SAT | SERC |  | 22 | 1 | Electric Utility | IC | DFO | DFO | DUK | 6 | -24 | 2022
natural gas peaker | TRUE | 56346 | N | . | Bear Valley Power Plant | Bear Valley Electric Service | 17612 | CA | PACC | WECC |  | 22 | 1 | Electric Utility | IC | NG | NG | CISO | 33620 | 1760 | 2022
onshore wind | TRUE | 56347 | N | . | Cedar Ridge | Wisconsin Power & Light Co | 20856 | WI | ENC | MRO |  | 22 | 1 | Electric Utility | WT | WND | WND | MISO | 653029 | 191392 | 2022
petroleum | TRUE | 56348 | N | . | Laverne Diesel Generating Plant | Town of Laverne - (OK) | 10777 | OK | WSC | MRO |  | 22 | 1 | Electric Utility | IC | DFO | DFO | SWPP | 762 | 220 | 2022
natural gas combined cycle | TRUE | 56349 | N | . | Quail Run Energy Center | CER Quail Run Energy Partners LP | 56766 | TX | WSC | TRE |  | 22 | 2 | NAICS-22 Non-Cogen | CA | NG | NG | ERCO | 190922 | 487324 | 2022
natural gas combined cycle | TRUE | 56349 | N | . | Quail Run Energy Center | CER Quail Run Energy Partners LP | 56766 | TX | WSC | TRE |  | 22 | 2 | NAICS-22 Non-Cogen | CT | NG | NG | ERCO | 11527510 | 868603 | 2022
natural gas combined cycle | TRUE | 56350 | N | . | Colorado Bend Energy Center | CER Colorado Bend Energy Partners LP | 56765 | TX | WSC | TRE |  | 22 | 2 | NAICS-22 Non-Cogen | CA | NG | NG | ERCO | 319994 | 682519 | 2022
natural gas combined cycle | TRUE | 56350 | N | . | Colorado Bend Energy Center | CER Colorado Bend Energy Partners LP | 56765 | TX | WSC | TRE |  | 22 | 2 | NAICS-22 Non-Cogen | CT | NG | NG | ERCO | 14595611 | 991514 | 2022
onshore wind | TRUE | 56351 | N | . | Spearville | Evergy Metro | 10000 | KS | WNC | MRO |  | 22 | 1 | Electric Utility | WT | WND | WND | SWPP | 778528 | 228174 | 2022
onshore wind | TRUE | 56355 | N | . | Whispering Willow Wind Farm - East | Interstate Power and Light Co | 9417 | IA | WNC | MRO |  | 22 | 1 | Electric Utility | WT | WND | WND | MISO | 1993445 | 584245 | 2022
natural gas combined cycle | TRUE | 56356 | Y | . | Clearwater Power Plant | City of Riverside - (CA) | 16088 | CA | PACC | WECC |  | 22 | 1 | Electric Utility | CA | NG | NG | CISO | 0 | 3908 | 2022
natural gas combined cycle | TRUE | 56356 | Y | . | Clearwater Power Plant | City of Riverside - (CA) | 16088 | CA | PACC | WECC |  | 22 | 1 | Electric Utility | CT | NG | NG | CISO | 126090 | 13091 | 2022
onshore wind | TRUE | 56357 | N | . | FPL Energy Burleigh County Wind | FPL Energy Burleigh County Wind LLC | 54717 | ND | WNC | MRO |  | 22 | 2 | NAICS-22 Non-Cogen | WT | WND | WND | MISO | 690943 | 202504 | 2022
onshore wind | TRUE | 56359 | N | . | Klondike Windpower II | Avangrid Renewables LLC | 15399 | OR | PACC | WECC |  | 22 | 2 | NAICS-22 Non-Cogen | WT | WND | WND | AVRN | 780202 | 228664 | 2022
onshore wind | TRUE | 56360 | N | . | Leaning Juniper | PacifiCorp | 14354 | OR | PACC | WECC |  | 22 | 1 | Electric Utility | WT | WND | WND | BPAT | 864628 | 253408 | 2022
onshore wind | TRUE | 56361 | N | . | Big Horn Wind Project | Avangrid Renewables LLC | 15399 | WA | PACC | WECC |  | 22 | 2 | NAICS-22 Non-Cogen | WT | WND | WND | AVRN | 1589407 | 465828 | 2022
onshore wind | TRUE | 56362 | N | . | Shiloh I Wind Project | Avangrid Renewables LLC | 15399 | CA | PACC | WECC |  | 22 | 2 | NAICS-22 Non-Cogen | WT | WND | WND | CISO | 1422582 | 416935 | 2022
petroleum | TRUE | 56363 | N | . | Danville New Design Plant | City of Danville - (VA) | 4794 | VA | SAT | RFC |  | 22 | 1 | Electric Utility | IC | DFO | DFO | PJM | 478 | 35.28 | 2022
petroleum | TRUE | 56364 | N | . | Danville Kentuck Road Plant | City of Danville - (VA) | 4794 | VA | SAT | RFC |  | 22 | 1 | Electric Utility | IC | DFO | DFO | PJM | 525 | 40.18 | 2022
petroleum | TRUE | 56367 | N | . | Electric Avenue Facility | Town of Culpeper- (VA) | 4619 | VA | SAT | SERC |  | 22 | 1 | Electric Utility | IC | DFO | DFO | PJM | 5163 | 647 | 2022
petroleum | TRUE | 56368 | N | . | Water Treatment Plant Generators | City of Manassas - (VA) | 11560 | VA | SAT | SERC |  | 22 | 1 | Electric Utility | IC | DFO | DFO | PJM | 146 | 4 | 2022
onshore wind | TRUE | 56369 | N | . | Casselman Wind Power Project | Avangrid Renewables LLC | 15399 | PA | MAT | RFC |  | 22 | 2 | NAICS-22 Non-Cogen | WT | WND | WND | PJM | 299416 | 87754 | 2022
onshore wind | TRUE | 56371 | N | . | Cedar Creek Wind | Leeward Asset Management, LLC | 50123 | CO | MTN | WECC |  | 22 | 2 | NAICS-22 Non-Cogen | WT | WND | WND | PSCO | 2199256 | 644565 | 2022
onshore wind | TRUE | 56372 | N | . | Sweetwater Wind 5 | Leeward Asset Management, LLC | 50123 | TX | WSC | TRE |  | 22 | 2 | NAICS-22 Non-Cogen | WT | WND | WND | ERCO | 573550 | 168098 | 2022
natural gas peaker | TRUE | 56374 | Y | . | Robert Mueller Energy Center | Austin Energy | 1015 | TX | WSC | TRE |  | 22 | 1 | Electric Utility | GT | NG | NG | ERCO | 324662 | 27646 | 2022
petroleum | TRUE | 56374 | Y | . | Robert Mueller Energy Center | Austin Energy | 1015 | TX | WSC | TRE |  | 22 | 1 | Electric Utility | IC | DFO | DFO | ERCO | 279 | 28 | 2022
onshore wind | TRUE | 56376 | N | . | Pike County Wind Power | Illinois Rural Electric Coop | 9209 | IL | ENC | SERC |  | 22 | 1 | Electric Utility | WT | WND | WND | MISO | 11040 | 3236 | 2022
onshore wind | TRUE | 56377 | N | . | Judith Gap Wind Energy Center | Invenergy Services LLC | 49893 | MT | MTN | WECC |  | 22 | 2 | NAICS-22 Non-Cogen | WT | WND | WND | NWMT | 1717322 | 503318 | 2022
onshore wind | TRUE | 56378 | N | . | Pakini Nui Wind Farm | Apollo Energy Corp | 794 | HI | PACN |  |  | 22 | 2 | NAICS-22 Non-Cogen | WT | WND | WND |  | 363159 | 106436 | 2022
onshore wind | TRUE | 56379 | N | . | Victory Wind Farm | MidAmerican Energy Co | 12341 | IA | WNC | MRO |  | 22 | 1 | Electric Utility | WT | WND | WND | MISO | 1433978 | 420275 | 2022
onshore wind | TRUE | 56380 | N | . | Centennial Wind Farm | Oklahoma Gas & Electric Co | 14063 | OK | WSC | MRO |  | 22 | 1 | Electric Utility | WT | WND | WND | SWPP | 590989 | 173209 | 2022
onshore wind | TRUE | 56383 | N | . | Northern Iowa Windpower II | Avangrid Renewables LLC | 15399 | IA | WNC | MRO |  | 22 | 2 | NAICS-22 Non-Cogen | WT | WND | WND | MISO | 486438 | 142567 | 2022
onshore wind | TRUE | 56386 | N | . | Top of Iowa Windfarm III | Madison Gas & Electric Co | 11479 | IA | WNC | MRO |  | 22 | 1 | Electric Utility | WT | WND | WND | MISO | 172783 | 50640 | 2022
onshore wind | TRUE | 56391 | N | . | Blue Sky Green Field Wind Project | Wisconsin Electric Power Co | 20847 | WI | ENC | RFC |  | 22 | 1 | Electric Utility | WT | WND | WND | MISO | 1088966 | 319157 | 2022
onshore wind | TRUE | 56392 | N | . | FPL Energy Oliver Wind I LLC | FPL Energy Oliver County Wind | 55696 | ND | WNC | MRO |  | 22 | 2 | NAICS-22 Non-Cogen | WT | WND | WND | MISO | 663087 | 194340 | 2022
onshore wind | TRUE | 56394 | N | . | Forest Creek Wind Farm LLC | RWE Renewables Americas, LLC | 56215 | TX | WSC | TRE |  | 22 | 2 | NAICS-22 Non-Cogen | WT | WND | WND | ERCO | 816963 | 239438 | 2022
onshore wind | TRUE | 56395 | N | . | Mesquite Wind Power LLC | Mesquite Wind LLC | 54759 | TX | WSC | TRE |  | 22 | 2 | NAICS-22 Non-Cogen | WT | WND | WND | ERCO | 1596723 | 467973 | 2022
natural gas peaker | TRUE | 56397 | N | . | Hunlock Unit 4 | Hunlock Energy, LLC | 61319 | PA | MAT | RFC |  | 22 | 2 | NAICS-22 Non-Cogen | GT | NG | NG | PJM | 529468 | 52597.001 | 2022
onshore wind | TRUE | 56399 | N | . | Lempster Wind LLC | Avangrid Renewables LLC | 15399 | NH | NEW | NPCC |  | 22 | 2 | NAICS-22 Non-Cogen | WT | WND | WND | ISNE | 214103 | 62750 | 2022
petroleum | TRUE | 56400 | N | . | Treasure Coast Energy Center | Fort Pierce Utilities Authority | 6616 | FL | SAT | SERC |  | 22 | 1 | Electric Utility | CA | DFO | DFO | FMPP | 0 | 0 | 2022
natural gas combined cycle | TRUE | 56400 | N | . | Treasure Coast Energy Center | Fort Pierce Utilities Authority | 6616 | FL | SAT | SERC |  | 22 | 1 | Electric Utility | CA | NG | NG | FMPP | 917146 | 777672 | 2022
petroleum | TRUE | 56400 | N | . | Treasure Coast Energy Center | Fort Pierce Utilities Authority | 6616 | FL | SAT | SERC |  | 22 | 1 | Electric Utility | CT | DFO | DFO | FMPP | 0 | 0 | 2022
natural gas combined cycle | TRUE | 56400 | N | . | Treasure Coast Energy Center | Fort Pierce Utilities Authority | 6616 | FL | SAT | SERC |  | 22 | 1 | Electric Utility | CT | NG | NG | FMPP | 13388887 | 1194583 | 2022
biomass | TRUE | 56404 | N | . | Noble Hill Landfill | City Utilities of Springfield - (MO) | 17833 | MO | WNC | MRO |  | 22 | 1 | Electric Utility | IC | LFG | MLG | SWPP | 36736 | 3557 | 2022
natural gas steam turbine | TRUE | 56405 | N | . | Nevada Solar One | Acciona Solar Power | 55744 | NV | MTN | WECC |  | 22 | 2 | NAICS-22 Non-Cogen | ST | NG | NG | NEVP | 24689 | 2006 | 2022
solar thermal | TRUE | 56405 | N | . | Nevada Solar One | Acciona Solar Power | 55744 | NV | MTN | WECC |  | 22 | 2 | NAICS-22 Non-Cogen | ST | SUN | SUN | NEVP | 313071 | 91756 | 2022
biomass | FALSE | 56406 | Y | . | Sierra Pacific Burlington Facility | Sierra Pacific Industries | 17164 | WA | PACC | WECC |  | 321 | 7 | Industrial NAICS Cogen | ST | WDS | WWW | PSEI | 418017 | 92115 | 2022
petroleum | TRUE | 56407 | N | . | West County Energy Center | Florida Power & Light Co | 6452 | FL | SAT | SERC |  | 22 | 1 | Electric Utility | CA | DFO | DFO | FPL | 0 | 5668.263 | 2022
natural gas combined cycle | TRUE | 56407 | N | . | West County Energy Center | Florida Power & Light Co | 6452 | FL | SAT | SERC |  | 22 | 1 | Electric Utility | CA | NG | NG | FPL | 0 | 5507397.7 | 2022
petroleum | TRUE | 56407 | N | . | West County Energy Center | Florida Power & Light Co | 6452 | FL | SAT | SERC |  | 22 | 1 | Electric Utility | CT | DFO | DFO | FPL | 134801 | 13595.845 | 2022
natural gas combined cycle | TRUE | 56407 | N | . | West County Energy Center | Florida Power & Light Co | 6452 | FL | SAT | SERC |  | 22 | 1 | Electric Utility | CT | NG | NG | FPL | 136596148 | 14009602 | 2022
onshore wind | TRUE | 56408 | N | . | Agriwind | Agriwind Holdings, LLC | 65300 | IL | ENC | RFC |  | 22 | 2 | NAICS-22 Non-Cogen | WT | WND | WND | MISO | 45758 | 13411 | 2022
onshore wind | TRUE | 56409 | N | . | Stahl Wind Energy | Longroad Energy Services LLC | 61219 | MN | WNC | MRO |  | 22 | 2 | NAICS-22 Non-Cogen | WT | WND | WND | MISO | 16091 | 4716 | 2022
onshore wind | TRUE | 56410 | N | . | Carstensen Wind | Longroad Energy Services LLC | 61219 | MN | WNC | MRO |  | 22 | 2 | NAICS-22 Non-Cogen | WT | WND | WND | MISO | 14493 | 4248 | 2022
onshore wind | TRUE | 56411 | N | . | Northern Lights Wind LLC | Longroad Energy Services LLC | 61219 | MN | WNC | MRO |  | 22 | 2 | NAICS-22 Non-Cogen | WT | WND | WND | MISO | 10291 | 3016 | 2022
onshore wind | TRUE | 56412 | N | . | Lucky Wind | Longroad Energy Services LLC | 61219 | MN | WNC | MRO |  | 22 | 2 | NAICS-22 Non-Cogen | WT | WND | WND | MISO | 8182 | 2398 | 2022
onshore wind | TRUE | 56413 | N | . | Greenback Energy | Longroad Energy Services LLC | 61219 | MN | WNC | MRO |  | 22 | 2 | NAICS-22 Non-Cogen | WT | WND | WND | MISO | 17984 | 5271 | 2022
onshore wind | TRUE | 56414 | N | . | Redwood Falls Wind | Southern Minnesota Mun P Agny | 40580 | MN | WNC | MRO |  | 22 | 1 | Electric Utility | WT | WND | WND | MISO | 37358 | 10949 | 2022
onshore wind | TRUE | 56415 | N | . | Fairmont Wind | Southern Minnesota Mun P Agny | 40580 | MN | WNC | MRO |  | 22 | 1 | Electric Utility | WT | WND | WND | MISO | 55819 | 16360 | 2022
onshore wind | TRUE | 56416 | N | . | Michigan Wind 1 | Michigan Wind 1, LLC | 54800 | MI | ENC | RFC |  | 22 | 2 | NAICS-22 Non-Cogen | WT | WND | WND | MISO | 582814 | 170813 | 2022
biomass | TRUE | 56419 | N | . | Beecher Gas Recovery | Will County Energy LLC | 60539 | IL | ENC | RFC |  | 22 | 2 | NAICS-22 Non-Cogen | IC | LFG | MLG | PJM | 28530 | 3475 | 2022
petroleum | TRUE | 56420 | N | . | Renick Run Pumping Station 03-04 | City of Columbus - (OH) | 4065 | OH | ENC | RFC |  | 22 | 1 | Electric Utility | IC | DFO | DFO | PJM | 78 | 3.92 | 2022
petroleum | TRUE | 56421 | N | . | PS ST-8 Engine No 1 | City of Columbus - (OH) | 4065 | OH | ENC | RFC |  | 22 | 1 | Electric Utility | IC | DFO | DFO | PJM | 564 | 7.84 | 2022
petroleum | TRUE | 56422 | N | . | ST-1/1A Engine No 1 | City of Columbus - (OH) | 4065 | OH | ENC | RFC |  | 22 | 1 | Electric Utility | IC | DFO | DFO | PJM | 306 | 0.98 | 2022
petroleum | TRUE | 56423 | N | . | Dodge Park Engine No 1 | City of Columbus - (OH) | 4065 | OH | ENC | RFC |  | 22 | 1 | Electric Utility | IC | DFO | DFO | PJM | 102 | 4.9 | 2022
onshore wind | TRUE | 56424 | N | . | Mower County Wind Energy Center | Northern States Power Co - Minnesota | 13781 | MN | WNC | MRO |  | 22 | 1 | Electric Utility | WT | WND | WND | MISO | 1206781 | 353687 | 2022
biomass | TRUE | 56426 | N | . | Ameresco Chicopee Energy | AMERESCO Chicopee Energy LLC | 54812 | MA | NEW | NPCC |  | 22 | 2 | NAICS-22 Non-Cogen | IC | LFG | MLG | ISNE | 220001 | 18937 | 2022
biomass | TRUE | 56427 | N | . | Ameresco Janesville | AMERESCO Janesville LLC | 54813 | WI | ENC | MRO |  | 22 | 2 | NAICS-22 Non-Cogen | IC | LFG | MLG | MISO | 105474 | 7303 | 2022
biomass | TRUE | 56428 | N | . | Ameresco Santa Cruz Energy | AMERESCO Santa Cruz Energy LLC | 54814 | CA | PACC | WECC |  | 22 | 2 | NAICS-22 Non-Cogen | IC | LFG | MLG | CISO | 196409 | 16195 | 2022
biomass | TRUE | 56429 | N | . | Ameresco Delaware South | AMERESCO Delaware South | 54815 | DE | SAT | RFC |  | 22 | 2 | NAICS-22 Non-Cogen | IC | LFG | MLG | PJM | 300985 | 27898 | 2022
biomass | TRUE | 56430 | N | . | Ameresco Delaware Central | AMERESCO Delaware Central | 54816 | DE | SAT | RFC |  | 22 | 2 | NAICS-22 Non-Cogen | IC | LFG | MLG | PJM | 338718 | 30475 | 2022
onshore wind | TRUE | 56432 | N | . | Wildorado Wind LLC | Wildorado Wind, LLC | 64668 | TX | WSC | MRO |  | 22 | 2 | NAICS-22 Non-Cogen | WT | WND | WND | SWPP | 2353235 | 689694 | 2022
onshore wind | TRUE | 56433 | N | . | Pine Tree Wind Power Project | Los Angeles Department of Water & Power | 11208 | CA | PACC | WECC |  | 22 | 1 | Electric Utility | WT | WND | WND | LDWP | 420307 | 123185 | 2022
onshore wind | TRUE | 56434 | N | . | Burley Butte Windpark | Idaho Wind Partners 1 LLC | 56592 | ID | MTN | WECC |  | 22 | 2 | NAICS-22 Non-Cogen | WT | WND | WND | IPCO | 192877 | 56529 | 2022
onshore wind | TRUE | 56435 | N | . | Golden Valley Wind Park LLC | Idaho Wind Partners 1 LLC | 56592 | ID | MTN | WECC |  | 22 | 2 | NAICS-22 Non-Cogen | WT | WND | WND | IPCO | 102308 | 29985 | 2022
onshore wind | TRUE | 56437 | N | . | Milner Dam Wind Park LLC | Idaho Wind Partners 1 LLC | 56592 | ID | MTN | WECC |  | 22 | 2 | NAICS-22 Non-Cogen | WT | WND | WND | IPCO | 175207 | 51350 | 2022
onshore wind | TRUE | 56439 | N | . | Oregon Trail Wind Park | Idaho Wind Partners 1 LLC | 56592 | ID | MTN | WECC |  | 22 | 2 | NAICS-22 Non-Cogen | WT | WND | WND | IPCO | 118249 | 34657 | 2022
onshore wind | TRUE | 56440 | N | . | Pilgrim Stage Wind Park | Idaho Wind Partners 1 LLC | 56592 | ID | MTN | WECC |  | 22 | 2 | NAICS-22 Non-Cogen | WT | WND | WND | IPCO | 106968 | 31351 | 2022
onshore wind | TRUE | 56441 | N | . | Salmon Falls Wind Park | Idaho Wind Partners 1 LLC | 56592 | ID | MTN | WECC |  | 22 | 2 | NAICS-22 Non-Cogen | WT | WND | WND | IPCO | 195757 | 57373 | 2022
onshore wind | TRUE | 56442 | N | . | Thousand Springs Wind Park | Idaho Wind Partners 1 LLC | 56592 | ID | MTN | WECC |  | 22 | 2 | NAICS-22 Non-Cogen | WT | WND | WND | IPCO | 103009 | 30190 | 2022
onshore wind | TRUE | 56443 | N | . | Tuana Gulch Wind Park | Idaho Wind Partners 1 LLC | 56592 | ID | MTN | WECC |  | 22 | 2 | NAICS-22 Non-Cogen | WT | WND | WND | IPCO | 96488 | 28279 | 2022
petroleum | TRUE | 56445 | N | . | Spindle Hill Energy Center | Invenergy Services LLC | 49893 | CO | MTN | WECC |  | 22 | 2 | NAICS-22 Non-Cogen | GT | DFO | DFO | PSCO | 34079 | 2786.932 | 2022
natural gas peaker | TRUE | 56445 | N | . | Spindle Hill Energy Center | Invenergy Services LLC | 49893 | CO | MTN | WECC |  | 22 | 2 | NAICS-22 Non-Cogen | GT | NG | NG | PSCO | 3717121 | 319726.07 | 2022
onshore wind | TRUE | 56446 | N | . | Buena Vista Energy LLC | Leeward Asset Management, LLC | 50123 | CA | PACC | WECC |  | 22 | 2 | NAICS-22 Non-Cogen | WT | WND | WND | CISO | 318018 | 93206 | 2022
onshore wind | TRUE | 56448 | N | . | Mars Hill Wind Farm Project | Evergreen Wind, LLC | 59155 | ME | NEW | NPCC |  | 22 | 2 | NAICS-22 Non-Cogen | WT | WND | WND | NBSO | 445737 | 130638 | 2022
onshore wind | TRUE | 56449 | N | . | Kaheawa Pastures Wind Farm Hybrid | Evergreen Wind, LLC | 59155 | HI | PACN |  |  | 22 | 2 | NAICS-22 Non-Cogen | WT | WND | WND |  | 286974 | 84107 | 2022
onshore wind | TRUE | 56450 | N | . | GSG LLC | Leeward Asset Management, LLC | 50123 | IL | ENC | RFC |  | 22 | 2 | NAICS-22 Non-Cogen | WT | WND | WND | PJM | 759327 | 222546 | 2022
onshore wind | TRUE | 56451 | N | . | Allegheny Ridge Wind Farm | Leeward Asset Management, LLC | 50123 | PA | MAT | RFC |  | 22 | 2 | NAICS-22 Non-Cogen | WT | WND | WND | PJM | 678443 | 198840 | 2022
petroleum | TRUE | 56456 | N | . | Plum Point Energy Station | NRG Energy Services - Plum Point | 58905 | AR | WSC | SERC |  | 22 | 2 | NAICS-22 Non-Cogen | ST | DFO | DFO | MISO | 176167 | 18161.545 | 2022
hard coal | TRUE | 56456 | N | . | Plum Point Energy Station | NRG Energy Services - Plum Point | 58905 | AR | WSC | SERC |  | 22 | 2 | NAICS-22 Non-Cogen | ST | SUB | COL | MISO | 42307085 | 4335463.5 | 2022
onshore wind | TRUE | 56457 | N | . | Post Wind Farm LP | FPL Energy Red Canyon LLC | 54870 | TX | WSC | TRE |  | 22 | 2 | NAICS-22 Non-Cogen | WT | WND | WND | ERCO | 1123872 | 329388 | 2022
natural gas combined cycle | TRUE | 56458 | N | . | Hobbs Generating Station | Lea Power Partners LLC | 54874 | NM | MTN | MRO |  | 22 | 2 | NAICS-22 Non-Cogen | CA | NG | NG | SWPP | 1084153 | 1291694 | 2022
natural gas combined cycle | TRUE | 56458 | N | . | Hobbs Generating Station | Lea Power Partners LLC | 54874 | NM | MTN | MRO |  | 22 | 2 | NAICS-22 Non-Cogen | CT | NG | NG | SWPP | 24264735 | 2122715 | 2022
natural gas peaker | TRUE | 56458 | N | . | Hobbs Generating Station | Lea Power Partners LLC | 54874 | NM | MTN | MRO |  | 22 | 2 | NAICS-22 Non-Cogen | GT | NG | NG | SWPP | 9651 | 784 | 2022
onshore wind | TRUE | 56459 | N | . | MinnDakota Wind LLC | Avangrid Renewables LLC | 15399 | MN | WNC | MRO |  | 22 | 2 | NAICS-22 Non-Cogen | WT | WND | WND | MISO | 962680 | 282145 | 2022
onshore wind | TRUE | 56460 | N | . | Twin Buttes Wind Project | Avangrid Renewables LLC | 15399 | CO | MTN | WECC |  | 22 | 2 | NAICS-22 Non-Cogen | WT | WND | WND | PSCO | 705533 | 206780 | 2022
biomass | FALSE | 56461 | N | . | Dry Creek LFG to Energy Project | Oregon Environmental Industries LLC | 54878 | OR | PACC | WECC |  | 562212 | 4 | Commercial NAICS Non-Cogen | IC | LFG | MLG | PACW | 194040 | 13533 | 2022
natural gas peaker | FALSE | 56461 | N | . | Dry Creek LFG to Energy Project | Oregon Environmental Industries LLC | 54878 | OR | PACC | WECC |  | 562212 | 4 | Commercial NAICS Non-Cogen | IC | NG | NG | PACW | 0 | 0 | 2022
petroleum | TRUE | 56462 | N | . | Geneva Generation Facility | City of Geneva- (IL) | 7096 | IL | ENC | RFC |  | 22 | 1 | Electric Utility | IC | DFO | DFO | PJM | 0 | 0 | 2022
natural gas peaker | TRUE | 56462 | N | . | Geneva Generation Facility | City of Geneva- (IL) | 7096 | IL | ENC | RFC |  | 22 | 1 | Electric Utility | IC | NG | NG | PJM | 92052 | 10168 | 2022
biomass | TRUE | 56463 | N | . | Oak Ridge LFGTE | Wabash Valley Power Assn, Inc | 40211 | IN | ENC | RFC |  | 22 | 1 | Electric Utility | IC | LFG | MLG | MISO | 248167 | 23635 | 2022
biomass | TRUE | 56464 | N | . | Jay County LFGTE | Wabash Valley Power Assn, Inc | 40211 | IN | ENC | RFC |  | 22 | 1 | Electric Utility | IC | LFG | MLG | PJM | 171068 | 16292 | 2022
biomass | TRUE | 56465 | N | . | Liberty I & II LFGTE | Wabash Valley Power Assn, Inc | 40211 | IN | ENC | RFC |  | 22 | 1 | Electric Utility | IC | LFG | MLG | MISO | 929709 | 88544 | 2022
onshore wind | TRUE | 56466 | N | . | Marengo Wind Plant | PacifiCorp | 14354 | WA | PACC | WECC |  | 22 | 1 | Electric Utility | WT | WND | WND | PACW | 2006710 | 588133 | 2022
natural gas combined cycle | TRUE | 56467 | N | . | Russell City Energy Center | Russell City Energy Company LLC | 54890 | CA | PACC | WECC |  | 22 | 2 | NAICS-22 Non-Cogen | CA | NG | NG | CISO | 186020 | 369389 | 2022
natural gas combined cycle | TRUE | 56467 | N | . | Russell City Energy Center | Russell City Energy Company LLC | 54890 | CA | PACC | WECC |  | 22 | 2 | NAICS-22 Non-Cogen | CT | NG | NG | CISO | 7360471 | 667999 | 2022
onshore wind | TRUE | 56468 | N | . | Klondike Windpower III | Avangrid Renewables LLC | 15399 | OR | PACC | WECC |  | 22 | 2 | NAICS-22 Non-Cogen | WT | WND | WND | AVRN | 2416407 | 708208 | 2022
biomass | FALSE | 56469 | Y | . | Roseburg Forest Products Biomass | Roseburg Forest Products | 54894 | CA | PACC | WECC |  | 321 | 7 | Industrial NAICS Cogen | ST | WDS | WWW | PACW | 170372 | 34042 | 2022
onshore wind | TRUE | 56470 | N | . | Locust Ridge | Avangrid Renewables LLC | 15399 | PA | MAT | RFC |  | 22 | 2 | NAICS-22 Non-Cogen | WT | WND | WND | PJM | 179461 | 52596 | 2022
natural gas peaker | TRUE | 56471 | N | . | McGrath Peaker | Southern California Edison Co | 17609 | CA | PACC | WECC |  | 22 | 1 | Electric Utility | GT | NG | NG | CISO | 332385 | 30424.999 | 2022
other | TRUE | 56472 | N | . | Grapeland Hybrid | Southern California Edison Co | 17609 | CA | PACC | WECC |  | 22 | 1 | Electric Utility | BA | MWH | OTH | CISO | 0 | 0 | 2022
natural gas peaker | TRUE | 56472 | N | . | Grapeland Hybrid | Southern California Edison Co | 17609 | CA | PACC | WECC |  | 22 | 1 | Electric Utility | GT | NG | NG | CISO | 133069 | 10218 | 2022
natural gas peaker | TRUE | 56473 | N | . | Mira Loma Peaker | Southern California Edison Co | 17609 | CA | PACC | WECC |  | 22 | 1 | Electric Utility | GT | NG | NG | CISO | 291342 | 28370 | 2022
natural gas peaker | TRUE | 56474 | N | . | Barre Peaker | Southern California Edison Co | 17609 | CA | PACC | WECC |  | 22 | 1 | Electric Utility | GT | NG | NG | CISO | 238282 | 23165 | 2022
other | TRUE | 56475 | N | . | Center Hybrid | Southern California Edison Co | 17609 | CA | PACC | WECC |  | 22 | 1 | Electric Utility | BA | MWH | OTH | CISO | 0 | 0 | 2022
natural gas peaker | TRUE | 56475 | N | . | Center Hybrid | Southern California Edison Co | 17609 | CA | PACC | WECC |  | 22 | 1 | Electric Utility | GT | NG | NG | CISO | 95850 | 6864 | 2022
natural gas combined cycle | TRUE | 56476 | N | . | Gateway Generating Station | Pacific Gas & Electric Co. | 14328 | CA | PACC | WECC |  | 22 | 1 | Electric Utility | CA | NG | NG | CISO | 770615 | 886888 | 2022
biomass | TRUE | 56476 | N | . | Gateway Generating Station | Pacific Gas & Electric Co. | 14328 | CA | PACC | WECC |  | 22 | 1 | Electric Utility | CA | OBG | ORW | CISO | 0 | 0 | 2022
natural gas combined cycle | TRUE | 56476 | N | . | Gateway Generating Station | Pacific Gas & Electric Co. | 14328 | CA | PACC | WECC |  | 22 | 1 | Electric Utility | CT | NG | NG | CISO | 16868365 | 1551817 | 2022
biomass | TRUE | 56476 | N | . | Gateway Generating Station | Pacific Gas & Electric Co. | 14328 | CA | PACC | WECC |  | 22 | 1 | Electric Utility | CT | OBG | ORW | CISO | 0 | 0 | 2022
natural gas peaker | TRUE | 56478 | Y | . | MJMEUC Generating Station #1 | Missouri Jnt Muni.Pwr Elec. Ut. Comm. | 12670 | MO | WNC | SERC |  | 22 | 1 | Electric Utility | GT | NG | NG | MISO | 445350 | 104890 | 2022
onshore wind | TRUE | 56479 | N | . | Sand Bluff Wind Farm | RWE Renewables Americas, LLC | 56215 | TX | WSC | TRE |  | 22 | 2 | NAICS-22 Non-Cogen | WT | WND | WND | ERCO | 60091 | 17612 | 2022
petroleum | TRUE | 56480 | N | . | Marshfield Utilities Gas Plant | City of Marshfield - (WI) | 11740 | WI | ENC | MRO |  | 22 | 1 | Electric Utility | GT | DFO | DFO | MISO | 0 | 0 | 2022
natural gas peaker | TRUE | 56480 | N | . | Marshfield Utilities Gas Plant | City of Marshfield - (WI) | 11740 | WI | ENC | MRO |  | 22 | 1 | Electric Utility | GT | NG | NG | MISO | 101735 | 9151.999 | 2022
solar pv | TRUE | 56481 | N | . | SunE Alamosa | SunE Alamosa1 LLC | 54902 | CO | MTN | WECC |  | 22 | 2 | NAICS-22 Non-Cogen | PV | SUN | SUN | PSCO | 46844 | 13729 | 2022
natural gas peaker | TRUE | 56482 | N | . | Black Mountain Generating Station | UNS Electric, Inc | 19728 | AZ | MTN | WECC |  | 22 | 1 | Electric Utility | GT | NG | NG | TEPC | 981170 | 93670.999 | 2022
onshore wind | TRUE | 56483 | N | . | Post Oak Wind LLC | Mesquite Wind LLC | 54759 | TX | WSC | TRE |  | 22 | 2 | NAICS-22 Non-Cogen | WT | WND | WND | ERCO | 1491318 | 437080 | 2022
onshore wind | TRUE | 56484 | N | . | Buffalo Gap 2 Wind Farm | AES Distributed Energy | 61012 | TX | WSC | TRE |  | 22 | 2 | NAICS-22 Non-Cogen | WT | WND | WND | ERCO | 1379152 | 404206 | 2022
onshore wind | TRUE | 56485 | N | . | Biglow Canyon Wind Farm | Portland General Electric Co | 15248 | OR | PACC | WECC |  | 22 | 1 | Electric Utility | WT | WND | WND | PGE | 2611666 | 765435 | 2022
onshore wind | TRUE | 56487 | N | . | White Creek Wind Farm | White Creek Wind 1 LLC | 55907 | WA | PACC | WECC |  | 22 | 2 | NAICS-22 Non-Cogen | WT | WND | WND | BPAT | 1766653 | 517776 | 2022
onshore wind | TRUE | 56488 | N | . | Smoky Hills Wind Project Phase I | Smoky Hills Wind Farm I LLC | 55886 | KS | WNC | MRO |  | 22 | 2 | NAICS-22 Non-Cogen | WT | WND | WND | SWPP | 1090373 | 319570 | 2022
natural gas peaker | TRUE | 56489 | N | . | Elkins Generating Center | Arkansas Electric Coop Corp | 807 | AR | WSC | SERC |  | 22 | 1 | Electric Utility | GT | NG | NG | SWPP | 342015 | 29544 | 2022
onshore wind | TRUE | 56493 | N | . | Buffalo Mountain Energy Center | Invenergy Services LLC | 49893 | TN | ESC | SERC |  | 22 | 2 | NAICS-22 Non-Cogen | WT | WND | WND | TVA | 50718 | 14865 | 2022
onshore wind | TRUE | 56494 | N | . | Prairie Star Wind Farm | High Prairie Wind Farm II LLC | 54904 | MN | WNC | MRO |  | 22 | 2 | NAICS-22 Non-Cogen | WT | WND | WND | MISO | 1160080 | 340000 | 2022
onshore wind | TRUE | 56495 | N | . | NedPower Mount Storm | Clearway Energy Operating LLC | 64536 | WV | SAT | RFC |  | 22 | 2 | NAICS-22 Non-Cogen | WT | WND | WND | PJM | 2026763 | 594010 | 2022
natural gas steam turbine | FALSE | 56496 | N | . | Phillips 66 Billings Refinery | Phillips 66 Billings Refinery | 54916 | MT | MTN | WECC |  | 32411 | 6 | Industrial NAICS Non-Cogen | ST | NG | NG | NWMT | 0 | 0 | 2022
other | FALSE | 56496 | N | . | Phillips 66 Billings Refinery | Phillips 66 Billings Refinery | 54916 | MT | MTN | WECC |  | 32411 | 6 | Industrial NAICS Non-Cogen | ST | OG | OOG | NWMT | 0 | 0 | 2022
petroleum | FALSE | 56496 | N | . | Phillips 66 Billings Refinery | Phillips 66 Billings Refinery | 54916 | MT | MTN | WECC |  | 32411 | 6 | Industrial NAICS Non-Cogen | ST | RFO | RFO | NWMT | 0 | 0 | 2022
natural gas peaker | TRUE | 56497 | N | . | Goodman Energy Center | Midwest Energy Inc | 12524 | KS | WNC | MRO |  | 22 | 1 | Electric Utility | IC | NG | NG | SWPP | 893428 | 97891 | 2022
hydro | TRUE | 56498 | N | . | Mora Drop Hydroelectric Project | Boise-Kuna Irrigation District | 1932 | ID | MTN | WECC |  | 22 | 2 | NAICS-22 Non-Cogen | HY | WAT | HYC | IPCO | 12828 | 3759 | 2022
hydro | TRUE | 56499 | N | . | Tiber Dam Hydroelectric Plant | Tiber Montana LLC | 55704 | MT | MTN | WECC |  | 22 | 2 | NAICS-22 Non-Cogen | HY | WAT | HYC | WAUW | 155899 | 45691 | 2022
natural gas peaker | FALSE | 56500 | N | . | Western 102 Power Plant | Nevada Gold Mines | 55710 | NV | MTN | WECC |  | 2122 | 6 | Industrial NAICS Non-Cogen | IC | NG | NG | NEVP | 3045929 | 351871 | 2022
solar pv | FALSE | 56500 | N | . | Western 102 Power Plant | Nevada Gold Mines | 55710 | NV | MTN | WECC |  | 2122 | 6 | Industrial NAICS Non-Cogen | PV | SUN | SUN | NEVP | 4954 | 1452 | 2022
onshore wind | TRUE | 56501 | N | . | Pomeroy Wind Farm | MidAmerican Energy Co | 12341 | IA | WNC | MRO |  | 22 | 1 | Electric Utility | WT | WND | WND | MISO | 3886872 | 1139177 | 2022
natural gas peaker | TRUE | 56502 | N | . | Emporia Energy Center | Evergy Kansas Central, Inc | 22500 | KS | WNC | MRO |  | 22 | 1 | Electric Utility | GT | NG | NG | SWPP | 4339731 | 350815 | 2022
natural gas peaker | TRUE | 56503 | N | . | Riley Generating Station | City of Zeeland - (MI) | 21158 | MI | ENC | RFC |  | 22 | 1 | Electric Utility | IC | NG | NG | MISO | 8201 | 553 | 2022
natural gas peaker | TRUE | 56504 | N | . | Municipal Power Plant | City of Zeeland - (MI) | 21158 | MI | ENC | RFC |  | 22 | 1 | Electric Utility | IC | NG | NG | MISO | 1979 | 163 | 2022
petroleum | TRUE | 56505 | N | . | Jonesboro City Water & Light Plant | City Water and Light Plant | 9879 | AR | WSC | SERC |  | 22 | 1 | Electric Utility | GT | DFO | DFO | MISO | 15298 | 1428.3 | 2022
natural gas peaker | TRUE | 56505 | N | . | Jonesboro City Water & Light Plant | City Water and Light Plant | 9879 | AR | WSC | SERC |  | 22 | 1 | Electric Utility | GT | NG | NG | MISO | 1045019 | 97573.7 | 2022
onshore wind | TRUE | 56506 | N | . | Scurry County Wind LP | Invenergy Services LLC | 49893 | TX | WSC | TRE |  | 22 | 2 | NAICS-22 Non-Cogen | WT | WND | WND | ERCO | 855532 | 250742 | 2022
natural gas peaker | FALSE | 56509 | Y | . | Tesoro SLC Cogeneration Plant | Tesoro Refng Marketing Co Mntn Region | 54911 | UT | MTN | WECC |  | 32411 | 7 | Industrial NAICS Cogen | GT | NG | NG | PACE | 2241997 | 199609.58 | 2022
other | FALSE | 56509 | Y | . | Tesoro SLC Cogeneration Plant | Tesoro Refng Marketing Co Mntn Region | 54911 | UT | MTN | WECC |  | 32411 | 7 | Industrial NAICS Cogen | GT | OG | OOG | PACE | 34075 | 3024.422 | 2022
biomass | TRUE | 56510 | Y | . | Frey Farm Landfill | EPP Renewable Energy | 57249 | PA | MAT | RFC |  | 22 | 3 | NAICS-22 Cogen | IC | LFG | MLG | PJM | 189264 | 16549 | 2022
biomass | TRUE | 56511 | N | . | Pennsauken Landfill | EPP Renewable Energy | 57249 | NJ | MAT | RFC |  | 22 | 2 | NAICS-22 Non-Cogen | IC | LFG | MLG | PJM | 43475 | 3587 | 2022
biomass | TRUE | 56512 | N | . | GLRA Landfill | EPP Renewable Energy | 57249 | PA | MAT | RFC |  | 22 | 2 | NAICS-22 Non-Cogen | IC | LFG | MLG | PJM | 158414 | 13996 | 2022
natural gas peaker | TRUE | 56513 | N | . | Whitemarsh Central Utility Plant | EPP Renewable Energy | 57249 | PA | MAT | RFC |  | 22 | 2 | NAICS-22 Non-Cogen | IC | NG | NG | PJM | 574 | 45 | 2022
natural gas peaker | TRUE | 56516 | N | . | Plains End II LLC | Plains End Operating Services LLC | 15142 | CO | MTN | WECC |  | 22 | 2 | NAICS-22 Non-Cogen | IC | NG | NG | PSCO | 273757 | 28938 | 2022
petroleum | TRUE | 56517 | N | . | West Diesel Generation Unit | City of Pocahontas - (IA) | 15180 | IA | WNC | MRO |  | 22 | 1 | Electric Utility | IC | DFO | DFO | MISO | 18 | 0 | 2022
natural gas peaker | FALSE | 56518 | Y | . | South Energy Center | Gainesville Regional Utilities | 6909 | FL | SAT | SERC |  | 622 | 5 | Commercial NAICS Cogen | GT | NG | NG | GVL | 7256 | 1663 | 2022
petroleum | FALSE | 56518 | Y | . | South Energy Center | Gainesville Regional Utilities | 6909 | FL | SAT | SERC |  | 622 | 5 | Commercial NAICS Cogen | IC | DFO | DFO | GVL | 0 | 0 | 2022
natural gas peaker | FALSE | 56518 | Y | . | South Energy Center | Gainesville Regional Utilities | 6909 | FL | SAT | SERC |  | 622 | 5 | Commercial NAICS Cogen | IC | NG | NG | GVL | 176716 | 40507 | 2022
petroleum | TRUE | 56519 | N | . | Salem Electric Department | City of Salem - (VA) | 16558 | VA | SAT | RFC |  | 22 | 1 | Electric Utility | IC | DFO | DFO | PJM | 786 | 77 | 2022
biomass | TRUE | 56520 | N | . | Deertrack Park Gas Recovery | WM Renewable Energy LLC | 54842 | WI | ENC | RFC |  | 22 | 2 | NAICS-22 Non-Cogen | IC | LFG | MLG | MISO | 410353 | 33542 | 2022
biomass | TRUE | 56521 | N | . | Lake Mills Gas Recovery | WM Renewable Energy LLC | 54842 | IA | WNC | MRO |  | 22 | 2 | NAICS-22 Non-Cogen | IC | LFG | MLG | MISO | 156271 | 12887 | 2022
biomass | TRUE | 56522 | N | . | Springhill Gas Recovery Plant | WM Renewable Energy LLC | 54842 | FL | SAT | SERC |  | 22 | 2 | NAICS-22 Non-Cogen | IC | LFG | MLG | SOCO | 404153 | 31950 | 2022
biomass | TRUE | 56523 | N | . | Two Pine Landfill Gas Recovery | WM Renewable Energy LLC | 54842 | AR | WSC | SERC |  | 22 | 2 | NAICS-22 Non-Cogen | IC | LFG | MLG | MISO | 300477 | 24153 | 2022
biomass | TRUE | 56524 | N | . | Austin Gas Recovery | WM Renewable Energy LLC | 54842 | TX | WSC | TRE |  | 22 | 2 | NAICS-22 Non-Cogen | IC | LFG | MLG | ERCO | 337627 | 28357 | 2022
biomass | TRUE | 56525 | N | . | Timberline Trail Gas Recovery | WM Renewable Energy LLC | 54842 | WI | ENC | MRO |  | 22 | 2 | NAICS-22 Non-Cogen | IC | LFG | MLG | MISO | 223153 | 16894 | 2022
biomass | TRUE | 56526 | N | . | Chaffee Gas Recovery | WM Renewable Energy LLC | 54842 | NY | MAT | NPCC |  | 22 | 2 | NAICS-22 Non-Cogen | IC | LFG | MLG | NYIS | 535660 | 44807 | 2022
biomass | TRUE | 56527 | N | . | Fitchburg Gas Recovery | WM Renewable Energy LLC | 54842 | MA | NEW | NPCC |  | 22 | 2 | NAICS-22 Non-Cogen | IC | LFG | MLG | ISNE | 386580 | 34769 | 2022
biomass | TRUE | 56529 | N | . | Five Oaks Gas Recovery | WM Renewable Energy LLC | 54842 | IL | ENC | SERC |  | 22 | 2 | NAICS-22 Non-Cogen | IC | LFG | MLG | MISO | 241725 | 19357 | 2022
biomass | TRUE | 56530 | N | . | DADS Gas Recovery | WM Renewable Energy LLC | 54842 | CO | MTN | WECC |  | 22 | 2 | NAICS-22 Non-Cogen | IC | LFG | MLG | PSCO | 262629 | 20671 | 2022
biomass | TRUE | 56531 | N | . | Waste Management Bethel LFGTE | WM Renewable Energy LLC | 54842 | VA | SAT | SERC |  | 22 | 2 | NAICS-22 Non-Cogen | IC | LFG | MLG | PJM | 445269 | 36878 | 2022
natural gas combined cycle | TRUE | 56532 | N | . | Colusa Generating Station | Pacific Gas & Electric Co. | 14328 | CA | PACC | WECC |  | 22 | 1 | Electric Utility | CA | NG | NG | CISO | 1880174 | 1063031 | 2022
biomass | TRUE | 56532 | N | . | Colusa Generating Station | Pacific Gas & Electric Co. | 14328 | CA | PACC | WECC |  | 22 | 1 | Electric Utility | CA | OBG | ORW | CISO | 0 | 0 | 2022
natural gas combined cycle | TRUE | 56532 | N | . | Colusa Generating Station | Pacific Gas & Electric Co. | 14328 | CA | PACC | WECC |  | 22 | 1 | Electric Utility | CT | NG | NG | CISO | 16651406 | 1501812 | 2022
biomass | TRUE | 56532 | N | . | Colusa Generating Station | Pacific Gas & Electric Co. | 14328 | CA | PACC | WECC |  | 22 | 1 | Electric Utility | CT | OBG | ORW | CISO | 0 | 0 | 2022
onshore wind | TRUE | 56536 | N | . | Cow Branch | Cow Branch Wind Power, LLC | 55734 | MO | WNC | SERC |  | 22 | 2 | NAICS-22 Non-Cogen | WT | WND | WND | AECI | 379261 | 111155 | 2022
onshore wind | TRUE | 56537 | N | . | Conception | CR Clearing, LLC | 55735 | MO | WNC | SERC |  | 22 | 2 | NAICS-22 Non-Cogen | WT | WND | WND | AECI | 389114 | 114043 | 2022
onshore wind | TRUE | 56538 | N | . | Loess Hills | Loess Hills Wind Farm LLC | 55736 | MO | WNC | SERC |  | 22 | 2 | NAICS-22 Non-Cogen | WT | WND | WND | AECI | 27245 | 7985 | 2022
geothermal | TRUE | 56540 | N | . | Galena 2 Geothermal Power Plant | Ormat Nevada Inc | 34691 | NV | MTN | WECC |  | 22 | 2 | NAICS-22 Non-Cogen | BT | GEO | GEO | NEVP | 123113 | 36082 | 2022
solar pv | TRUE | 56540 | N | . | Galena 2 Geothermal Power Plant | Ormat Nevada Inc | 34691 | NV | MTN | WECC |  | 22 | 2 | NAICS-22 Non-Cogen | PV | SUN | SUN | NEVP | 0 | 0 | 2022
geothermal | TRUE | 56541 | N | . | Galena 3 Geothermal Power Plant | Ormat Nevada Inc | 34691 | NV | MTN | WECC |  | 22 | 2 | NAICS-22 Non-Cogen | BT | GEO | GEO | NEVP | 337485 | 98911 | 2022
hydro | TRUE | 56542 | N | . | Kasidaya Creek Hydro | Alaska Power and Telephone Co | 219 | AK | PACN |  |  | 22 | 1 | Electric Utility | HY | WAT | HYC |  | 26296 | 7707 | 2022
onshore wind | TRUE | 56543 | N | . | Eastridge Wind Project | Eastridge Wind Project | 62005 | MN | WNC | MRO |  | 22 | 2 | NAICS-22 Non-Cogen | WT | WND | WND | MISO | 82649 | 24223 | 2022
onshore wind | TRUE | 56544 | N | . | Windom Wind Project | Midwest Power Partners LLC | 60661 | MN | WNC | MRO |  | 22 | 2 | NAICS-22 Non-Cogen | WT | WND | WND | MISO | 124445 | 36473 | 2022
petroleum | TRUE | 56545 | N | . | Seneca City of | City of Seneca - (SC) | 16921 | SC | SAT | SERC |  | 22 | 1 | Electric Utility | IC | DFO | DFO | DUK | 12096 | 1316 | 2022
petroleum | TRUE | 56546 | N | . | Cornelius Delivery No 1 | North Carolina Mun Power Agny #1 | 13630 | NC | SAT | SERC |  | 22 | 1 | Electric Utility | IC | DFO | DFO | DUK | 19 | -53 | 2022
petroleum | TRUE | 56547 | N | . | Bostic Delivery No 2 | North Carolina Mun Power Agny #1 | 13630 | NC | SAT | SERC |  | 22 | 1 | Electric Utility | IC | DFO | DFO | DUK | 6 | -11 | 2022
petroleum | TRUE | 56548 | N | . | Drexel Operations Center | North Carolina Mun Power Agny #1 | 13630 | NC | SAT | SERC |  | 22 | 1 | Electric Utility | IC | DFO | DFO | DUK | 404 | -9 | 2022
petroleum | TRUE | 56549 | N | . | Granite Falls Walmart | North Carolina Mun Power Agny #1 | 13630 | NC | SAT | SERC |  | 22 | 1 | Electric Utility | IC | DFO | DFO | DUK | 736 | 19 | 2022
petroleum | TRUE | 56550 | N | . | Huntersville Delivery No 2 | North Carolina Mun Power Agny #1 | 13630 | NC | SAT | SERC |  | 22 | 1 | Electric Utility | IC | DFO | DFO | DUK | 12 | -47 | 2022
petroleum | TRUE | 56551 | N | . | Landis Delivery No 2 | North Carolina Mun Power Agny #1 | 13630 | NC | SAT | SERC |  | 22 | 1 | Electric Utility | IC | DFO | DFO | DUK | 6 | -59 | 2022
petroleum | TRUE | 56552 | N | . | Statesville Delivery No 3 | North Carolina Mun Power Agny #1 | 13630 | NC | SAT | SERC |  | 22 | 1 | Electric Utility | IC | DFO | DFO | DUK | 19 | -48 | 2022
petroleum | FALSE | 56553 | N | . | Catawba River Pollution Control | City of Morganton - (NC) | 12944 | NC | SAT | SERC |  | 22132 | 4 | Commercial NAICS Non-Cogen | IC | DFO | DFO | DUK | 341 | 3 | 2022
biomass | TRUE | 56554 | N | . | Salt Lake Energy Systems | EPP Renewable Energy | 57249 | UT | MTN | WECC |  | 22 | 2 | NAICS-22 Non-Cogen | IC | LFG | MLG | PACE | 321259 | 24526 | 2022
onshore wind | TRUE | 56555 | N | . | Bluegrass Ridge | Wind Capital Holdings, LLC | 55737 | MO | WNC | SERC |  | 22 | 2 | NAICS-22 Non-Cogen | WT | WND | WND | AECI | 412228 | 120817 | 2022
natural gas peaker | TRUE | 56556 | N | . | PPS Power Plant No 1 | Paducah Power System | 55772 | KY | ESC | SERC |  | 22 | 1 | Electric Utility | GT | NG | NG | LGEE | 927940 | 72034 | 2022
onshore wind | TRUE | 56560 | N | . | Porterhouse Wind (4) LLC | Stockyard Wind | 64408 | TX | WSC | MRO |  | 22 | 2 | NAICS-22 Non-Cogen | WT | WND | WND | SWPP | 50953 | 14934 | 2022
onshore wind | TRUE | 56561 | N | . | Filet Wind (5) LLC | Stockyard Wind | 64408 | TX | WSC | MRO |  | 22 | 2 | NAICS-22 Non-Cogen | WT | WND | WND | SWPP | 5647 | 1655 | 2022
onshore wind | TRUE | 56562 | N | . | Tenderloin Wind (6) LLC | Stockyard Wind | 64408 | TX | WSC | MRO |  | 22 | 2 | NAICS-22 Non-Cogen | WT | WND | WND | SWPP | 11928 | 3496 | 2022
onshore wind | TRUE | 56563 | N | . | Peetz Table Wind Energy | FPL Peetz Table Wind Energy | 55785 | CO | MTN | WECC |  | 22 | 2 | NAICS-22 Non-Cogen | WT | WND | WND | PSCO | 2569615 | 753111 | 2022
natural gas steam turbine | TRUE | 56564 | N | . | John W Turk Jr Power Plant | Southwestern Electric Power Co | 17698 | AR | WSC | MRO |  | 22 | 1 | Electric Utility | ST | NG | NG | SWPP | 107069 | 11527.466 | 2022
hard coal | TRUE | 56564 | N | . | John W Turk Jr Power Plant | Southwestern Electric Power Co | 17698 | AR | WSC | MRO |  | 22 | 1 | Electric Utility | ST | SUB | COL | SWPP | 33711667 | 3669811.5 | 2022
natural gas combined cycle | TRUE | 56565 | N | . | J Lamar Stall Unit | Southwestern Electric Power Co | 17698 | LA | WSC | MRO |  | 22 | 1 | Electric Utility | CA | NG | NG | SWPP | 0 | 1174495 | 2022
natural gas combined cycle | TRUE | 56565 | N | . | J Lamar Stall Unit | Southwestern Electric Power Co | 17698 | LA | WSC | MRO |  | 22 | 1 | Electric Utility | CT | NG | NG | SWPP | 22383085 | 1947135 | 2022
solar pv | FALSE | 56568 | N | . | Nellis Air Force Base Solar Array | Solar Star NAFB LLC | 56203 | NV | MTN | WECC |  | 928 | 4 | Commercial NAICS Non-Cogen | PV | SUN | SUN | NEVP | 68155 | 19975 | 2022
natural gas peaker | TRUE | 56569 | N | . | Niland Gas Turbine Plant | Imperial Irrigation District | 9216 | CA | PACC | WECC |  | 22 | 1 | Electric Utility | GT | NG | NG | IID | 994721 | 100224 | 2022
onshore wind | TRUE | 56570 | N | . | Terra-Gen VG Wind LLC | Terra-Gen Operating Co-Wind | 2770 | CA | PACC | WECC |  | 22 | 2 | NAICS-22 Non-Cogen | WT | WND | WND | CISO | 37726 | 11057 | 2022
biomass | TRUE | 56571 | N | . | Eastern Landfill Gas LLC | Energy Power Partners | 62884 | MD | SAT | RFC |  | 22 | 2 | NAICS-22 Non-Cogen | IC | LFG | MLG | PJM | 295545 | 23781 | 2022
onshore wind | TRUE | 56573 | N | . | FPL Energy Oliver Wind II LLC | FPL Energy Oliver County Wind II LLC | 54799 | ND | WNC | MRO |  | 22 | 2 | NAICS-22 Non-Cogen | WT | WND | WND | MISO | 726460 | 212913 | 2022
onshore wind | TRUE | 56575 | N | . | Steel Winds Wind Farm | Evergreen Wind, LLC | 59155 | NY | MAT | NPCC |  | 22 | 2 | NAICS-22 Non-Cogen | WT | WND | WND | NYIS | 151744 | 44473 | 2022
onshore wind | TRUE | 56577 | N | . | Shane's Wind Machine | Shane's Wind Machine LLC | 55832 | MN | WNC | MRO |  | 22 | 2 | NAICS-22 Non-Cogen | WT | WND | WND | MISO | 21785 | 6385 | 2022
onshore wind | TRUE | 56580 | N | . | Blue Breezes LLC | Moore 1 | 56807 | MN | WNC | MRO |  | 22 | 2 | NAICS-22 Non-Cogen | WT | WND | WND | MISO | 0 | 0 | 2022
onshore wind | TRUE | 56581 | N | . | Blue Breezes II LLC | Moore 1 | 56807 | MN | WNC | MRO |  | 22 | 2 | NAICS-22 Non-Cogen | WT | WND | WND | MISO | 0 | 0 | 2022
onshore wind | TRUE | 56586 | N | . | Sunset Breeze LLC | Midwest Power Partners LLC | 60661 | MN | WNC | MRO |  | 22 | 2 | NAICS-22 Non-Cogen | WT | WND | WND | MISO | 9400 | 2755 | 2022
onshore wind | TRUE | 56587 | N | . | Minnesota Breeze LLC | Midwest Power Partners LLC | 60661 | MN | WNC | MRO |  | 22 | 2 | NAICS-22 Non-Cogen | WT | WND | WND | MISO | 9400 | 2755 | 2022
onshore wind | TRUE | 56588 | N | . | G Flow Wind LLC | Midwest Power Partners LLC | 60661 | MN | WNC | MRO |  | 22 | 2 | NAICS-22 Non-Cogen | WT | WND | WND | MISO | 9400 | 2755 | 2022
onshore wind | TRUE | 56589 | N | . | Wolf Wind Enterprises LLC | Midwest Power Partners LLC | 60661 | MN | WNC | MRO |  | 22 | 2 | NAICS-22 Non-Cogen | WT | WND | WND | MISO | 9400 | 2755 | 2022
onshore wind | TRUE | 56590 | N | . | Green Acres Breeze LLC | Midwest Power Partners LLC | 60661 | MN | WNC | MRO |  | 22 | 2 | NAICS-22 Non-Cogen | WT | WND | WND | MISO | 9400 | 2755 | 2022
onshore wind | TRUE | 56591 | N | . | Horseshoe Bend Wind Park | Cycle Holdings, LLC | 61185 | MT | MTN | WECC |  | 22 | 2 | NAICS-22 Non-Cogen | WT | WND | WND | NWMT | 95277 | 27924 | 2022
onshore wind | TRUE | 56592 | N | . | Champion Wind Farm LLC | RWE Renewables Americas, LLC | 56215 | TX | WSC | TRE |  | 22 | 2 | NAICS-22 Non-Cogen | WT | WND | WND | ERCO | 1021224 | 299304 | 2022
onshore wind | TRUE | 56593 | N | . | Roscoe Wind Farm LLC | RWE Renewables Americas, LLC | 56215 | TX | WSC | TRE |  | 22 | 2 | NAICS-22 Non-Cogen | WT | WND | WND | ERCO | 1537438 | 450597 | 2022
onshore wind | TRUE | 56594 | N | . | Munnsville Wind Farm LLC | RWE Renewables Americas, LLC | 56215 | NY | MAT | NPCC |  | 22 | 2 | NAICS-22 Non-Cogen | WT | WND | WND | NYIS | 310918 | 91125 | 2022
natural gas steam turbine | TRUE | 56596 | N | . | Wygen III | Black Hills Power, Inc. | 19545 | WY | MTN | WECC |  | 22 | 1 | Electric Utility | ST | NG | NG | WACM | 23858 | 2076.882 | 2022
hard coal | TRUE | 56596 | N | . | Wygen III | Black Hills Power, Inc. | 19545 | WY | MTN | WECC |  | 22 | 1 | Electric Utility | ST | SUB | COL | WACM | 9193403 | 803131.12 | 2022
petroleum | TRUE | 56597 | N | . | Elm Street Substation Generators | City of Farmington - (MO) | 6205 | MO | WNC | SERC |  | 22 | 1 | Electric Utility | IC | DFO | DFO | MISO | 278 | 21 | 2022
petroleum | TRUE | 56598 | N | . | Walton Street Substation | City of Farmington - (MO) | 6205 | MO | WNC | SERC |  | 22 | 1 | Electric Utility | IC | DFO | DFO | MISO | 42 | 1 | 2022
petroleum | TRUE | 56600 | N | . | Overall Road Station | City of Farmington - (MO) | 6205 | MO | WNC | SERC |  | 22 | 1 | Electric Utility | IC | DFO | DFO | MISO | 451 | 31 | 2022
onshore wind | TRUE | 56602 | N | . | Snyder Wind Farm | Snyder Wind Farm LLC | 55847 | TX | WSC | TRE |  | 22 | 2 | NAICS-22 Non-Cogen | WT | WND | WND | ERCO | 0 | 0 | 2022
petroleum | TRUE | 56603 | N | . | San Jacinto County Peaking Facility | East Texas Electric Coop, Inc | 39347 | TX | WSC | SERC |  | 22 | 1 | Electric Utility | GT | DFO | DFO | MISO | 0 | 0 | 2022
natural gas peaker | TRUE | 56603 | N | . | San Jacinto County Peaking Facility | East Texas Electric Coop, Inc | 39347 | TX | WSC | SERC |  | 22 | 1 | Electric Utility | GT | NG | NG | MISO | 1195466 | 91294 | 2022
natural gas peaker | TRUE | 56604 | N | . | Hardin County Peaking Facility | Entergy Texas Inc. | 55937 | TX | WSC | SERC |  | 22 | 1 | Electric Utility | GT | NG | NG | MISO | 1382034 | 124055 | 2022
onshore wind | TRUE | 56605 | N | . | Langdon Renewables, LLC | FPL Energy Langdon Wind LLC | 55799 | ND | WNC | MRO |  | 22 | 2 | NAICS-22 Non-Cogen | WT | WND | WND | MISO | 1767378 | 517989 | 2022
natural gas peaker | TRUE | 56606 | N | . | Culbertson Generation Station | Basin Electric Power Coop | 1307 | MT | MTN | MRO |  | 22 | 1 | Electric Utility | GT | NG | NG | SWPP | 1985572 | 179031 | 2022
onshore wind | TRUE | 56607 | N | . | Prairie Winds ND1 | Basin Electric Power Coop | 1307 | ND | WNC | MRO |  | 22 | 1 | Electric Utility | WT | WND | WND | SWPP | 1102377 | 323088 | 2022
onshore wind | TRUE | 56608 | N | . | Prairie Winds SD1 | Basin Electric Power Coop | 1307 | SD | WNC | MRO |  | 22 | 1 | Electric Utility | WT | WND | WND | SWPP | 1309106 | 383677 | 2022
hard coal | TRUE | 56609 | N | . | Dry Fork Station | Basin Electric Power Coop | 1307 | WY | MTN | WECC |  | 22 | 1 | Electric Utility | ST | SUB | COL | WACM | 29192686 | 2687131 | 2022
petroleum | TRUE | 56609 | N | . | Dry Fork Station | Basin Electric Power Coop | 1307 | WY | MTN | WECC |  | 22 | 1 | Electric Utility | ST | WO | WOO | WACM | 65358 | 5784.992 | 2022
natural gas combined cycle | TRUE | 56610 | N | . | Deer Creek Station | Basin Electric Power Coop | 1307 | SD | WNC | MRO |  | 22 | 1 | Electric Utility | CA | NG | NG | SWPP | 508860 | 286893 | 2022
natural gas combined cycle | TRUE | 56610 | N | . | Deer Creek Station | Basin Electric Power Coop | 1307 | SD | WNC | MRO |  | 22 | 1 | Electric Utility | CT | NG | NG | SWPP | 5342316 | 480974 | 2022
natural gas steam turbine | TRUE | 56611 | N | . | Sandy Creek Energy Station | Sandy Creek Energy Associates LP | 55861 | TX | WSC | TRE |  | 22 | 2 | NAICS-22 Non-Cogen | ST | NG | NG | ERCO | 0 | 0 | 2022
hard coal | TRUE | 56611 | N | . | Sandy Creek Energy Station | Sandy Creek Energy Associates LP | 55861 | TX | WSC | TRE |  | 22 | 2 | NAICS-22 Non-Cogen | ST | SUB | COL | ERCO | 36726790 | 3907048 | 2022
onshore wind | TRUE | 56613 | N | . | Logan Wind Energy | Logan Wind Energy LLC | 55862 | CO | MTN | WECC |  | 22 | 2 | NAICS-22 Non-Cogen | WT | WND | WND | PSCO | 1571590 | 460607 | 2022
onshore wind | TRUE | 56614 | N | . | Old Trail Wind Farm | Old Trail Wind Farm LLC | 55866 | IL | ENC | RFC |  | 22 | 2 | NAICS-22 Non-Cogen | WT | WND | WND | PJM | 2088946 | 612235 | 2022
hydro | TRUE | 56615 | N | . | Rancho Penasquitos | San Diego County Water Auth | 27075 | CA | PACC | WECC |  | 22 | 2 | NAICS-22 Non-Cogen | HY | WAT | HYC | CISO | 55052 | 16135 | 2022
natural gas steam turbine | TRUE | 56616 | N | . | Novo BioPower Plant | Novo Biopower LLC | 55925 | AZ | MTN | WECC |  | 22 | 2 | NAICS-22 Non-Cogen | ST | NG | NG | AZPS | 988 | 65.355 | 2022
biomass | TRUE | 56616 | N | . | Novo BioPower Plant | Novo Biopower LLC | 55925 | AZ | MTN | WECC |  | 22 | 2 | NAICS-22 Non-Cogen | ST | WDS | WWW | AZPS | 2823506 | 185660.65 | 2022
onshore wind | TRUE | 56617 | N | . | Fenton Wind Farm | EDF Renewable Asset Holdings, Inc. | 57170 | MN | WNC | MRO |  | 22 | 2 | NAICS-22 Non-Cogen | WT | WND | WND | MISO | 1351878 | 396213 | 2022
onshore wind | TRUE | 56618 | N | . | Clinton | Valcour Operating Services, LLC | 63858 | NY | MAT | NPCC |  | 22 | 2 | NAICS-22 Non-Cogen | WT | WND | WND | NYIS | 368063 | 107873 | 2022
onshore wind | TRUE | 56619 | N | . | Ellenburg | Valcour Operating Services, LLC | 63858 | NY | MAT | NPCC |  | 22 | 2 | NAICS-22 Non-Cogen | WT | WND | WND | NYIS | 413152 | 121088 | 2022
onshore wind | TRUE | 56620 | N | . | Bliss | Valcour Operating Services, LLC | 63858 | NY | MAT | NPCC |  | 22 | 2 | NAICS-22 Non-Cogen | WT | WND | WND | NYIS | 443672 | 130032 | 2022
onshore wind | TRUE | 56621 | N | . | Sleeping Bear LLC | NRG Energy Gas & Wind Holdings Inc | 59883 | OK | WSC | MRO |  | 22 | 2 | NAICS-22 Non-Cogen | WT | WND | WND | SWPP | 328792 | 96364 | 2022
onshore wind | TRUE | 56622 | N | . | Providence Heights Wind LLC | Avangrid Renewables LLC | 15399 | IL | ENC | RFC |  | 22 | 2 | NAICS-22 Non-Cogen | WT | WND | WND | PJM | 585225 | 171520 | 2022
onshore wind | TRUE | 56623 | N | . | Elkhorn Valley Wind Farm | Telocaset Wind Power Partners | 55880 | OR | PACC | WECC |  | 22 | 2 | NAICS-22 Non-Cogen | WT | WND | WND | IPCO | 1003760 | 294185 | 2022
onshore wind | TRUE | 56626 | N | . | Ewington Energy Systems, LLC | Ewington Energy Systems, LLC | 57158 | MN | WNC | MRO |  | 22 | 2 | NAICS-22 Non-Cogen | WT | WND | WND | MISO | 199769 | 58549 | 2022
petroleum | TRUE | 56629 | N | . | Waterbury Generation | Engie North America | 56201 | CT | NEW | NPCC |  | 22 | 2 | NAICS-22 Non-Cogen | GT | DFO | DFO | ISNE | 0 | 0 | 2022
petroleum | TRUE | 56629 | N | . | Waterbury Generation | Engie North America | 56201 | CT | NEW | NPCC |  | 22 | 2 | NAICS-22 Non-Cogen | GT | KER | WOO | ISNE | 1237 | 122.117 | 2022
natural gas peaker | TRUE | 56629 | N | . | Waterbury Generation | Engie North America | 56201 | CT | NEW | NPCC |  | 22 | 2 | NAICS-22 Non-Cogen | GT | NG | NG | ISNE | 434958 | 42942.883 | 2022
onshore wind | TRUE | 56630 | N | . | Taconite Ridge 1 Wind Energy Center | ALLETE, Inc. | 12647 | MN | WNC | MRO |  | 22 | 1 | Electric Utility | WT | WND | WND | MISO | 212116 | 62168 | 2022
onshore wind | TRUE | 56633 | N | . | Dutch Hill Wind Project | Evergreen Wind, LLC | 59155 | NY | MAT | NPCC |  | 22 | 2 | NAICS-22 Non-Cogen | WT | WND | WND | NYIS | 313231 | 91803 | 2022
onshore wind | TRUE | 56634 | N | . | Cohocton Wind Project | Evergreen Wind, LLC | 59155 | NY | MAT | NPCC |  | 22 | 2 | NAICS-22 Non-Cogen | WT | WND | WND | NYIS | 730876 | 214207 | 2022
onshore wind | TRUE | 56635 | N | . | Harvest | Harvest Windfarm, LLC | 55873 | MI | ENC | RFC |  | 22 | 2 | NAICS-22 Non-Cogen | WT | WND | WND | MISO | 422144 | 123723 | 2022
onshore wind | TRUE | 56636 | N | . | Mountain Home | Hot Springs Windfarm, LLC | 55891 | ID | MTN | WECC |  | 22 | 2 | NAICS-22 Non-Cogen | WT | WND | WND | IPCO | 113235 | 33187 | 2022
onshore wind | TRUE | 56637 | N | . | Bennett Creek Windfarm LLC - Mountain Home | Bennett Creek Windfarm LLC | 55890 | ID | MTN | WECC |  | 22 | 2 | NAICS-22 Non-Cogen | WT | WND | WND | IPCO | 112169 | 32875 | 2022
onshore wind | TRUE | 56638 | N | . | Buffalo Gap 3 Wind Farm | AES Distributed Energy | 61012 | TX | WSC | TRE |  | 22 | 2 | NAICS-22 Non-Cogen | WT | WND | WND | ERCO | 970929 | 284563 | 2022
natural gas peaker | TRUE | 56639 | N | . | Midway Peaking LLC | CalPeak Power, LLC | 59527 | CA | PACC | WECC |  | 22 | 2 | NAICS-22 Non-Cogen | GT | NG | NG | CISO | 261583 | 22524.001 | 2022
onshore wind | TRUE | 56640 | N | . | Camp Grove Wind Farm | Orion Energy Group LLC | 55931 | IL | ENC | RFC |  | 22 | 2 | NAICS-22 Non-Cogen | WT | WND | WND | PJM | 1542545 | 452094 | 2022
biomass | TRUE | 56643 | Y | . | St Paul Cogeneration | St Paul Cogeneration LLC | 55893 | MN | WNC | MRO |  | 22 | 3 | NAICS-22 Cogen | ST | AB | ORW | MISO | 0 | 0 | 2022
natural gas steam turbine | TRUE | 56643 | Y | . | St Paul Cogeneration | St Paul Cogeneration LLC | 55893 | MN | WNC | MRO |  | 22 | 3 | NAICS-22 Cogen | ST | NG | NG | MISO | 217089 | 26766.943 | 2022
biomass | TRUE | 56643 | Y | . | St Paul Cogeneration | St Paul Cogeneration LLC | 55893 | MN | WNC | MRO |  | 22 | 3 | NAICS-22 Cogen | ST | WDS | WWW | MISO | 1138387 | 140260.06 | 2022
onshore wind | TRUE | 56644 | N | . | Stanton Wind Energy LLC | Invenergy Services LLC | 49893 | TX | WSC | TRE |  | 22 | 2 | NAICS-22 Non-Cogen | WT | WND | WND | ERCO | 884882 | 259344 | 2022
onshore wind | TRUE | 56645 | N | . | Osceola Windpower LLC | Osceola Windpower LLC | 55901 | IA | WNC | MRO |  | 22 | 2 | NAICS-22 Non-Cogen | WT | WND | WND | SWPP | 1486795 | 435754 | 2022
onshore wind | TRUE | 56647 | N | . | Butler Ridge | Butler Ridge Wind Energy Center | 56484 | WI | ENC | MRO |  | 22 | 2 | NAICS-22 Non-Cogen | WT | WND | WND | MISO | 524022 | 153582 | 2022
onshore wind | TRUE | 56648 | N | . | Majestic 1 Wind Farm | NextEra Energy Majestic Wind | 58353 | TX | WSC | MRO |  | 22 | 2 | NAICS-22 Non-Cogen | WT | WND | WND | SWPP | 1227933 | 359887 | 2022
onshore wind | TRUE | 56649 | N | . | South Trent Wind Farm | NRG Energy Inc | 55397 | TX | WSC | TRE |  | 22 | 2 | NAICS-22 Non-Cogen | WT | WND | WND | ERCO | 888238 | 260327 | 2022
onshore wind | TRUE | 56650 | N | . | Wessington Springs | Wessington Wind | 59102 | SD | WNC | MRO |  | 22 | 2 | NAICS-22 Non-Cogen | WT | WND | WND | SWPP | 856190 | 250935 | 2022
onshore wind | TRUE | 56651 | N | . | North Allegheny Windpower Project | Duke Energy Renewables Services | 65411 | PA | MAT | RFC |  | 22 | 2 | NAICS-22 Non-Cogen | WT | WND | WND | PJM | 437913 | 128345 | 2022
onshore wind | TRUE | 56654 | N | . | Hatchet Ridge Wind Project | Pattern Operators LP | 56545 | CA | PACC | WECC |  | 22 | 2 | NAICS-22 Non-Cogen | WT | WND | WND | CISO | 942241 | 276155 | 2022
onshore wind | TRUE | 56659 | N | . | Michigan Wind 2 | Michigan Wind 2, LLC | 56951 | MI | ENC | RFC |  | 22 | 2 | NAICS-22 Non-Cogen | WT | WND | WND | MISO | 1194995 | 350233 | 2022
onshore wind | TRUE | 56661 | N | . | Pattern Gulf Wind | Pattern Operators LP | 56545 | TX | WSC | TRE |  | 22 | 2 | NAICS-22 Non-Cogen | WT | WND | WND | ERCO | 2583955 | 757314 | 2022
onshore wind | TRUE | 56665 | N | . | Dempsey Ridge Wind Farm | Acciona Wind Energy USA LLC | 55918 | OK | WSC | MRO |  | 22 | 2 | NAICS-22 Non-Cogen | WT | WND | WND | SWPP | 718077 | 210456 | 2022
onshore wind | TRUE | 56666 | N | . | Goodnoe Hills | PacifiCorp | 14354 | WA | PACC | WECC |  | 22 | 1 | Electric Utility | WT | WND | WND | BPAT | 906924 | 265804 | 2022
solar pv | TRUE | 56667 | N | . | Lanai Solar-Electric Plant | Lanai Sustainability Research LLC | 55910 | HI | PACN |  |  | 22 | 2 | NAICS-22 Non-Cogen | PV | SUN | SUN |  | 494 | 145 | 2022
natural gas peaker | FALSE | 56668 | N | . | NIH Cogeneration Facility | National Institutes of Health | 55917 | MD | SAT | RFC |  | 622 | 4 | Commercial NAICS Non-Cogen | GT | NG | NG | PJM | 1683330 | 140807 | 2022
onshore wind | TRUE | 56669 | N | . | Tatanka Wind Power LLC | Acciona Wind Energy USA LLC | 55918 | ND | WNC | MRO |  | 22 | 2 | NAICS-22 Non-Cogen | WT | WND | WND | MISO | 603266 | 176807 | 2022
onshore wind | TRUE | 56670 | N | . | Velva Windfarm LLC | Acciona Wind Energy USA LLC | 55918 | ND | WNC | MRO |  | 22 | 2 | NAICS-22 Non-Cogen | WT | WND | WND | MISO | 107733 | 31575 | 2022
hard coal | TRUE | 56671 | N | . | Longview Power Plant | Longview Power, LLC | 55924 | WV | SAT | RFC |  | 22 | 2 | NAICS-22 Non-Cogen | ST | BIT | COL | PJM | 40343606 | 4542071.8 | 2022
natural gas steam turbine | TRUE | 56671 | N | . | Longview Power Plant | Longview Power, LLC | 55924 | WV | SAT | RFC |  | 22 | 2 | NAICS-22 Non-Cogen | ST | NG | NG | PJM | 159914 | 17764.23 | 2022
onshore wind | TRUE | 56673 | N | . | Whirlwind Energy Center | Whirlwind Energy LLC | 55922 | TX | WSC | TRE |  | 22 | 2 | NAICS-22 Non-Cogen | WT | WND | WND | ERCO | 629740 | 184566 | 2022
natural gas peaker | TRUE | 56674 | N | . | Winchester Power Park | Lower Colorado River Authority | 11269 | TX | WSC | TRE |  | 22 | 1 | Electric Utility | GT | NG | NG | ERCO | 917908 | 84378.001 | 2022
onshore wind | TRUE | 56677 | N | . | Charles City Wind Farm | MidAmerican Energy Co | 12341 | IA | WNC | MRO |  | 22 | 1 | Electric Utility | WT | WND | WND | MISO | 1048920 | 307421 | 2022
onshore wind | TRUE | 56679 | N | . | Benton County Wind Farm | Orion Energy Group LLC | 55931 | IN | ENC | RFC |  | 22 | 2 | NAICS-22 Non-Cogen | WT | WND | WND | MISO | 1257932 | 368679 | 2022
petroleum | TRUE | 56680 | N | . | Wicomico | Industrial Power Generating Company LLC | 55938 | MD | SAT | RFC |  | 22 | 2 | NAICS-22 Non-Cogen | IC | DFO | DFO | PJM | 10961 | 953.662 | 2022
biomass | TRUE | 56680 | N | . | Wicomico | Industrial Power Generating Company LLC | 55938 | MD | SAT | RFC |  | 22 | 2 | NAICS-22 Non-Cogen | IC | LFG | MLG | PJM | 171545 | 14925.338 | 2022
petroleum | TRUE | 56681 | N | . | Amelia | Industrial Power Generating Company LLC | 55938 | VA | SAT | SERC |  | 22 | 2 | NAICS-22 Non-Cogen | IC | DFO | DFO | PJM | 7662 | 637.949 | 2022
biomass | TRUE | 56681 | N | . | Amelia | Industrial Power Generating Company LLC | 55938 | VA | SAT | SERC |  | 22 | 2 | NAICS-22 Non-Cogen | IC | LFG | MLG | PJM | 215565 | 17945.051 | 2022
petroleum | TRUE | 56681 | N | . | Amelia | Industrial Power Generating Company LLC | 55938 | VA | SAT | SERC |  | 22 | 2 | NAICS-22 Non-Cogen | IC | WO | WOO | PJM | 0 | 0 | 2022
petroleum | TRUE | 56682 | N | . | Brunswick Landfill Gas | Industrial Power Generating Company LLC | 55938 | VA | SAT | SERC |  | 22 | 2 | NAICS-22 Non-Cogen | IC | DFO | DFO | PJM | 14206 | 1226.962 | 2022
biomass | TRUE | 56682 | N | . | Brunswick Landfill Gas | Industrial Power Generating Company LLC | 55938 | VA | SAT | SERC |  | 22 | 2 | NAICS-22 Non-Cogen | IC | LFG | MLG | PJM | 484067 | 41807.038 | 2022
petroleum | TRUE | 56683 | N | . | Charles City | Industrial Power Generating Company LLC | 55938 | VA | SAT | SERC |  | 22 | 2 | NAICS-22 Non-Cogen | IC | DFO | DFO | PJM | 33460 | 2842.535 | 2022
biomass | TRUE | 56683 | N | . | Charles City | Industrial Power Generating Company LLC | 55938 | VA | SAT | SERC |  | 22 | 2 | NAICS-22 Non-Cogen | IC | LFG | MLG | PJM | 673171 | 57187.465 | 2022
petroleum | TRUE | 56683 | N | . | Charles City | Industrial Power Generating Company LLC | 55938 | VA | SAT | SERC |  | 22 | 2 | NAICS-22 Non-Cogen | IC | WO | WOO | PJM | 0 | 0 | 2022
petroleum | TRUE | 56684 | N | . | Chesterfield Landfill Gas | Industrial Power Generating Company LLC | 55938 | VA | SAT | SERC |  | 22 | 2 | NAICS-22 Non-Cogen | IC | DFO | DFO | PJM | 33661 | 2876.861 | 2022
biomass | TRUE | 56684 | N | . | Chesterfield Landfill Gas | Industrial Power Generating Company LLC | 55938 | VA | SAT | SERC |  | 22 | 2 | NAICS-22 Non-Cogen | IC | LFG | MLG | PJM | 567657 | 48513.139 | 2022
petroleum | TRUE | 56686 | N | . | King & Queen | Industrial Power Generating Company LLC | 55938 | VA | SAT | SERC |  | 22 | 2 | NAICS-22 Non-Cogen | IC | DFO | DFO | PJM | 27968 | 2546.708 | 2022
biomass | TRUE | 56686 | N | . | King & Queen | Industrial Power Generating Company LLC | 55938 | VA | SAT | SERC |  | 22 | 2 | NAICS-22 Non-Cogen | IC | LFG | MLG | PJM | 647731 | 58980.292 | 2022
petroleum | TRUE | 56687 | N | . | Mountain View | Industrial Power Generating Company LLC | 55938 | PA | MAT | RFC |  | 22 | 2 | NAICS-22 Non-Cogen | IC | DFO | DFO | PJM | 17695 | 1485.752 | 2022
biomass | TRUE | 56687 | N | . | Mountain View | Industrial Power Generating Company LLC | 55938 | PA | MAT | RFC |  | 22 | 2 | NAICS-22 Non-Cogen | IC | LFG | MLG | PJM | 318845 | 26772.248 | 2022
petroleum | TRUE | 56687 | N | . | Mountain View | Industrial Power Generating Company LLC | 55938 | PA | MAT | RFC |  | 22 | 2 | NAICS-22 Non-Cogen | IC | WO | WOO | PJM | 0 | 0 | 2022
petroleum | TRUE | 56688 | N | . | New Bern | Industrial Power Generating Company LLC | 55938 | NC | SAT | SERC |  | 22 | 2 | NAICS-22 Non-Cogen | IC | DFO | DFO | CPLE | 10040 | 863.641 | 2022
biomass | TRUE | 56688 | N | . | New Bern | Industrial Power Generating Company LLC | 55938 | NC | SAT | SERC |  | 22 | 2 | NAICS-22 Non-Cogen | IC | LFG | MLG | CPLE | 262315 | 22558.359 | 2022
petroleum | TRUE | 56690 | N | . | Pine Grove | Industrial Power Generating Company LLC | 55938 | PA | MAT | RFC |  | 22 | 2 | NAICS-22 Non-Cogen | IC | DFO | DFO | PJM | 119 | 10.738 | 2022
biomass | TRUE | 56690 | N | . | Pine Grove | Industrial Power Generating Company LLC | 55938 | PA | MAT | RFC |  | 22 | 2 | NAICS-22 Non-Cogen | IC | LFG | MLG | PJM | 13 | 1.262 | 2022
petroleum | TRUE | 56692 | N | . | Rockville 1 & 2 | Industrial Power Generating Company LLC | 55938 | VA | SAT | SERC |  | 22 | 2 | NAICS-22 Non-Cogen | IC | DFO | DFO | PJM | 35 | 4 | 2022
petroleum | TRUE | 56692 | N | . | Rockville 1 & 2 | Industrial Power Generating Company LLC | 55938 | VA | SAT | SERC |  | 22 | 2 | NAICS-22 Non-Cogen | IC | WO | WOO | PJM | 0 | 0 | 2022
petroleum | TRUE | 56693 | N | . | Virginia Beach | Industrial Power Generating Company LLC | 55938 | VA | SAT | SERC |  | 22 | 2 | NAICS-22 Non-Cogen | IC | DFO | DFO | PJM | 6637 | 523.053 | 2022
biomass | TRUE | 56693 | N | . | Virginia Beach | Industrial Power Generating Company LLC | 55938 | VA | SAT | SERC |  | 22 | 2 | NAICS-22 Non-Cogen | IC | LFG | MLG | PJM | 27223 | 2145.947 | 2022
petroleum | TRUE | 56693 | N | . | Virginia Beach | Industrial Power Generating Company LLC | 55938 | VA | SAT | SERC |  | 22 | 2 | NAICS-22 Non-Cogen | IC | WO | WOO | PJM | 0 | 0 | 2022
hydro | TRUE | 56694 | N | . | Russell D Smith | Columbia Basin Hydropower | 55939 | WA | PACC | WECC |  | 22 | 1 | Electric Utility | HY | WAT | HYC | BPAT | 38146 | 11180 | 2022
hydro | TRUE | 56695 | N | . | Summer Falls Power Plant | Columbia Basin Hydropower | 55939 | WA | PACC | WECC |  | 22 | 1 | Electric Utility | HY | WAT | HYC | AVA | 1357580 | 397884 | 2022
hydro | TRUE | 56696 | N | . | Eltopia Branch Canal 4.6 | Columbia Basin Hydropower | 55939 | WA | PACC | WECC |  | 22 | 1 | Electric Utility | HY | WAT | HYC | BPAT | 28969 | 8490 | 2022
hydro | TRUE | 56697 | N | . | Potholes East Canal 66.0 | Columbia Basin Hydropower | 55939 | WA | PACC | WECC |  | 22 | 1 | Electric Utility | HY | WAT | HYC | BPAT | 21934 | 6428 | 2022
hydro | TRUE | 56698 | N | . | Main Canal Headworks | Columbia Basin Hydropower | 55939 | WA | PACC | WECC |  | 22 | 1 | Electric Utility | HY | WAT | HYC | AVA | 360031 | 105519 | 2022
onshore wind | TRUE | 56699 | N | . | Forward Windpower LLC | Forward Windpower, LLC | 64632 | PA | MAT | RFC |  | 22 | 2 | NAICS-22 Non-Cogen | WT | WND | WND | PJM | 185279 | 54302 | 2022
onshore wind | TRUE | 56700 | N | . | Lookout Windpower LLC | Lookout Windpower, LLC | 64650 | PA | MAT | RFC |  | 22 | 2 | NAICS-22 Non-Cogen | WT | WND | WND | PJM | 322878 | 94630 | 2022
natural gas peaker | TRUE | 56701 | N | . | Haworth Water Treatment Plant | EPP Renewable Energy | 57249 | NJ | MAT | RFC |  | 22 | 2 | NAICS-22 Non-Cogen | IC | NG | NG | PJM | 210999 | 18538 | 2022
onshore wind | TRUE | 56702 | N | . | Tuolumne Wind Project | Turlock Irrigation District | 19281 | WA | PACC | WECC |  | 22 | 1 | Electric Utility | WT | WND | WND | BPAT | 1276463 | 374110 | 2022
hydro | TRUE | 56703 | N | . | Lyons Falls Hydroelectric | Northbrook Lyons Falls LLC | 55941 | NY | MAT | NPCC |  | 22 | 2 | NAICS-22 Non-Cogen | HY | WAT | HYC | NYIS | 74932 | 21961 | 2022
hydro | TRUE | 56704 | N | . | Gouldtown | Northbrook Lyons Falls LLC | 55941 | NY | MAT | NPCC |  | 22 | 2 | NAICS-22 Non-Cogen | HY | WAT | HYC | NYIS | 15364 | 4503 | 2022
hydro | TRUE | 56705 | N | . | Kosterville | Northbrook Lyons Falls LLC | 55941 | NY | MAT | NPCC |  | 22 | 2 | NAICS-22 Non-Cogen | HY | WAT | HYC | NYIS | 2611 | 765 | 2022
natural gas steam turbine | TRUE | 56706 | N | . | Ampersand Chowchilla Biomass LLC | Ampersand Chowchilla Biomass LLC | 55953 | CA | PACC | WECC |  | 22 | 2 | NAICS-22 Non-Cogen | ST | NG | NG | CISO | 2011 | 87.824 | 2022
biomass | TRUE | 56706 | N | . | Ampersand Chowchilla Biomass LLC | Ampersand Chowchilla Biomass LLC | 55953 | CA | PACC | WECC |  | 22 | 2 | NAICS-22 Non-Cogen | ST | WDS | WWW | CISO | 1210173 | 53259.176 | 2022
other | TRUE | 56707 | N | . | El Nido Facility | Merced Power LLC | 55952 | CA | PACC | WECC |  | 22 | 2 | NAICS-22 Non-Cogen | ST | PG | WOO | CISO | 2205 | 92.027 | 2022
biomass | TRUE | 56707 | N | . | El Nido Facility | Merced Power LLC | 55952 | CA | PACC | WECC |  | 22 | 2 | NAICS-22 Non-Cogen | ST | WDS | WWW | CISO | 1173893 | 50750.973 | 2022
natural gas steam turbine | FALSE | 56708 | N | . | CFB Power Plant | Formosa Plastics Corp | 6541 | TX | WSC | TRE |  | 325211 | 6 | Industrial NAICS Non-Cogen | ST | NG | NG | ERCO | 11176388 | 809548 | 2022
onshore wind | TRUE | 56750 | N | . | Jeffers Wind 20 LLC | Northern States Power Co - Minnesota | 13781 | MN | WNC | MRO |  | 22 | 1 | Electric Utility | WT | WND | WND | MISO | 714187 | 209317 | 2022
onshore wind | TRUE | 56751 | N | . | Spanish Fork Wind Park 2 LLC | Spanish Fork Wind Park 2, LLC | 64661 | UT | MTN | WECC |  | 22 | 2 | NAICS-22 Non-Cogen | WT | WND | WND | PACE | 143718 | 42121 | 2022
onshore wind | TRUE | 56752 | N | . | Mountain Wind Power LLC | Mountain Wind Power LLC | 64651 | WY | MTN | WECC |  | 22 | 2 | NAICS-22 Non-Cogen | WT | WND | WND | PACE | 731758 | 214466 | 2022
onshore wind | TRUE | 56753 | N | . | Mountain Wind Power II LLC | Mountain Wind Power II LLC | 64652 | WY | MTN | WECC |  | 22 | 2 | NAICS-22 Non-Cogen | WT | WND | WND | PACE | 492318 | 144290 | 2022
onshore wind | TRUE | 56754 | N | . | Goat Wind LP | Goat Wind LP | 64644 | TX | WSC | TRE |  | 22 | 2 | NAICS-22 Non-Cogen | WT | WND | WND | ERCO | 798115 | 233914 | 2022
onshore wind | TRUE | 56755 | N | . | Odin Wind Farm LLC | NRG Energy Gas & Wind Holdings Inc | 59883 | MN | WNC | MRO |  | 22 | 2 | NAICS-22 Non-Cogen | WT | WND | WND | MISO | 139001 | 40739 | 2022
onshore wind | TRUE | 56763 | N | . | Capricorn Ridge Wind LLC | Capricorn Ridge Wind LLC | 55958 | TX | WSC | TRE |  | 22 | 2 | NAICS-22 Non-Cogen | WT | WND | WND | ERCO | 6635384 | 1944720 | 2022
onshore wind | TRUE | 56764 | N | . | Winnebago Wind Power Project | Avangrid Renewables LLC | 15399 | IA | WNC | MRO |  | 22 | 2 | NAICS-22 Non-Cogen | WT | WND | WND | MISO | 241241 | 70703 | 2022
onshore wind | TRUE | 56765 | N | . | Barton Windpower LLC | Avangrid Renewables LLC | 15399 | IA | WNC | MRO |  | 22 | 2 | NAICS-22 Non-Cogen | WT | WND | WND | MISO | 1313461 | 384953 | 2022
onshore wind | TRUE | 56767 | N | . | Farmers City Wind LLC | Avangrid Renewables LLC | 15399 | MO | WNC | SERC |  | 22 | 2 | NAICS-22 Non-Cogen | WT | WND | WND | MISO | 961345 | 281754 | 2022
solar pv | TRUE | 56768 | N | . | CalRenew-1 | CalRenew-1 LLC | 55961 | CA | PACC | WECC |  | 22 | 2 | NAICS-22 Non-Cogen | PV | SUN | SUN | CISO | 28930 | 8479 | 2022
onshore wind | TRUE | 56770 | N | . | Locust Ridge II LLC | Avangrid Renewables LLC | 15399 | PA | MAT | RFC |  | 22 | 2 | NAICS-22 Non-Cogen | WT | WND | WND | PJM | 702913 | 206013 | 2022
onshore wind | TRUE | 56771 | N | . | Silver Star I Wind Power Project | Silver Star I Power Partners LLC | 62076 | TX | WSC | TRE |  | 22 | 2 | NAICS-22 Non-Cogen | WT | WND | WND | ERCO | 653788 | 191614 | 2022
onshore wind | TRUE | 56773 | N | . | McAdoo Wind Energy LLC | Invenergy Services LLC | 49893 | TX | WSC | TRE |  | 22 | 2 | NAICS-22 Non-Cogen | WT | WND | WND | ERCO | 1504551 | 440959 | 2022
onshore wind | TRUE | 56774 | N | . | Turkey Track Wind Energy LLC | Invenergy Services LLC | 49893 | TX | WSC | TRE |  | 22 | 2 | NAICS-22 Non-Cogen | WT | WND | WND | ERCO | 1074108 | 314803 | 2022
onshore wind | TRUE | 56775 | N | . | Scurry County Wind II | Invenergy Services LLC | 49893 | TX | WSC | TRE |  | 22 | 2 | NAICS-22 Non-Cogen | WT | WND | WND | ERCO | 791322 | 231923 | 2022
onshore wind | TRUE | 56776 | N | . | Gunsight Mountain Wind Energy LLC | Invenergy Services LLC | 49893 | TX | WSC | TRE |  | 22 | 2 | NAICS-22 Non-Cogen | WT | WND | WND | ERCO | 1474803 | 432240 | 2022
onshore wind | TRUE | 56777 | N | . | Fowler Ridge Wind Farm LLC | AE Power Services LLC | 55963 | IN | ENC | RFC |  | 22 | 2 | NAICS-22 Non-Cogen | WT | WND | WND | PJM | 4350158 | 1274958 | 2022
biomass | FALSE | 56781 | Y | . | Evergreen BioPower LLC | Evergreen BioPower LLC | 55968 | OR | PACC | WECC |  | 321 | 7 | Industrial NAICS Cogen | ST | WDS | WWW | PACW | 241513 | 50964 | 2022
onshore wind | TRUE | 56782 | N | . | Diamond Willow Wind Facility | Montana-Dakota Utilities Co | 12199 | MT | MTN | MRO |  | 22 | 1 | Electric Utility | WT | WND | WND | MISO | 310056 | 90872 | 2022
onshore wind | TRUE | 56783 | N | . | Elbow Creek Wind Project LLC | Elbow Creek Wind Project LLC | 55981 | TX | WSC | TRE |  | 22 | 2 | NAICS-22 Non-Cogen | WT | WND | WND | ERCO | 1415580 | 414883 | 2022
onshore wind | TRUE | 56784 | N | . | Cloud County Wind Farm | Cloud County Windfarm, LLC | 55990 | KS | WNC | MRO |  | 22 | 2 | NAICS-22 Non-Cogen | WT | WND | WND | SWPP | 1318553 | 386446 | 2022
hard coal | FALSE | 56785 | Y | . | Virginia Tech Power Plant | Virginia Polytechnic Inst and State Unv | 55988 | VA | SAT | RFC |  | 611 | 5 | Commercial NAICS Cogen | ST | BIT | COL | PJM | 0 | 0 | 2022
petroleum | FALSE | 56785 | Y | . | Virginia Tech Power Plant | Virginia Polytechnic Inst and State Unv | 55988 | VA | SAT | RFC |  | 611 | 5 | Commercial NAICS Cogen | ST | DFO | DFO | PJM | 256 | 58.624 | 2022
natural gas steam turbine | FALSE | 56785 | Y | . | Virginia Tech Power Plant | Virginia Polytechnic Inst and State Unv | 55988 | VA | SAT | RFC |  | 611 | 5 | Commercial NAICS Cogen | ST | NG | NG | PJM | 83755 | 17765.376 | 2022
biomass | FALSE | 56785 | Y | . | Virginia Tech Power Plant | Virginia Polytechnic Inst and State Unv | 55988 | VA | SAT | RFC |  | 611 | 5 | Commercial NAICS Cogen | ST | WDS | WWW | PJM | 0 | 0 | 2022
lignite | TRUE | 56786 | Y | . | Spiritwood Station | Great River Energy | 7570 | ND | WNC | MRO |  | 22 | 1 | Electric Utility | ST | LIG | COL | MISO | 0 | 0 | 2022
natural gas steam turbine | TRUE | 56786 | Y | . | Spiritwood Station | Great River Energy | 7570 | ND | WNC | MRO |  | 22 | 1 | Electric Utility | ST | NG | NG | MISO | 46240 | 5553.065 | 2022
other | TRUE | 56786 | Y | . | Spiritwood Station | Great River Energy | 7570 | ND | WNC | MRO |  | 22 | 1 | Electric Utility | ST | PG | WOO | MISO | 0 | 0 | 2022
hard coal | TRUE | 56786 | Y | . | Spiritwood Station | Great River Energy | 7570 | ND | WNC | MRO |  | 22 | 1 | Electric Utility | ST | RC | COL | MISO | 1520492 | 191042.94 | 2022
natural gas peaker | FALSE | 56787 | Y | . | Geismar Cogen | Air Liquide Large Industries U S LP | 327 | LA | WSC | SERC |  | 325 | 7 | Industrial NAICS Cogen | GT | NG | NG | MISO | 2605558 | 583730.14 | 2022
onshore wind | TRUE | 56789 | N | . | Pebble Springs Wind LLC | Avangrid Renewables LLC | 15399 | OR | PACC | WECC |  | 22 | 2 | NAICS-22 Non-Cogen | WT | WND | WND | AVRN | 666143 | 195235 | 2022
onshore wind | TRUE | 56790 | N | . | Hay Canyon Wind Power LLC | Avangrid Renewables LLC | 15399 | OR | PACC | WECC |  | 22 | 2 | NAICS-22 Non-Cogen | WT | WND | WND | AVRN | 587015 | 172044 | 2022
onshore wind | TRUE | 56791 | N | . | Dillon Wind LLC | Avangrid Renewables LLC | 15399 | CA | PACC | WECC |  | 22 | 2 | NAICS-22 Non-Cogen | WT | WND | WND | CISO | 426479 | 124994 | 2022
onshore wind | TRUE | 56792 | N | . | Buffalo Ridge I LLC | Avangrid Renewables LLC | 15399 | SD | WNC | MRO |  | 22 | 2 | NAICS-22 Non-Cogen | WT | WND | WND | MISO | 310085 | 90881 | 2022
onshore wind | TRUE | 56793 | N | . | Elm Creek Wind LLC | Avangrid Renewables LLC | 15399 | MN | WNC | MRO |  | 22 | 2 | NAICS-22 Non-Cogen | WT | WND | WND | MISO | 774605 | 227024 | 2022
onshore wind | TRUE | 56794 | N | . | Moraine II Wind LLC | Avangrid Renewables LLC | 15399 | MN | WNC | MRO |  | 22 | 2 | NAICS-22 Non-Cogen | WT | WND | WND | MISO | 330678 | 96916 | 2022
onshore wind | TRUE | 56795 | N | . | Penascal Wind Power LLC | Avangrid Renewables LLC | 15399 | TX | WSC | TRE |  | 22 | 2 | NAICS-22 Non-Cogen | WT | WND | WND | ERCO | 1204873 | 353128 | 2022
onshore wind | TRUE | 56796 | N | . | South Chestnut LLC | Avangrid Renewables LLC | 15399 | PA | MAT | RFC |  | 22 | 2 | NAICS-22 Non-Cogen | WT | WND | WND | PJM | 341187 | 99996 | 2022
onshore wind | TRUE | 56797 | N | . | Pioneer Prairie Wind Farm | Pioneer Prairie Wind Farm I, LLC | 55992 | IA | WNC | MRO |  | 22 | 2 | NAICS-22 Non-Cogen | WT | WND | WND | MISO | 3488488 | 1022417 | 2022
petroleum | TRUE | 56798 | N | . | Kleen Energy Systems Project | Kleen Energy Systems, LLC | 55993 | CT | NEW | NPCC |  | 22 | 2 | NAICS-22 Non-Cogen | CA | DFO | DFO | ISNE | 0 | 6207.368 | 2022
natural gas combined cycle | TRUE | 56798 | N | . | Kleen Energy Systems Project | Kleen Energy Systems, LLC | 55993 | CT | NEW | NPCC |  | 22 | 2 | NAICS-22 Non-Cogen | CA | NG | NG | ISNE | 609004 | 924943.63 | 2022
petroleum | TRUE | 56798 | N | . | Kleen Energy Systems Project | Kleen Energy Systems, LLC | 55993 | CT | NEW | NPCC |  | 22 | 2 | NAICS-22 Non-Cogen | CT | DFO | DFO | ISNE | 128418 | 11439.194 | 2022
natural gas combined cycle | TRUE | 56798 | N | . | Kleen Energy Systems Project | Kleen Energy Systems, LLC | 55993 | CT | NEW | NPCC |  | 22 | 2 | NAICS-22 Non-Cogen | CT | NG | NG | ISNE | 16521167 | 1473637.8 | 2022
petroleum | TRUE | 56799 | N | . | Greenland Energy Center | JEA | 9617 | FL | SAT | SERC |  | 22 | 1 | Electric Utility | GT | DFO | DFO | JEA | 974 | 88.067 | 2022
natural gas peaker | TRUE | 56799 | N | . | Greenland Energy Center | JEA | 9617 | FL | SAT | SERC |  | 22 | 1 | Electric Utility | GT | NG | NG | JEA | 6162351 | 560196.94 | 2022
onshore wind | TRUE | 56800 | N | . | Hull Wind II | Hull Municipal Light Plant | 8797 | MA | NEW | NPCC |  | 22 | 1 | Electric Utility | WT | WND | WND | ISNE | 7790 | 2283 | 2022
natural gas peaker | TRUE | 56803 | N | . | Panoche Energy Center | Panoche Energy Center, LLC | 56019 | CA | PACC | WECC |  | 22 | 2 | NAICS-22 Non-Cogen | GT | NG | NG | CISO | 6792906 | 731504 | 2022
onshore wind | TRUE | 56804 | N | . | Red Hills Wind Project LLC | Acciona Wind Energy USA LLC | 55918 | OK | WSC | MRO |  | 22 | 2 | NAICS-22 Non-Cogen | WT | WND | WND | SWPP | 777131 | 227764 | 2022
onshore wind | TRUE | 56805 | N | . | EcoGrove Wind LLC | Acciona Wind Energy USA LLC | 55918 | IL | ENC | RFC |  | 22 | 2 | NAICS-22 Non-Cogen | WT | WND | WND | PJM | 898025 | 263196 | 2022
natural gas combined cycle | TRUE | 56806 | N | . | Cedar Bayou 4 | NRG Cedar Bayou Development Company LLC | 56020 | TX | WSC | TRE |  | 22 | 2 | NAICS-22 Non-Cogen | CA | NG | NG | ERCO | 0 | 845018 | 2022
natural gas combined cycle | TRUE | 56806 | N | . | Cedar Bayou 4 | NRG Cedar Bayou Development Company LLC | 56020 | TX | WSC | TRE |  | 22 | 2 | NAICS-22 Non-Cogen | CT | NG | NG | ERCO | 18486652 | 1608077 | 2022
petroleum | TRUE | 56807 | N | . | Bear Garden | Virginia Electric & Power Co | 19876 | VA | SAT | SERC |  | 22 | 1 | Electric Utility | CA | DFO | DFO | PJM | 0 | 0 | 2022
natural gas combined cycle | TRUE | 56807 | N | . | Bear Garden | Virginia Electric & Power Co | 19876 | VA | SAT | SERC |  | 22 | 1 | Electric Utility | CA | NG | NG | PJM | 0 | 0 | 2022
petroleum | TRUE | 56807 | N | . | Bear Garden | Virginia Electric & Power Co | 19876 | VA | SAT | SERC |  | 22 | 1 | Electric Utility | CT | DFO | DFO | PJM | 210936 | 29313.611 | 2022
natural gas combined cycle | TRUE | 56807 | N | . | Bear Garden | Virginia Electric & Power Co | 19876 | VA | SAT | SERC |  | 22 | 1 | Electric Utility | CT | NG | NG | PJM | 17293865 | 2378392.4 | 2022
hard coal | TRUE | 56808 | N | . | Virginia City Hybrid Energy Center | Virginia Electric & Power Co | 19876 | VA | SAT | RFC |  | 22 | 1 | Electric Utility | ST | BIT | COL | PJM | 13029885 | 1241169.7 | 2022
petroleum | TRUE | 56808 | N | . | Virginia City Hybrid Energy Center | Virginia Electric & Power Co | 19876 | VA | SAT | RFC |  | 22 | 1 | Electric Utility | ST | DFO | DFO | PJM | 108395 | 9840.771 | 2022
hard coal | TRUE | 56808 | N | . | Virginia City Hybrid Energy Center | Virginia Electric & Power Co | 19876 | VA | SAT | RFC |  | 22 | 1 | Electric Utility | ST | WC | WOC | PJM | 0 | 0 | 2022
biomass | TRUE | 56808 | N | . | Virginia City Hybrid Energy Center | Virginia Electric & Power Co | 19876 | VA | SAT | RFC |  | 22 | 1 | Electric Utility | ST | WDS | WWW | PJM | 1177311 | 112485.56 | 2022
onshore wind | TRUE | 56809 | N | . | Carroll Wind Farm | MidAmerican Energy Co | 12341 | IA | WNC | MRO |  | 22 | 1 | Electric Utility | WT | WND | WND | MISO | 2119960 | 621325 | 2022
onshore wind | TRUE | 56810 | N | . | Adair Wind Farm | MidAmerican Energy Co | 12341 | IA | WNC | MRO |  | 22 | 1 | Electric Utility | WT | WND | WND | MISO | 2023548 | 593068 | 2022
onshore wind | TRUE | 56811 | N | . | Walnut Wind Farm | MidAmerican Energy Co | 12341 | IA | WNC | MRO |  | 22 | 1 | Electric Utility | WT | WND | WND | MISO | 2165191 | 634581 | 2022
solar thermal | TRUE | 56812 | N | . | Solana Generating Station | Arizona Solar One LLC | 56023 | AZ | MTN | WECC |  | 22 | 2 | NAICS-22 Non-Cogen | CP | SUN | SUN | AZPS | 2373552 | 695648 | 2022
solar pv | TRUE | 56813 | N | . | CSU Fresno Solar Project | MMA Fresno Power LP | 56028 | CA | PACC | WECC |  | 22 | 2 | NAICS-22 Non-Cogen | PV | SUN | SUN | CISO | 2021 | 592 | 2022
solar pv | TRUE | 56815 | N | . | Denver Int Airport | MMA DAS Power | 56026 | CO | MTN | WECC |  | 22 | 2 | NAICS-22 Non-Cogen | PV | SUN | SUN | PSCO | 938 | 275 | 2022
onshore wind | TRUE | 56818 | N | . | Central Plains Wind Farm | Evergy Kansas Central, Inc | 22500 | KS | WNC | MRO |  | 22 | 1 | Electric Utility | WT | WND | WND | SWPP | 533072 | 156235 | 2022
onshore wind | TRUE | 56819 | N | . | Flat Ridge Wind Farm | Evergy Kansas Central, Inc | 22500 | KS | WNC | MRO |  | 22 | 1 | Electric Utility | WT | WND | WND | SWPP | 154674 | 45332 | 2022
onshore wind | TRUE | 56823 | N | . | Hackberry Wind Farm | Hackberry Wind LLC | 56033 | TX | WSC | TRE |  | 22 | 2 | NAICS-22 Non-Cogen | WT | WND | WND | ERCO | 1138076 | 333551 | 2022
onshore wind | TRUE | 56824 | N | . | Marshall Wind 2 LLC | Marshall Wind Farm, LLC | 63166 | MN | WNC | MRO |  | 22 | 2 | NAICS-22 Non-Cogen | WT | WND | WND | MISO | 21322 | 6249 | 2022
onshore wind | TRUE | 56825 | N | . | Marshall Wind 3 LLC | Marshall Wind Farm, LLC | 63166 | MN | WNC | MRO |  | 22 | 2 | NAICS-22 Non-Cogen | WT | WND | WND | MISO | 21322 | 6249 | 2022
onshore wind | TRUE | 56826 | N | . | Marshall Wind 4 LLC | Marshall Wind Farm, LLC | 63166 | MN | WNC | MRO |  | 22 | 2 | NAICS-22 Non-Cogen | WT | WND | WND | MISO | 21322 | 6249 | 2022
onshore wind | TRUE | 56827 | N | . | Marshall Wind 5 LLC | Marshall Wind Farm, LLC | 63166 | MN | WNC | MRO |  | 22 | 2 | NAICS-22 Non-Cogen | WT | WND | WND | MISO | 10662 | 3125 | 2022
onshore wind | TRUE | 56828 | N | . | Marshall Wind 6 LLC | Marshall Wind Farm, LLC | 63166 | MN | WNC | MRO |  | 22 | 2 | NAICS-22 Non-Cogen | WT | WND | WND | MISO | 10662 | 3125 | 2022
onshore wind | TRUE | 56829 | N | . | Kibby Wind Facility | Helix Maine Wind Development, LLC | 61191 | ME | NEW | NPCC |  | 22 | 2 | NAICS-22 Non-Cogen | WT | WND | WND | ISNE | 1087079 | 318605 | 2022
onshore wind | TRUE | 56831 | N | . | Crane Creek Wind Energy Center | Wisconsin Public Service Corp | 20860 | IA | WNC | MRO |  | 22 | 1 | Electric Utility | WT | WND | WND | MISO | 927124 | 271724 | 2022
geothermal | TRUE | 56832 | N | . | North Brawley Geothermal Plant | Ormat Nevada Inc | 34691 | CA | PACC | WECC |  | 22 | 2 | NAICS-22 Non-Cogen | BT | GEO | GEO | IID | 121693 | 35666 | 2022
other | TRUE | 56833 | N | . | OREG 1 Inc | Ormat Nevada Inc | 34691 | MT | MTN | MRO |  | 22 | 2 | NAICS-22 Non-Cogen | OT | WH | OTH | SWPP | 524837 | 153821 | 2022
onshore wind | TRUE | 56835 | N | . | Ribeye Wind (11) LLC | Stockyard Wind | 64408 | TX | WSC | MRO |  | 22 | 2 | NAICS-22 Non-Cogen | WT | WND | WND | SWPP | 16917 | 4958 | 2022
onshore wind | TRUE | 56836 | N | . | T-Bone Wind (10) LLC | Stockyard Wind | 64408 | TX | WSC | MRO |  | 22 | 2 | NAICS-22 Non-Cogen | WT | WND | WND | SWPP | 22076 | 6470 | 2022
onshore wind | TRUE | 56837 | N | . | Tri-Tip Wind (9) LLC | Stockyard Wind | 64408 | TX | WSC | MRO |  | 22 | 2 | NAICS-22 Non-Cogen | WT | WND | WND | SWPP | 17750 | 5202 | 2022
onshore wind | TRUE | 56838 | N | . | Brisket Wind (8) LLC | Stockyard Wind | 64408 | TX | WSC | MRO |  | 22 | 2 | NAICS-22 Non-Cogen | WT | WND | WND | SWPP | 16517 | 4841 | 2022
onshore wind | TRUE | 56839 | N | . | Flat Iron Wind (7) LLC | Stockyard Wind | 64408 | TX | WSC | MRO |  | 22 | 2 | NAICS-22 Non-Cogen | WT | WND | WND | SWPP | 12575 | 3686 | 2022
onshore wind | TRUE | 56840 | N | . | Marshall Wind 1 LLC | Marshall Wind Farm, LLC | 63166 | MN | WNC | MRO |  | 22 | 2 | NAICS-22 Non-Cogen | WT | WND | WND | MISO | 10662 | 3125 | 2022
onshore wind | TRUE | 56841 | N | . | Glenrock | PacifiCorp | 14354 | WY | MTN | WECC |  | 22 | 1 | Electric Utility | WT | WND | WND | PACE | 1541057 | 451658 | 2022
onshore wind | TRUE | 56842 | N | . | Rolling Hills | PacifiCorp | 14354 | WY | MTN | WECC |  | 22 | 1 | Electric Utility | WT | WND | WND | PACE | 977047 | 286356 | 2022
onshore wind | TRUE | 56843 | N | . | Seven Mile Hill | PacifiCorp | 14354 | WY | MTN | WECC |  | 22 | 1 | Electric Utility | WT | WND | WND | PACE | 1705742 | 499924 | 2022
natural gas combined cycle | TRUE | 56846 | N | . | CPV St Charles Energy Center | CPV Maryland LLC | 56031 | MD | SAT | RFC |  | 22 | 2 | NAICS-22 Non-Cogen | CA | NG | NG | PJM | 1229397 | 1387072 | 2022
natural gas combined cycle | TRUE | 56846 | N | . | CPV St Charles Energy Center | CPV Maryland LLC | 56031 | MD | SAT | RFC |  | 22 | 2 | NAICS-22 Non-Cogen | CT | NG | NG | PJM | 25663199 | 2400106 | 2022
biomass | TRUE | 56847 | N | . | Plainfield Renewable Energy LLC | Plainfield Renewable Energy, LLC | 56067 | CT | NEW | NPCC |  | 22 | 2 | NAICS-22 Non-Cogen | ST | OBL | ORW | ISNE | 8353 | 613.947 | 2022
biomass | TRUE | 56847 | N | . | Plainfield Renewable Energy LLC | Plainfield Renewable Energy, LLC | 56067 | CT | NEW | NPCC |  | 22 | 2 | NAICS-22 Non-Cogen | ST | WDS | WWW | ISNE | 1345206 | 105270.05 | 2022
hard coal | TRUE | 56848 | Y | . | Haverhill North Cogeneration Facility | SunCoke Energy, Inc. | 56069 | OH | ENC | RFC |  | 22 | 3 | NAICS-22 Cogen | ST | BIT | COL | PJM | 0 | 0 | 2022
natural gas steam turbine | TRUE | 56848 | Y | . | Haverhill North Cogeneration Facility | SunCoke Energy, Inc. | 56069 | OH | ENC | RFC |  | 22 | 3 | NAICS-22 Cogen | ST | NG | NG | PJM | 59139 | 13172.818 | 2022
other | TRUE | 56848 | Y | . | Haverhill North Cogeneration Facility | SunCoke Energy, Inc. | 56069 | OH | ENC | RFC |  | 22 | 3 | NAICS-22 Cogen | ST | OG | OOG | PJM | 1380929 | 307593.18 | 2022
biomass | TRUE | 56850 | N | . | Lanchester Generating Station | EDL Inc | 55858 | PA | MAT | RFC |  | 22 | 2 | NAICS-22 Non-Cogen | IC | LFG | MLG | PJM | 143356 | 15206 | 2022
biomass | TRUE | 56851 | N | . | Bryon Center | EDL Inc | 55858 | MI | ENC | RFC |  | 22 | 2 | NAICS-22 Non-Cogen | IC | LFG | MLG | MISO | 227547 | 22767 | 2022
biomass | TRUE | 56852 | N | . | Pinconning White Feather | EDL Inc | 55858 | MI | ENC | RFC |  | 22 | 2 | NAICS-22 Non-Cogen | IC | LFG | MLG | MISO | 164702 | 15243 | 2022
biomass | TRUE | 56853 | N | . | Trans-Jordan Generating Station | EDL Inc | 55858 | UT | MTN | WECC |  | 22 | 2 | NAICS-22 Non-Cogen | IC | LFG | MLG | PACE | 414968 | 37080 | 2022
onshore wind | TRUE | 56854 | N | . | Wheat Field Wind Power Project | Wheat Field Wind Power Project LLC | 56073 | OR | PACC | WECC |  | 22 | 2 | NAICS-22 Non-Cogen | WT | WND | WND | BPAT | 655188 | 192025 | 2022
onshore wind | TRUE | 56855 | N | . | Arlington Wind Power Project | Arlington Wind Power Project LLC | 56074 | OR | PACC | WECC |  | 22 | 2 | NAICS-22 Non-Cogen | WT | WND | WND | BPAT | 657280 | 192638 | 2022
onshore wind | TRUE | 56856 | N | . | Rail Splitter Wind Farm | Rail Splitter Wind Farm LLC | 56075 | IL | ENC | SERC |  | 22 | 2 | NAICS-22 Non-Cogen | WT | WND | WND | MISO | 987857 | 289524 | 2022
onshore wind | TRUE | 56857 | N | . | Marble River Wind Farm | Marble River, LLC | 56072 | NY | MAT | NPCC |  | 22 | 2 | NAICS-22 Non-Cogen | WT | WND | WND | NYIS | 1506020 | 441389 | 2022
onshore wind | TRUE | 56858 | N | . | Sagebrush Power Partners | Sagebrush Power Partners, LLC | 56071 | WA | PACC | WECC |  | 22 | 2 | NAICS-22 Non-Cogen | WT | WND | WND | BPAT | 862120 | 252673 | 2022
onshore wind | TRUE | 56859 | N | . | Crosswind Energy Project | Crosswind Energy Project | 64637 | IA | WNC | MRO |  | 22 | 2 | NAICS-22 Non-Cogen | WT | WND | WND | MISO | 224920 | 65920 | 2022
onshore wind | TRUE | 56860 | N | . | Hardin Hilltop Wind LLC | Hardin Hilltop Wind, LLC | 64646 | IA | WNC | MRO |  | 22 | 2 | NAICS-22 Non-Cogen | WT | WND | WND | MISO | 132216 | 38750 | 2022
solar pv | TRUE | 56862 | N | . | Bolthouse S&P and Rowen Farms Solar | MMA WBF Power LP | 56105 | CA | PACC | WECC |  | 22 | 2 | NAICS-22 Non-Cogen | PV | SUN | SUN | CISO | 2923 | 857 | 2022
biomass | TRUE | 56864 | N | . | Covel Gardens Gas Recovery | EDL Inc | 55858 | TX | WSC | TRE |  | 22 | 2 | NAICS-22 Non-Cogen | IC | LFG | MLG | ERCO | 494964 | 35431 | 2022
biomass | TRUE | 56865 | N | . | Ottawa County Project | EDL Inc | 55858 | OH | ENC | RFC |  | 22 | 2 | NAICS-22 Non-Cogen | IC | LFG | MLG | PJM | 915 | 67 | 2022
biomass | TRUE | 56868 | N | . | Carbon Limestone | EDL Inc | 55858 | OH | ENC | RFC |  | 22 | 2 | NAICS-22 Non-Cogen | IC | LFG | MLG | PJM | 1333239 | 67304 | 2022
biomass | TRUE | 56869 | N | . | Loraine County Project | EDL Inc | 55858 | OH | ENC | RFC |  | 22 | 2 | NAICS-22 Non-Cogen | IC | LFG | MLG | PJM | 1329091 | 114648 | 2022
biomass | TRUE | 56870 | N | . | Taylor | EDL Inc | 55858 | GA | SAT | SERC |  | 22 | 2 | NAICS-22 Non-Cogen | IC | LFG | MLG | SOCO | 205536 | 18892 | 2022
hydro | TRUE | 56872 | N | . | Meldahl Hydroelectric Project | City of Hamilton - (OH) | 7977 | KY | ESC | SERC |  | 22 | 1 | Electric Utility | HY | WAT | HYC | PJM | 1904995 | 558322 | 2022
biomass | FALSE | 56873 | N | . | SECCRA Community Landfill | Southeastern Chester County Refuse Auth | 56081 | PA | MAT | RFC |  | 562212 | 4 | Commercial NAICS Non-Cogen | IC | LFG | MLG | PJM | 47031 | 4841 | 2022
onshore wind | TRUE | 56874 | N | . | Shiloh Wind Project 2 LLC | EDF Renewable Asset Holdings, Inc. | 57170 | CA | PACC | WECC |  | 22 | 2 | NAICS-22 Non-Cogen | WT | WND | WND | CISO | 1375512 | 403140 | 2022
onshore wind | TRUE | 56876 | N | . | Wapsipinicon Wind Project | EDF Renewable Asset Holdings, Inc. | 57170 | MN | WNC | MRO |  | 22 | 2 | NAICS-22 Non-Cogen | WT | WND | WND | MISO | 1110252 | 325396 | 2022
solar pv | TRUE | 56877 | N | . | Hall's Warehouse Solar Project | Sunlight General Solar Fund II, LLC | 59100 | NJ | MAT | RFC |  | 22 | 2 | NAICS-22 Non-Cogen | PV | SUN | SUN | PJM | 5824 | 1707 | 2022
onshore wind | TRUE | 56878 | N | . | Hoosier Wind Project LLC | EDF Renewable Asset Holdings, Inc. | 57170 | IN | ENC | RFC |  | 22 | 2 | NAICS-22 Non-Cogen | WT | WND | WND | MISO | 899854 | 263732 | 2022
onshore wind | TRUE | 56879 | N | . | Flat Ridge Wind Energy LLC | AE Power Services LLC | 55963 | KS | WNC | MRO |  | 22 | 2 | NAICS-22 Non-Cogen | WT | WND | WND | SWPP | 580007 | 169990 | 2022
other | TRUE | 56880 | N | . | OREG 2 Inc | Ormat Nevada Inc | 34691 | MT | MTN | MRO |  | 22 | 2 | NAICS-22 Non-Cogen | OT | WH | OTH | SWPP | 404666 | 118601 | 2022
solar pv | TRUE | 56883 | N | . | Pennsauken Solar | EPP Renewable Energy | 57249 | NJ | MAT | RFC |  | 22 | 2 | NAICS-22 Non-Cogen | PV | SUN | SUN | PJM | 7356 | 2156 | 2022
biomass | TRUE | 56884 | N | . | Cumberland County Solid Waste Complex | EPP Renewable Energy | 57249 | NJ | MAT | RFC |  | 22 | 2 | NAICS-22 Non-Cogen | IC | LFG | MLG | PJM | 227250 | 16843 | 2022
biomass | TRUE | 56887 | N | . | Cumberland County PA LFG Recovery | EPP Renewable Energy | 57249 | PA | MAT | RFC |  | 22 | 2 | NAICS-22 Non-Cogen | IC | LFG | MLG | PJM | 544727 | 47568 | 2022
solar pv | TRUE | 56888 | N | . | Warren County Solar | EPP Renewable Energy | 57249 | NJ | MAT | RFC |  | 22 | 2 | NAICS-22 Non-Cogen | PV | SUN | SUN | PJM | 10234 | 2999 | 2022
solar pv | TRUE | 56889 | N | . | PPL Renewable Energy Merck Solar | EPP Renewable Energy | 57249 | NJ | MAT | RFC |  | 22 | 2 | NAICS-22 Non-Cogen | PV | SUN | SUN | PJM | 3848 | 1128 | 2022
biomass | TRUE | 56890 | N | . | Norther Tier Landfill | EPP Renewable Energy | 57249 | PA | MAT | RFC |  | 22 | 2 | NAICS-22 Non-Cogen | IC | LFG | MLG | PJM | 106183 | 8949 | 2022
biomass | TRUE | 56891 | N | . | Moretown | EPP Renewable Energy | 57249 | VT | NEW | NPCC |  | 22 | 2 | NAICS-22 Non-Cogen | IC | LFG | MLG | ISNE | 78280 | 6185 | 2022
hydro | TRUE | 56893 | N | . | Chester Diversion Hydroelectric Project | Fall River Rural Elec Coop Inc | 6169 | ID | MTN | WECC |  | 22 | 1 | Electric Utility | HY | WAT | HYC | BPAT | 19230 | 5636 | 2022
biomass | TRUE | 56894 | N | . | Ameresco Stafford | AMERESCO Stafford LLC | 56100 | VA | SAT | SERC |  | 22 | 2 | NAICS-22 Non-Cogen | IC | LFG | MLG | PJM | 40184 | 3611 | 2022
biomass | TRUE | 56895 | N | . | Ameresco Ox Mountain | AMERESCO Ox Mountain Energy LLC | 56101 | CA | PACC | WECC |  | 22 | 2 | NAICS-22 Non-Cogen | IC | LFG | MLG | CISO | 905325 | 88124 | 2022
biomass | TRUE | 56896 | N | . | Ameresco Jefferson City | AMERESCO Jefferson City LLC | 56102 | MO | WNC | SERC |  | 22 | 2 | NAICS-22 Non-Cogen | IC | LFG | MLG | MISO | 227069 | 24290 | 2022
biomass | TRUE | 56897 | N | . | Ameresco Keller Canyon | AMERESCO Keller Canyon LLC | 56103 | CA | PACC | WECC |  | 22 | 2 | NAICS-22 Non-Cogen | IC | LFG | MLG | CISO | 248883 | 23761 | 2022
biomass | TRUE | 56898 | N | . | Ameresco Chiquita Canyon | AMERESCO Chiquita Canyon LLC | 56104 | CA | PACC | WECC |  | 22 | 2 | NAICS-22 Non-Cogen | GT | LFG | MLG | CISO | 625077 | 39173 | 2022
solar pv | FALSE | 56900 | N | . | Atlantic City Convention Center | Luminace Solar New Jersey, LLC | 57044 | NJ | MAT | RFC |  | 53 | 4 | Commercial NAICS Non-Cogen | PV | SUN | SUN | PJM | 10556 | 3094 | 2022
onshore wind | TRUE | 56901 | N | . | Altona | Valcour Operating Services, LLC | 63858 | NY | MAT | NPCC |  | 22 | 2 | NAICS-22 Non-Cogen | WT | WND | WND | NYIS | 471630 | 138227 | 2022
onshore wind | TRUE | 56902 | N | . | Wethersfield | Valcour Operating Services, LLC | 63858 | NY | MAT | NPCC |  | 22 | 2 | NAICS-22 Non-Cogen | WT | WND | WND | NYIS | 661613 | 193907 | 2022
onshore wind | TRUE | 56904 | N | . | Chateaugay | Valcour Operating Services, LLC | 63858 | NY | MAT | NPCC |  | 22 | 2 | NAICS-22 Non-Cogen | WT | WND | WND | NYIS | 502795 | 147361 | 2022
onshore wind | TRUE | 56905 | N | . | Great Plains Windpark LLC | Great Plains Windpark Legacy LLC | 61671 | TX | WSC | MRO |  | 22 | 2 | NAICS-22 Non-Cogen | WT | WND | WND | SWPP | 499541 | 146407 | 2022
petroleum | TRUE | 56908 | N | . | Dave Gates Generating Station | NorthWestern Energy (MT wind/thermal) | 56815 | MT | MTN | WECC |  | 22 | 1 | Electric Utility | GT | DFO | DFO | NWMT | 43179 | 4019.525 | 2022
natural gas peaker | TRUE | 56908 | N | . | Dave Gates Generating Station | NorthWestern Energy (MT wind/thermal) | 56815 | MT | MTN | WECC |  | 22 | 1 | Electric Utility | GT | NG | NG | NWMT | 4699908 | 401999.48 | 2022
solar pv | FALSE | 56909 | N | . | Gap Pacific Distribution Center | MN8 Energy LLC | 61944 | CA | PACC | WECC |  | 441 | 4 | Commercial NAICS Non-Cogen | PV | SUN | SUN | CISO | 19920 | 5838 | 2022
biomass | TRUE | 56911 | N | . | Broad Mountain | UGI Development Co | 19391 | PA | MAT | RFC |  | 22 | 2 | NAICS-22 Non-Cogen | GT | LFG | MLG | PJM | 833419 | 44130 | 2022
onshore wind | TRUE | 56912 | N | . | Langdon Wind II LLC | FPL Energy Langdon Wind LLC | 55799 | ND | WNC | MRO |  | 22 | 2 | NAICS-22 Non-Cogen | WT | WND | WND | MISO | 633042 | 185534 | 2022
onshore wind | TRUE | 56913 | N | . | Osceola Windpower II | Osceola Windpower II | 56121 | IA | WNC | MRO |  | 22 | 2 | NAICS-22 Non-Cogen | WT | WND | WND | MISO | 750645 | 220002 | 2022
natural gas peaker | TRUE | 56914 | N | . | Orange Grove Peaking Facility | Orange Grove Energy LP | 56127 | CA | PACC | WECC |  | 22 | 2 | NAICS-22 Non-Cogen | GT | NG | NG | CISO | 220829 | 19414.001 | 2022
solar pv | TRUE | 56915 | N | . | SAS Solar Farm | SAS Institute Inc | 56128 | NC | SAT | SERC |  | 22 | 2 | NAICS-22 Non-Cogen | PV | SUN | SUN | CPLE | 6579 | 1928 | 2022
solar pv | TRUE | 56917 | N | . | Imperial Valley Solar, LLC | Imperial Valley Solar, LLC | 56167 | CA | PACC | WECC |  | 22 | 2 | NAICS-22 Non-Cogen | PV | SUN | SUN | CISO | 1158988 | 339680 | 2022
onshore wind | TRUE | 56919 | N | . | FPL Energy Ashtabula Wind LLC | FPL Energy Ashtabula Wind LLC | 56122 | ND | WNC | MRO |  | 22 | 2 | NAICS-22 Non-Cogen | WT | WND | WND | MISO | 2226850 | 652652 | 2022
onshore wind | TRUE | 56920 | N | . | Panther Creek Wind Farm I | RWE Renewables Americas, LLC | 56215 | TX | WSC | TRE |  | 22 | 2 | NAICS-22 Non-Cogen | WT | WND | WND | ERCO | 1818394 | 532941 | 2022
onshore wind | TRUE | 56921 | N | . | Panther Creek Wind Farm II | RWE Renewables Americas, LLC | 56215 | TX | WSC | TRE |  | 22 | 2 | NAICS-22 Non-Cogen | WT | WND | WND | ERCO | 1435552 | 420736 | 2022
solar pv | TRUE | 56922 | N | . | WWRF Solar Plant | SunE U6 Holdings LLC | 56431 | CO | MTN | WECC |  | 22 | 2 | NAICS-22 Non-Cogen | PV | SUN | SUN | PSCO | 7108 | 2084 | 2022
onshore wind | TRUE | 56923 | N | . | FPL Energy Crystal Lake Wind LLC | FPL Energy Crystal Lake Wind LLC | 56123 | IA | WNC | MRO |  | 22 | 2 | NAICS-22 Non-Cogen | WT | WND | WND | MISO | 2178962 | 638617 | 2022
onshore wind | TRUE | 56924 | N | . | FPL Energy Story Wind LLC | FPL Energy Story Wind LLC | 56119 | IA | WNC | MRO |  | 22 | 2 | NAICS-22 Non-Cogen | WT | WND | WND | MISO | 2174669 | 637359 | 2022
onshore wind | TRUE | 56925 | N | . | FPL Energy Crystal Lake Wind II LLC | FPL Energy Crystal Lake Wind II LLC | 56124 | IA | WNC | MRO |  | 22 | 2 | NAICS-22 Non-Cogen | WT | WND | WND | MISO | 2742263 | 803712 | 2022
natural gas peaker | FALSE | 56928 | Y | . | Fairfield University CHP Plant | Fairfield University | 56143 | CT | NEW | NPCC |  | 611 | 5 | Commercial NAICS Cogen | GT | NG | NG | ISNE | 164800 | 24361 | 2022
solar pv | TRUE | 56929 | N | . | DeSoto Next Generation Solar Energy | Florida Power & Light Co | 6452 | FL | SAT | SERC |  | 22 | 1 | Electric Utility | PV | SUN | SUN | FPL | 128032 | 37524 | 2022
solar pv | TRUE | 56930 | N | . | Space Coast Next Gen Solar Energy | Florida Power & Light Co | 6452 | FL | SAT | SERC |  | 22 | 1 | Electric Utility | PV | SUN | SUN | FPL | 50763 | 14878 | 2022
petroleum | FALSE | 56932 | N | . | Biotech LS 0836 | Washington State University | 22040 | WA | PACC | WECC |  | 611 | 4 | Commercial NAICS Non-Cogen | IC | DFO | DFO | AVA | 0 | 0 | 2022
onshore wind | TRUE | 56933 | N | . | Threemile Canyon | Threemile Canyon Wind I, LLC | 56159 | OR | PACC | WECC |  | 22 | 2 | NAICS-22 Non-Cogen | WT | WND | WND | PACW | 68084 | 19954 | 2022
onshore wind | TRUE | 56934 | N | . | Cassia Wind | Cassia Wind Farm, LLC | 56158 | ID | MTN | WECC |  | 22 | 2 | NAICS-22 Non-Cogen | WT | WND | WND | IPCO | 59925 | 17563 | 2022
onshore wind | TRUE | 56935 | N | . | Cassia Gulch | Cassia Gulch Wind Park, LLC | 56157 | ID | MTN | WECC |  | 22 | 2 | NAICS-22 Non-Cogen | WT | WND | WND | IPCO | 128396 | 37631 | 2022
hydro | FALSE | 56936 | N | . | Brookfield Power Glen Falls Hydro | Erie Boulevard Hydropower LP | 5914 | NY | MAT | NPCC |  | 322122 | 6 | Industrial NAICS Non-Cogen | HY | WAT | HYC | NYIS | 114493 | 33556 | 2022
solar pv | TRUE | 56938 | N | . | SunEdison LV Sutton Plant Site | SunE NC Progress 1 LLC | 56183 | NC | SAT | SERC |  | 22 | 2 | NAICS-22 Non-Cogen | PV | SUN | SUN | CPLE | 1138 | 334 | 2022
solar pv | TRUE | 56939 | N | . | Solar Blythe LLC | NRG Solar Blythe | 59399 | CA | PACC | WECC |  | 22 | 2 | NAICS-22 Non-Cogen | PV | SUN | SUN | CISO | 143349 | 42013 | 2022
petroleum | TRUE | 56940 | N | . | CPV Valley Energy Center | CPV Valley, LLC | 56204 | NY | MAT | NPCC |  | 22 | 2 | NAICS-22 Non-Cogen | CA | DFO | DFO | NYIS | 0 | 0 | 2022
natural gas combined cycle | TRUE | 56940 | N | . | CPV Valley Energy Center | CPV Valley, LLC | 56204 | NY | MAT | NPCC |  | 22 | 2 | NAICS-22 Non-Cogen | CA | NG | NG | NYIS | 2090219 | 1874286 | 2022
petroleum | TRUE | 56940 | N | . | CPV Valley Energy Center | CPV Valley, LLC | 56204 | NY | MAT | NPCC |  | 22 | 2 | NAICS-22 Non-Cogen | CT | DFO | DFO | NYIS | 0 | 0 | 2022
natural gas combined cycle | TRUE | 56940 | N | . | CPV Valley Energy Center | CPV Valley, LLC | 56204 | NY | MAT | NPCC |  | 22 | 2 | NAICS-22 Non-Cogen | CT | NG | NG | NYIS | 31834723 | 2956525 | 2022
onshore wind | TRUE | 56941 | N | . | Grand Ridge Wind Energy Center | Invenergy Services LLC | 49893 | IL | ENC | RFC |  | 22 | 2 | NAICS-22 Non-Cogen | WT | WND | WND | PJM | 1711611 | 501645 | 2022
onshore wind | TRUE | 56942 | N | . | Forward Wind Energy Center | Wisconsin Public Service Corp | 20860 | WI | ENC | MRO |  | 22 | 1 | Electric Utility | WT | WND | WND | MISO | 510617 | 149653 | 2022
solar pv | TRUE | 56944 | N | . | CM10 | Consolidated Edison Development Inc. | 56769 | NV | MTN | WECC |  | 22 | 2 | NAICS-22 Non-Cogen | PV | SUN | SUN | CISO | 64649 | 18948 | 2022
onshore wind | TRUE | 56945 | N | . | High Lonesome Mesa LLC | High Lonesome Mesa, LLC | 64648 | NM | MTN | WECC |  | 22 | 2 | NAICS-22 Non-Cogen | WT | WND | WND | PNM | 1085252 | 318069 | 2022
onshore wind | TRUE | 56946 | N | . | Buffalo Bear LLC | Buffalo Bear, LLC | 64633 | OK | WSC | MRO |  | 22 | 2 | NAICS-22 Non-Cogen | WT | WND | WND | SWPP | 88546 | 25952 | 2022
onshore wind | TRUE | 56947 | N | . | Elkhorn Ridge Wind LLC | Elkhorn Ridge Wind, LLC | 64631 | NE | WNC | MRO |  | 22 | 2 | NAICS-22 Non-Cogen | WT | WND | WND | SWPP | 667320 | 195580 | 2022
natural gas peaker | TRUE | 56948 | N | . | Coolidge Generation Station | Salt River Project | 16572 | AZ | MTN | WECC |  | 22 | 1 | Electric Utility | GT | NG | NG | SRP | 3426222 | 329946 | 2022
biomass | TRUE | 56951 | N | . | Enoree Phase II Landfill Gas Recovery | Enerdyne Power Systems Inc | 58523 | SC | SAT | SERC |  | 22 | 2 | NAICS-22 Non-Cogen | IC | LFG | MLG | DUK | 103249 | 7669 | 2022
onshore wind | TRUE | 56952 | N | . | Willow Creek Energy Center | Invenergy Services LLC | 49893 | OR | PACC | WECC |  | 22 | 2 | NAICS-22 Non-Cogen | WT | WND | WND | BPAT | 524393 | 153691 | 2022
onshore wind | TRUE | 56953 | N | . | High Sheldon Wind Farm | Invenergy Services LLC | 49893 | NY | MAT | NPCC |  | 22 | 2 | NAICS-22 Non-Cogen | WT | WND | WND | NYIS | 785087 | 230096 | 2022
petroleum | TRUE | 56954 | N | . | Gastonia Prime Power Park | North Carolina Mun Power Agny #1 | 13630 | NC | SAT | SERC |  | 22 | 1 | Electric Utility | IC | DFO | DFO | DUK | 1402 | -121 | 2022
onshore wind | TRUE | 56956 | N | . | Bull Creek Wind | Bull Creek Wind LLC | 56222 | TX | WSC | TRE |  | 22 | 2 | NAICS-22 Non-Cogen | WT | WND | WND | ERCO | 887584 | 260136 | 2022
biomass | TRUE | 56957 | N | . | Pioneer Crossing Energy, LLC | Pioneer Crossing Energy LLC | 59880 | PA | MAT | RFC |  | 22 | 2 | NAICS-22 Non-Cogen | IC | LFG | MLG | PJM | 394062 | 33935 | 2022
biomass | TRUE | 56958 | N | . | DANC LFGTE Facility | Innovative Energy Systems Inc | 50158 | NY | MAT | NPCC |  | 22 | 2 | NAICS-22 Non-Cogen | IC | LFG | MLG | NYIS | 273368 | 26068 | 2022
onshore wind | TRUE | 56959 | N | . | Ocotillo Windpower | Duke Energy Renewables Services | 65411 | TX | WSC | TRE |  | 22 | 2 | NAICS-22 Non-Cogen | WT | WND | WND | ERCO | 24922 | 7304 | 2022
onshore wind | TRUE | 56960 | N | . | Happy Jack Windpower Project | Duke Energy Renewables Services | 65411 | WY | MTN | WECC |  | 22 | 2 | NAICS-22 Non-Cogen | WT | WND | WND | WAUW | 243246 | 71291 | 2022
other | TRUE | 56961 | N | . | Notrees Windpower Hybrid | Duke Energy Renewables Services | 65411 | TX | WSC | TRE |  | 22 | 2 | NAICS-22 Non-Cogen | BA | MWH | OTH | ERCO | 0 | -2195 | 2022
onshore wind | TRUE | 56961 | N | . | Notrees Windpower Hybrid | Duke Energy Renewables Services | 65411 | TX | WSC | TRE |  | 22 | 2 | NAICS-22 Non-Cogen | WT | WND | WND | ERCO | 1052141 | 308365 | 2022
biomass | TRUE | 56962 | N | . | Iredell County LFG Facility | Iredell Transmission LLC | 56261 | NC | SAT | SERC |  | 22 | 2 | NAICS-22 Non-Cogen | IC | LFG | MLG | DUK | 245375 | 23838 | 2022
natural gas combined cycle | TRUE | 56963 | N | . | West Deptford Energy Station | West Deptford Energy LLC | 56236 | NJ | MAT | RFC |  | 22 | 2 | NAICS-22 Non-Cogen | CA | NG | NG | PJM | 450203 | 737393 | 2022
natural gas combined cycle | TRUE | 56963 | N | . | West Deptford Energy Station | West Deptford Energy LLC | 56236 | NJ | MAT | RFC |  | 22 | 2 | NAICS-22 Non-Cogen | CT | NG | NG | PJM | 13662303 | 1160640 | 2022
petroleum | TRUE | 56964 | N | . | Bayonne Energy Center | Bayonne Energy Center LLC | 56267 | NJ | MAT | RFC |  | 22 | 2 | NAICS-22 Non-Cogen | GT | DFO | DFO | NYIS | 30880 | 3119.346 | 2022
natural gas peaker | TRUE | 56964 | N | . | Bayonne Energy Center | Bayonne Energy Center LLC | 56267 | NJ | MAT | RFC |  | 22 | 2 | NAICS-22 Non-Cogen | GT | NG | NG | NYIS | 11453537 | 1157854.7 | 2022
solar pv | FALSE | 56966 | N | . | QVC Inc | QVC Inc | 56237 | NC | SAT | SERC |  | 441 | 4 | Commercial NAICS Non-Cogen | PV | SUN | SUN | PJM | 11191 | 3280 | 2022
onshore wind | TRUE | 56967 | N | . | Butter Creek Power LLC | Odessa Energy Services LLC | 65187 | OR | PACC | WECC |  | 22 | 2 | NAICS-22 Non-Cogen | WT | WND | WND | PACW | 35406 | 10377 | 2022
onshore wind | TRUE | 56968 | N | . | Big Top LLC | Odessa Energy Services LLC | 65187 | OR | PACC | WECC |  | 22 | 2 | NAICS-22 Non-Cogen | WT | WND | WND | PACW | 10767 | 3156 | 2022
onshore wind | TRUE | 56969 | N | . | Four Corners Windfarm LLC | Echo 2 | 56803 | OR | PACC | WECC |  | 22 | 2 | NAICS-22 Non-Cogen | WT | WND | WND | PACW | 61597 | 18053 | 2022
onshore wind | TRUE | 56970 | N | . | Four Mile Canyon Windfarm LLC | Echo 2 | 56803 | OR | PACC | WECC |  | 22 | 2 | NAICS-22 Non-Cogen | WT | WND | WND | PACW | 65486 | 19193 | 2022
onshore wind | TRUE | 56971 | N | . | Oregon Trail Windfarm LLC | Echo 1 | 56802 | OR | PACC | WECC |  | 22 | 2 | NAICS-22 Non-Cogen | WT | WND | WND | PACW | 63819 | 18704 | 2022
onshore wind | TRUE | 56972 | N | . | Pacific Canyon Windfarm LLC | Echo 1 | 56802 | OR | PACC | WECC |  | 22 | 2 | NAICS-22 Non-Cogen | WT | WND | WND | PACW | 55006 | 16121 | 2022
onshore wind | TRUE | 56973 | N | . | Sand Ranch Windfarm LLC | Echo 1 | 56802 | OR | PACC | WECC |  | 22 | 2 | NAICS-22 Non-Cogen | WT | WND | WND | PACW | 67490 | 19781 | 2022
onshore wind | TRUE | 56974 | N | . | Wagon Trail LLC | Odessa Energy Services LLC | 65187 | OR | PACC | WECC |  | 22 | 2 | NAICS-22 Non-Cogen | WT | WND | WND | PACW | 20219 | 5926 | 2022
onshore wind | TRUE | 56975 | N | . | Ward Butte Windfarm LLC | Echo 1 | 56802 | OR | PACC | WECC |  | 22 | 2 | NAICS-22 Non-Cogen | WT | WND | WND | PACW | 46802 | 13717 | 2022
onshore wind | TRUE | 56979 | N | . | Panther Creek Wind Farm Three | RWE Renewables Americas, LLC | 56215 | TX | WSC | TRE |  | 22 | 2 | NAICS-22 Non-Cogen | WT | WND | WND | ERCO | 2487664 | 729093 | 2022
onshore wind | TRUE | 56980 | N | . | Stony Creek Wind Farm LLC | RWE Renewables Americas, LLC | 56215 | PA | MAT | RFC |  | 22 | 2 | NAICS-22 Non-Cogen | WT | WND | WND | PJM | 466436 | 136705 | 2022
other | TRUE | 56981 | N | . | Pyron Wind Farm LLC Hybrid | RWE Renewables Americas, LLC | 56215 | TX | WSC | TRE |  | 22 | 2 | NAICS-22 Non-Cogen | BA | MWH | OTH | ERCO | 0 | -980 | 2022
onshore wind | TRUE | 56981 | N | . | Pyron Wind Farm LLC Hybrid | RWE Renewables Americas, LLC | 56215 | TX | WSC | TRE |  | 22 | 2 | NAICS-22 Non-Cogen | WT | WND | WND | ERCO | 2127998 | 623680 | 2022
geothermal | TRUE | 56982 | N | . | NGP Blue Mountain I LLC | NGP Blue Mountain I LLC | 56249 | NV | MTN | WECC |  | 22 | 2 | NAICS-22 Non-Cogen | BT | GEO | GEO | NEVP | 718891 | 210695 | 2022
onshore wind | TRUE | 56983 | N | . | Papalote Creek I LLC | RWE Renewables Americas, LLC | 56215 | TX | WSC | TRE |  | 22 | 2 | NAICS-22 Non-Cogen | WT | WND | WND | ERCO | 1712274 | 501839 | 2022
other | TRUE | 56984 | N | . | Inadale Wind Farm LLC Hybrid | RWE Renewables Americas, LLC | 56215 | TX | WSC | TRE |  | 22 | 2 | NAICS-22 Non-Cogen | BA | MWH | OTH | ERCO | 0 | -1287 | 2022
onshore wind | TRUE | 56984 | N | . | Inadale Wind Farm LLC Hybrid | RWE Renewables Americas, LLC | 56215 | TX | WSC | TRE |  | 22 | 2 | NAICS-22 Non-Cogen | WT | WND | WND | ERCO | 1496993 | 438743 | 2022
onshore wind | TRUE | 56985 | N | . | Smoky Hills Wind Project Phase II | Smoky Hills Wind Project II LLC | 56285 | KS | WNC | MRO |  | 22 | 2 | NAICS-22 Non-Cogen | WT | WND | WND | SWPP | 1673533 | 490485 | 2022
biomass | TRUE | 56986 | N | . | Clinton LFGTE Facility | Innovative Energy Systems Inc | 50158 | NY | MAT | NPCC |  | 22 | 2 | NAICS-22 Non-Cogen | IC | LFG | MLG | NYIS | 499988 | 43141 | 2022
biomass | TRUE | 56987 | N | . | Hyland LFGTE Facility | Innovative Energy Systems Inc | 50158 | NY | MAT | NPCC |  | 22 | 2 | NAICS-22 Non-Cogen | IC | LFG | MLG | NYIS | 441206 | 36592 | 2022
onshore wind | TRUE | 56989 | N | . | Stetson Wind I | Evergreen Wind, LLC | 59155 | ME | NEW | NPCC |  | 22 | 2 | NAICS-22 Non-Cogen | WT | WND | WND | ISNE | 480023 | 140687 | 2022
onshore wind | TRUE | 56990 | N | . | Rollins Wind Project | Evergreen Wind, LLC | 59155 | ME | NEW | NPCC |  | 22 | 2 | NAICS-22 Non-Cogen | WT | WND | WND | ISNE | 524651 | 153767 | 2022
onshore wind | TRUE | 56991 | N | . | Stetson Wind II | Evergreen Wind, LLC | 59155 | ME | NEW | NPCC |  | 22 | 2 | NAICS-22 Non-Cogen | WT | WND | WND | ISNE | 201769 | 59135 | 2022
solar pv | TRUE | 56993 | N | . | MF Mesa Lane LLC | MF Mesa Lane LLC | 56284 | PA | MAT | RFC |  | 22 | 2 | NAICS-22 Non-Cogen | PV | SUN | SUN | PJM | 11798 | 3458 | 2022
onshore wind | TRUE | 56994 | N | . | Grand Meadow | Northern States Power Co - Minnesota | 13781 | MN | WNC | MRO |  | 22 | 1 | Electric Utility | WT | WND | WND | MISO | 972941 | 285152 | 2022
biomass | TRUE | 56995 | N | . | Georgetown LFGTE | South Carolina Public Service Authority | 17543 | SC | SAT | SERC |  | 22 | 1 | Electric Utility | IC | LFG | MLG | SC | 0 | -59 | 2022
solar pv | TRUE | 56996 | N | . | Solar Photovoltaic Project #02 | Southern California Edison Co | 17609 | CA | PACC | WECC |  | 22 | 1 | Electric Utility | PV | SUN | SUN | CISO | 2421 | 710 | 2022
hydro | TRUE | 56997 | N | . | Arrowrock Hydroelectric Project | Boise-Kuna Irrigation District | 1932 | ID | MTN | WECC |  | 22 | 2 | NAICS-22 Non-Cogen | HY | WAT | HYC | IPCO | 182091 | 53368 | 2022
natural gas combined cycle | TRUE | 56998 | N | . | Pueblo Airport Generating Station | Black Hills Service Company LLC | 56771 | CO | MTN | WECC |  | 22 | 2 | NAICS-22 Non-Cogen | CA | NG | NG | WACM | 0 | 208374 | 2022
natural gas combined cycle | TRUE | 56998 | N | . | Pueblo Airport Generating Station | Black Hills Service Company LLC | 56771 | CO | MTN | WECC |  | 22 | 2 | NAICS-22 Non-Cogen | CT | NG | NG | WACM | 7383135 | 640498 | 2022
natural gas peaker | TRUE | 56998 | N | . | Pueblo Airport Generating Station | Black Hills Service Company LLC | 56771 | CO | MTN | WECC |  | 22 | 2 | NAICS-22 Non-Cogen | GT | NG | NG | WACM | 3014229 | 237434 | 2022
natural gas peaker | TRUE | 57001 | N | . | El Cajon Energy Center | Wellhead Services, Inc | 20323 | CA | PACC | WECC |  | 22 | 2 | NAICS-22 Non-Cogen | GT | NG | NG | CISO | 145097 | 13648 | 2022
onshore wind | TRUE | 57002 | N | . | Oakfield Wind Project | Onward Energy | 60453 | ME | NEW | NPCC |  | 22 | 2 | NAICS-22 Non-Cogen | WT | WND | WND | ISNE | 1264695 | 370661 | 2022
biomass | TRUE | 57003 | N | . | Fulton LFGTE Facility | Innovative Energy Systems Inc | 50158 | NY | MAT | NPCC |  | 22 | 2 | NAICS-22 Non-Cogen | IC | LFG | MLG | NYIS | 184002 | 15737 | 2022
solar pv | TRUE | 57004 | N | . | SunEdison Walgreens Moreno Valley | SunE WG113 Moreno Valley LLC | 56294 | CA | PACC | WECC |  | 22 | 2 | NAICS-22 Non-Cogen | PV | SUN | SUN | CISO | 3663 | 1074 | 2022
solar pv | TRUE | 57005 | N | . | Mariani Packing Vacaville Solar | SunE U6 Holdings LLC | 56431 | CA | PACC | WECC |  | 22 | 2 | NAICS-22 Non-Cogen | PV | SUN | SUN | CISO | 1858 | 545 | 2022
solar pv | TRUE | 57006 | N | . | Walgreens Woodland Distribution Center | SunE WG45 Woodland LLC | 56296 | CA | PACC | WECC |  | 22 | 2 | NAICS-22 Non-Cogen | PV | SUN | SUN | CISO | 3450 | 1011 | 2022
solar pv | TRUE | 57007 | N | . | SunEdison Ironwood State Prison | SunE CPA CDC2 LLC | 56297 | CA | PACC | WECC |  | 22 | 2 | NAICS-22 Non-Cogen | PV | SUN | SUN | CISO | 1451 | 425 | 2022
solar pv | TRUE | 57008 | N | . | SunEdison Procter & Gamble Oxnard | SunE U6 Holdings LLC | 56431 | CA | PACC | WECC |  | 22 | 2 | NAICS-22 Non-Cogen | PV | SUN | SUN | CISO | 9157 | 2684 | 2022
solar pv | TRUE | 57009 | N | . | Kohls San Bernardino Solar Facility | Longroad Energy Services LLC | 61219 | CA | PACC | WECC |  | 22 | 2 | NAICS-22 Non-Cogen | PV | SUN | SUN | CISO | 5548 | 1626 | 2022
solar pv | TRUE | 57010 | N | . | SunEdison Anheuser Busch Fairfield | SunE M5 Holdings LLC | 56434 | CA | PACC | WECC |  | 22 | 2 | NAICS-22 Non-Cogen | PV | SUN | SUN | CISO | 5683 | 1665 | 2022
solar pv | TRUE | 57011 | N | . | Chuckawalla Valley State Prison | SunE CPA CDC1 LLC | 56302 | CA | PACC | WECC |  | 22 | 2 | NAICS-22 Non-Cogen | PV | SUN | SUN | CISO | 1650 | 484 | 2022
solar pv | TRUE | 57012 | N | . | SunEdison Walmart Apple Valley DC | SunE M5 Holdings LLC | 56434 | CA | PACC | WECC |  | 22 | 2 | NAICS-22 Non-Cogen | PV | SUN | SUN | CISO | 7397 | 2168 | 2022
biomass | TRUE | 57014 | N | . | Waste Management Arden LFGTE | WM Renewable Energy LLC | 54842 | PA | MAT | RFC |  | 22 | 2 | NAICS-22 Non-Cogen | IC | LFG | MLG | PJM | 459215 | 37893 | 2022
biomass | TRUE | 57015 | N | . | Waste Management Columbia Ridge LFGTE | WM Renewable Energy LLC | 54842 | OR | PACC | WECC |  | 22 | 2 | NAICS-22 Non-Cogen | IC | LFG | MLG | BPAT | 1032171 | 87391 | 2022
biomass | TRUE | 57016 | N | . | Waste Management Crossroads LFGTE | WM Renewable Energy LLC | 54842 | ME | NEW | NPCC |  | 22 | 2 | NAICS-22 Non-Cogen | IC | LFG | MLG | ISNE | 251433 | 23035 | 2022
biomass | TRUE | 57017 | N | . | Spruce Ridge Gas Recovery | WM Renewable Energy LLC | 54842 | MN | WNC | MRO |  | 22 | 2 | NAICS-22 Non-Cogen | IC | LFG | MLG | MISO | 218664 | 18523 | 2022
biomass | TRUE | 57018 | N | . | Waste Management Middle Peninsula LFGTE | WM Renewable Energy LLC | 54842 | VA | SAT | SERC |  | 22 | 2 | NAICS-22 Non-Cogen | IC | LFG | MLG | PJM | 556066 | 48318 | 2022
biomass | TRUE | 57019 | N | . | Riverbend Landfill | WM Renewable Energy LLC | 54842 | OR | PACC | WECC |  | 22 | 2 | NAICS-22 Non-Cogen | IC | LFG | MLG | BPAT | 331563 | 27049 | 2022
biomass | TRUE | 57020 | N | . | Westside Landfill Gas Recovery | WM Renewable Energy LLC | 54842 | TX | WSC | TRE |  | 22 | 2 | NAICS-22 Non-Cogen | IC | LFG | MLG | ERCO | 177010 | 15145 | 2022
biomass | TRUE | 57021 | N | . | Waste Management Madison County LFGTE | WM Renewable Energy LLC | 54842 | NY | MAT | NPCC |  | 22 | 2 | NAICS-22 Non-Cogen | IC | LFG | MLG | NYIS | 0 | 0 | 2022
biomass | TRUE | 57022 | N | . | Waste Management King George LFGTE | WM Renewable Energy LLC | 54842 | VA | SAT | SERC |  | 22 | 2 | NAICS-22 Non-Cogen | GT | LFG | MLG | PJM | 1383266 | 77678 | 2022
biomass | TRUE | 57023 | N | . | Waste Management Rolling Meadows LFGTE | WM Renewable Energy LLC | 54842 | KS | WNC | MRO |  | 22 | 2 | NAICS-22 Non-Cogen | IC | LFG | MLG | SWPP | 544988 | 45796 | 2022
biomass | TRUE | 57024 | N | . | Waste Management Northern Oaks LFGTE | WM Renewable Energy LLC | 54842 | MI | ENC | RFC |  | 22 | 2 | NAICS-22 Non-Cogen | IC | LFG | MLG | MISO | 72801 | 6865 | 2022
biomass | TRUE | 57025 | N | . | Waste Management Eco Vista LFGTE | WM Renewable Energy LLC | 54842 | AR | WSC | SERC |  | 22 | 2 | NAICS-22 Non-Cogen | IC | LFG | MLG | MISO | 275270 | 21505 | 2022
biomass | TRUE | 57026 | N | . | Superior Landfill Gas Recovery | WM Renewable Energy LLC | 54842 | GA | SAT | SERC |  | 22 | 2 | NAICS-22 Non-Cogen | IC | LFG | MLG | SOCO | 567029 | 44767 | 2022
natural gas peaker | TRUE | 57027 | N | . | Canyon Power Plant | City of Anaheim - (CA) | 590 | CA | PACC | WECC |  | 22 | 1 | Electric Utility | GT | NG | NG | CISO | 1462918 | 143719 | 2022
natural gas combined cycle | TRUE | 57028 | N | . | Langley Gulch Power Plant | Idaho Power Co | 9191 | ID | MTN | WECC |  | 22 | 1 | Electric Utility | CA | NG | NG | IPCO | 0 | 530777 | 2022
natural gas combined cycle | TRUE | 57028 | N | . | Langley Gulch Power Plant | Idaho Power Co | 9191 | ID | MTN | WECC |  | 22 | 1 | Electric Utility | CT | NG | NG | IPCO | 10705102 | 1017314 | 2022
petroleum | TRUE | 57029 | N | . | Cleveland Cnty Generating Facility | Southern Power Co | 17650 | NC | SAT | SERC |  | 22 | 2 | NAICS-22 Non-Cogen | GT | DFO | DFO | DUK | 13804 | 1315.57 | 2022
natural gas peaker | TRUE | 57029 | N | . | Cleveland Cnty Generating Facility | Southern Power Co | 17650 | NC | SAT | SERC |  | 22 | 2 | NAICS-22 Non-Cogen | GT | NG | NG | DUK | 12819368 | 1222269.4 | 2022
petroleum | TRUE | 57030 | N | . | Pacolet Diesel Generation Facility | Lockhart Power Co | 11118 | SC | SAT | SERC |  | 22 | 1 | Electric Utility | IC | DFO | DFO | DUK | 698 | -56 | 2022
onshore wind | TRUE | 57031 | N | . | Luverne Wind Energy Center | Otter Tail Power Co | 14232 | ND | WNC | MRO |  | 22 | 1 | Electric Utility | WT | WND | WND | MISO | 602193 | 176493 | 2022
onshore wind | TRUE | 57032 | N | . | Ashtabula Wind Energy Center | Otter Tail Power Co | 14232 | ND | WNC | MRO |  | 22 | 1 | Electric Utility | WT | WND | WND | MISO | 497026 | 145670 | 2022
onshore wind | TRUE | 57033 | N | . | Langdon Wind Energy Center | Otter Tail Power Co | 14232 | ND | WNC | MRO |  | 22 | 1 | Electric Utility | WT | WND | WND | MISO | 465295 | 136370 | 2022
petroleum | TRUE | 57034 | N | . | Willmar Municipal East Substation | Willmar Municipal Utilities | 20737 | MN | WNC | MRO |  | 22 | 1 | Electric Utility | IC | DFO | DFO | MISO | 433 | 29 | 2022
petroleum | TRUE | 57035 | N | . | Willmar Municipal SW Substation | Willmar Municipal Utilities | 20737 | MN | WNC | MRO |  | 22 | 1 | Electric Utility | IC | DFO | DFO | MISO | 421 | 29 | 2022
natural gas combined cycle | TRUE | 57036 | N | . | Southcentral Power Project | Chugach Electric Assn Inc | 3522 | AK | PACN |  |  | 22 | 1 | Electric Utility | CA | NG | NG |  | 0 | 261940 | 2022
natural gas combined cycle | TRUE | 57036 | N | . | Southcentral Power Project | Chugach Electric Assn Inc | 3522 | AK | PACN |  |  | 22 | 1 | Electric Utility | CT | NG | NG |  | 8802675 | 889297 | 2022
natural gas combined cycle | TRUE | 57037 | N | . | Ratcliffe | Mississippi Power Co | 12686 | MS | ESC | SERC |  | 22 | 1 | Electric Utility | CA | NG | NG | SOCO | 1600958 | 1553739 | 2022
natural gas combined cycle | TRUE | 57037 | N | . | Ratcliffe | Mississippi Power Co | 12686 | MS | ESC | SERC |  | 22 | 1 | Electric Utility | CT | NG | NG | SOCO | 29326178 | 2672433 | 2022
onshore wind | TRUE | 57038 | N | . | Bison I Wind Energy Center | ALLETE, Inc. | 12647 | ND | WNC | MRO |  | 22 | 1 | Electric Utility | WT | WND | WND | MISO | 752912 | 220666 | 2022
onshore wind | TRUE | 57039 | N | . | McFadden Ridge | PacifiCorp | 14354 | WY | MTN | WECC |  | 22 | 1 | Electric Utility | WT | WND | WND | PACE | 394823 | 115716 | 2022
onshore wind | TRUE | 57040 | N | . | High Plains | PacifiCorp | 14354 | WY | MTN | WECC |  | 22 | 1 | Electric Utility | WT | WND | WND | PACE | 1310086 | 383965 | 2022
solar pv | TRUE | 57041 | N | . | Vaca Dixon Solar Station | Pacific Gas & Electric Co. | 14328 | CA | PACC | WECC |  | 22 | 1 | Electric Utility | PV | SUN | SUN | CISO | 13448 | 3941 | 2022
onshore wind | TRUE | 57044 | N | . | Armenia Mountain Wind Farm | Allete Clean Energy | 59496 | PA | MAT | RFC |  | 22 | 2 | NAICS-22 Non-Cogen | WT | WND | WND | PJM | 909720 | 266624 | 2022
other | TRUE | 57045 | N | . | Rolling Thunder Wind Farm Hybrid | AE Power Services LLC | 55963 | SD | WNC | MRO |  | 22 | 2 | NAICS-22 Non-Cogen | BA | MWH | OTH | SWPP | 0 | 0 | 2022
onshore wind | TRUE | 57045 | N | . | Rolling Thunder Wind Farm Hybrid | AE Power Services LLC | 55963 | SD | WNC | MRO |  | 22 | 2 | NAICS-22 Non-Cogen | WT | WND | WND | SWPP | 313039 | 91747 | 2022
biomass | FALSE | 57046 | Y | . | Archer Daniels Midland Columbus | Archer Daniels Midland Co | 772 | NE | WNC | MRO |  | 311 | 7 | Industrial NAICS Cogen | ST | AB | ORW | SWPP | 0 | 0 | 2022
hard coal | FALSE | 57046 | Y | . | Archer Daniels Midland Columbus | Archer Daniels Midland Co | 772 | NE | WNC | MRO |  | 311 | 7 | Industrial NAICS Cogen | ST | BIT | COL | SWPP | 0 | 0 | 2022
natural gas steam turbine | FALSE | 57046 | Y | . | Archer Daniels Midland Columbus | Archer Daniels Midland Co | 772 | NE | WNC | MRO |  | 311 | 7 | Industrial NAICS Cogen | ST | NG | NG | SWPP | 0 | 0 | 2022
biomass | FALSE | 57046 | Y | . | Archer Daniels Midland Columbus | Archer Daniels Midland Co | 772 | NE | WNC | MRO |  | 311 | 7 | Industrial NAICS Cogen | ST | OBS | ORW | SWPP | 0 | 0 | 2022
hard coal | FALSE | 57046 | Y | . | Archer Daniels Midland Columbus | Archer Daniels Midland Co | 772 | NE | WNC | MRO |  | 311 | 7 | Industrial NAICS Cogen | ST | SUB | COL | SWPP | 4240751 | 284996 | 2022
other | FALSE | 57046 | Y | . | Archer Daniels Midland Columbus | Archer Daniels Midland Co | 772 | NE | WNC | MRO |  | 311 | 7 | Industrial NAICS Cogen | ST | TDF | OTH | SWPP | 0 | 0 | 2022
biomass | FALSE | 57046 | Y | . | Archer Daniels Midland Columbus | Archer Daniels Midland Co | 772 | NE | WNC | MRO |  | 311 | 7 | Industrial NAICS Cogen | ST | WDS | WWW | SWPP | 0 | 0 | 2022
onshore wind | TRUE | 57047 | N | . | Nobles Wind Project | Northern States Power Co - Minnesota | 13781 | MN | WNC | MRO |  | 22 | 1 | Electric Utility | WT | WND | WND | MISO | 1416317 | 415099 | 2022
onshore wind | TRUE | 57048 | N | . | Merricourt Wind Energy Center | Otter Tail Power Co | 14232 | ND | WNC | MRO |  | 22 | 1 | Electric Utility | WT | WND | WND | MISO | 1964130 | 575654 | 2022
onshore wind | TRUE | 57049 | N | . | NaturEner Glacier Wind Energy 1 | NaturEner Glacier Wind Energy 1 LLC | 56365 | MT | MTN | WECC |  | 22 | 2 | NAICS-22 Non-Cogen | WT | WND | WND | GWA | 937976 | 274905 | 2022
onshore wind | TRUE | 57050 | N | . | NaturEner Glacier Wind Energy 2 | NaturEner Glacier Wind Energy 2 LLC | 56366 | MT | MTN | WECC |  | 22 | 2 | NAICS-22 Non-Cogen | WT | WND | WND | GWA | 1015671 | 297676 | 2022
petroleum | TRUE | 57051 | Y | . | Noatak | Alaska Village Elec Coop, Inc | 221 | AK | PACN |  |  | 22 | 1 | Electric Utility | IC | DFO | DFO |  | 18254 | 1861 | 2022
petroleum | TRUE | 57051 | Y | . | Noatak | Alaska Village Elec Coop, Inc | 221 | AK | PACN |  |  | 22 | 1 | Electric Utility | IC | JF | WOO |  | 0 | 0 | 2022
petroleum | TRUE | 57052 | Y | . | Savoonga | Alaska Village Elec Coop, Inc | 221 | AK | PACN |  |  | 22 | 1 | Electric Utility | IC | DFO | DFO |  | 23239 | 2418 | 2022
petroleum | TRUE | 57052 | Y | . | Savoonga | Alaska Village Elec Coop, Inc | 221 | AK | PACN |  |  | 22 | 1 | Electric Utility | IC | JF | WOO |  | 0 | 0 | 2022
petroleum | TRUE | 57053 | Y | . | Alakanuk | Alaska Village Elec Coop, Inc | 221 | AK | PACN |  |  | 22 | 1 | Electric Utility | IC | JF | WOO |  | 0 | 0 | 2022
petroleum | TRUE | 57054 | Y | . | Upper Kalskag | Alaska Village Elec Coop, Inc | 221 | AK | PACN |  |  | 22 | 1 | Electric Utility | IC | DFO | DFO |  | 14064 | 1446 | 2022
petroleum | TRUE | 57054 | Y | . | Upper Kalskag | Alaska Village Elec Coop, Inc | 221 | AK | PACN |  |  | 22 | 1 | Electric Utility | IC | JF | WOO |  | 0 | 0 | 2022
petroleum | TRUE | 57055 | N | . | Stebbins | Alaska Village Elec Coop, Inc | 221 | AK | PACN |  |  | 22 | 1 | Electric Utility | IC | DFO | DFO |  | 33874 | 3554 | 2022
petroleum | TRUE | 57055 | N | . | Stebbins | Alaska Village Elec Coop, Inc | 221 | AK | PACN |  |  | 22 | 1 | Electric Utility | IC | JF | WOO |  | 0 | 0 | 2022
petroleum | TRUE | 57056 | Y | . | Scammon Bay | Alaska Village Elec Coop, Inc | 221 | AK | PACN |  |  | 22 | 1 | Electric Utility | IC | DFO | DFO |  | 18482 | 1836 | 2022
petroleum | TRUE | 57056 | Y | . | Scammon Bay | Alaska Village Elec Coop, Inc | 221 | AK | PACN |  |  | 22 | 1 | Electric Utility | IC | JF | WOO |  | 0 | 0 | 2022
petroleum | TRUE | 57057 | Y | . | Quinhagak | Alaska Village Elec Coop, Inc | 221 | AK | PACN |  |  | 22 | 1 | Electric Utility | IC | DFO | DFO |  | 17419 | 2303 | 2022
petroleum | TRUE | 57057 | Y | . | Quinhagak | Alaska Village Elec Coop, Inc | 221 | AK | PACN |  |  | 22 | 1 | Electric Utility | IC | JF | WOO |  | 0 | 0 | 2022
petroleum | TRUE | 57058 | Y | . | Pilot Station | Alaska Village Elec Coop, Inc | 221 | AK | PACN |  |  | 22 | 1 | Electric Utility | IC | DFO | DFO |  | 19168 | 1883 | 2022
petroleum | TRUE | 57058 | Y | . | Pilot Station | Alaska Village Elec Coop, Inc | 221 | AK | PACN |  |  | 22 | 1 | Electric Utility | IC | JF | WOO |  | 0 | 0 | 2022
petroleum | TRUE | 57059 | Y | . | Koyuk | Alaska Village Elec Coop, Inc | 221 | AK | PACN |  |  | 22 | 1 | Electric Utility | IC | DFO | DFO |  | 11278 | 1237 | 2022
petroleum | TRUE | 57059 | Y | . | Koyuk | Alaska Village Elec Coop, Inc | 221 | AK | PACN |  |  | 22 | 1 | Electric Utility | IC | JF | WOO |  | 0 | 0 | 2022
petroleum | TRUE | 57060 | Y | . | Elim | Alaska Village Elec Coop, Inc | 221 | AK | PACN |  |  | 22 | 1 | Electric Utility | IC | DFO | DFO |  | 12743 | 1363 | 2022
petroleum | TRUE | 57060 | Y | . | Elim | Alaska Village Elec Coop, Inc | 221 | AK | PACN |  |  | 22 | 1 | Electric Utility | IC | JF | WOO |  | 0 | 0 | 2022
petroleum | TRUE | 57062 | Y | . | Gambell | Alaska Village Elec Coop, Inc | 221 | AK | PACN |  |  | 22 | 1 | Electric Utility | IC | DFO | DFO |  | 20823 | 2310 | 2022
petroleum | TRUE | 57062 | Y | . | Gambell | Alaska Village Elec Coop, Inc | 221 | AK | PACN |  |  | 22 | 1 | Electric Utility | IC | JF | WOO |  | 0 | 0 | 2022
petroleum | TRUE | 57063 | Y | . | Shungnak | Alaska Village Elec Coop, Inc | 221 | AK | PACN |  |  | 22 | 1 | Electric Utility | IC | DFO | DFO |  | 15748 | 1661 | 2022
petroleum | TRUE | 57063 | Y | . | Shungnak | Alaska Village Elec Coop, Inc | 221 | AK | PACN |  |  | 22 | 1 | Electric Utility | IC | JF | WOO |  | 0 | 0 | 2022
petroleum | TRUE | 57064 | Y | . | Kotlik | Alaska Village Elec Coop, Inc | 221 | AK | PACN |  |  | 22 | 1 | Electric Utility | IC | DFO | DFO |  | 19670 | 2089 | 2022
petroleum | TRUE | 57064 | Y | . | Kotlik | Alaska Village Elec Coop, Inc | 221 | AK | PACN |  |  | 22 | 1 | Electric Utility | IC | JF | WOO |  | 0 | 0 | 2022
petroleum | TRUE | 57065 | Y | . | Kivalina | Alaska Village Elec Coop, Inc | 221 | AK | PACN |  |  | 22 | 1 | Electric Utility | IC | DFO | DFO |  | 18749 | 2029 | 2022
petroleum | TRUE | 57065 | Y | . | Kivalina | Alaska Village Elec Coop, Inc | 221 | AK | PACN |  |  | 22 | 1 | Electric Utility | IC | JF | WOO |  | 0 | 0 | 2022
petroleum | TRUE | 57066 | Y | . | Kasigluk | Alaska Village Elec Coop, Inc | 221 | AK | PACN |  |  | 22 | 1 | Electric Utility | IC | DFO | DFO |  | 24779 | 2840 | 2022
petroleum | TRUE | 57066 | Y | . | Kasigluk | Alaska Village Elec Coop, Inc | 221 | AK | PACN |  |  | 22 | 1 | Electric Utility | IC | JF | WOO |  | 0 | 0 | 2022
petroleum | TRUE | 57067 | Y | . | Toksook Bay | Alaska Village Elec Coop, Inc | 221 | AK | PACN |  |  | 22 | 1 | Electric Utility | IC | DFO | DFO |  | 32890 | 3780 | 2022
petroleum | TRUE | 57067 | Y | . | Toksook Bay | Alaska Village Elec Coop, Inc | 221 | AK | PACN |  |  | 22 | 1 | Electric Utility | IC | JF | WOO |  | 0 | 0 | 2022
petroleum | TRUE | 57068 | N | . | GenConn Middletown LLC | GenConn Middletown LLC | 56354 | CT | NEW | NPCC |  | 22 | 2 | NAICS-22 Non-Cogen | GT | DFO | DFO | ISNE | 0 | 0 | 2022
petroleum | TRUE | 57068 | N | . | GenConn Middletown LLC | GenConn Middletown LLC | 56354 | CT | NEW | NPCC |  | 22 | 2 | NAICS-22 Non-Cogen | GT | KER | WOO | ISNE | 61845 | 3321.855 | 2022
natural gas peaker | TRUE | 57068 | N | . | GenConn Middletown LLC | GenConn Middletown LLC | 56354 | CT | NEW | NPCC |  | 22 | 2 | NAICS-22 Non-Cogen | GT | NG | NG | ISNE | 23443 | 1259.145 | 2022
hydro | TRUE | 57069 | N | . | Twin Cities Hydro LLC | Twin Cities Hydro LLC | 56353 | MN | WNC | MRO |  | 22 | 2 | NAICS-22 Non-Cogen | HY | WAT | HYC | MISO | 312986 | 91731 | 2022
hard coal | TRUE | 57070 | N | . | GenConn Devon LLC | GenConn Devon LLC | 56352 | CT | NEW | NPCC |  | 22 | 2 | NAICS-22 Non-Cogen | GT | BIT | COL | ISNE | 0 | 0 | 2022
petroleum | TRUE | 57070 | N | . | GenConn Devon LLC | GenConn Devon LLC | 56352 | CT | NEW | NPCC |  | 22 | 2 | NAICS-22 Non-Cogen | GT | DFO | DFO | ISNE | 0 | 0 | 2022
petroleum | TRUE | 57070 | N | . | GenConn Devon LLC | GenConn Devon LLC | 56352 | CT | NEW | NPCC |  | 22 | 2 | NAICS-22 Non-Cogen | GT | KER | WOO | ISNE | 53112 | -267.511 | 2022
natural gas peaker | TRUE | 57070 | N | . | GenConn Devon LLC | GenConn Devon LLC | 56352 | CT | NEW | NPCC |  | 22 | 2 | NAICS-22 Non-Cogen | GT | NG | NG | ISNE | 1089 | -5.489 | 2022
other | FALSE | 57072 | Y | . | Granite City Works | United States Steel Granite City Works | 56364 | IL | ENC | SERC |  | 3311 | 7 | Industrial NAICS Cogen | ST | BFG | OOG | MISO | 732280 | 91538.465 | 2022
natural gas steam turbine | FALSE | 57072 | Y | . | Granite City Works | United States Steel Granite City Works | 56364 | IL | ENC | SERC |  | 3311 | 7 | Industrial NAICS Cogen | ST | NG | NG | MISO | 1255701 | 187143.84 | 2022
other | FALSE | 57072 | Y | . | Granite City Works | United States Steel Granite City Works | 56364 | IL | ENC | SERC |  | 3311 | 7 | Industrial NAICS Cogen | ST | PUR | OTH | MISO | 921492 | 270074.7 | 2022
natural gas steam turbine | TRUE | 57073 | N | . | Ivanpah 2 | NRG Energy Services | 57499 | CA | PACC | WECC |  | 22 | 2 | NAICS-22 Non-Cogen | ST | NG | NG | CISO | 321807 | 6014 | 2022
solar thermal | TRUE | 57073 | N | . | Ivanpah 2 | NRG Energy Services | 57499 | CA | PACC | WECC |  | 22 | 2 | NAICS-22 Non-Cogen | ST | SUN | SUN | CISO | 891669 | 261333 | 2022
natural gas steam turbine | TRUE | 57074 | N | . | Ivanpah 1 | NRG Energy Services | 57499 | CA | PACC | WECC |  | 22 | 2 | NAICS-22 Non-Cogen | ST | NG | NG | CISO | 280259 | 5174 | 2022
solar thermal | TRUE | 57074 | N | . | Ivanpah 1 | NRG Energy Services | 57499 | CA | PACC | WECC |  | 22 | 2 | NAICS-22 Non-Cogen | ST | SUN | SUN | CISO | 742440 | 217597 | 2022
natural gas steam turbine | TRUE | 57075 | N | . | Ivanpah 3 | NRG Energy Services | 57499 | CA | PACC | WECC |  | 22 | 2 | NAICS-22 Non-Cogen | ST | NG | NG | CISO | 249036 | 5352 | 2022
solar thermal | TRUE | 57075 | N | . | Ivanpah 3 | NRG Energy Services | 57499 | CA | PACC | WECC |  | 22 | 2 | NAICS-22 Non-Cogen | ST | SUN | SUN | CISO | 933843 | 273694 | 2022
onshore wind | TRUE | 57078 | N | . | Steel Winds II | Evergreen Wind, LLC | 59155 | NY | MAT | NPCC |  | 22 | 2 | NAICS-22 Non-Cogen | WT | WND | WND | NYIS | 228300 | 66911 | 2022
onshore wind | TRUE | 57079 | N | . | Milford Wind Corridor I LLC | Longroad Energy Services LLC | 61219 | UT | MTN | WECC |  | 22 | 2 | NAICS-22 Non-Cogen | WT | WND | WND | LDWP | 1206152 | 353503 | 2022
onshore wind | TRUE | 57080 | N | . | Sheffield Wind | Evergreen Wind, LLC | 59155 | VT | NEW | NPCC |  | 22 | 2 | NAICS-22 Non-Cogen | WT | WND | WND | ISNE | 261385 | 76608 | 2022
solar pv | TRUE | 57081 | N | . | Calpine Vineland Solar LLC | Calpine Vineland Solar LLC | 56610 | NJ | MAT | RFC |  | 22 | 2 | NAICS-22 Non-Cogen | PV | SUN | SUN | PJM | 18811 | 5513 | 2022
other | TRUE | 57082 | N | . | Kaheawa Wind Power II LLC | Evergreen Wind, LLC | 59155 | HI | PACN |  |  | 22 | 2 | NAICS-22 Non-Cogen | BA | MWH | OTH |  | 0 | 0 | 2022
onshore wind | TRUE | 57082 | N | . | Kaheawa Wind Power II LLC | Evergreen Wind, LLC | 59155 | HI | PACN |  |  | 22 | 2 | NAICS-22 Non-Cogen | WT | WND | WND |  | 207631 | 60853 | 2022
onshore wind | TRUE | 57083 | N | . | Bull Hill Wind Project | Evergreen Wind, LLC | 59155 | ME | NEW | NPCC |  | 22 | 2 | NAICS-22 Non-Cogen | WT | WND | WND | ISNE | 327515 | 95989 | 2022
hydro | TRUE | 57085 | N | . | Lake Dorothy Hydroelectric Project | Alaska Electric Light & Power Co. | 213 | AK | PACN |  |  | 22 | 1 | Electric Utility | HY | WAT | HYC |  | 286755 | 84043 | 2022
other | TRUE | 57087 | N | . | Kahuku Wind Power LLC | Evergreen Wind, LLC | 59155 | HI | PACN |  |  | 22 | 2 | NAICS-22 Non-Cogen | BA | MWH | OTH |  | 0 | 0 | 2022
onshore wind | TRUE | 57087 | N | . | Kahuku Wind Power LLC | Evergreen Wind, LLC | 59155 | HI | PACN |  |  | 22 | 2 | NAICS-22 Non-Cogen | WT | WND | WND |  | 188207 | 55160 | 2022
onshore wind | TRUE | 57090 | N | . | Campbell Hill Windpower | Duke Energy Renewables Services | 65411 | WY | MTN | WECC |  | 22 | 2 | NAICS-22 Non-Cogen | WT | WND | WND | PACE | 1084083 | 317726 | 2022
onshore wind | TRUE | 57091 | N | . | Silver Sage Windpower | Duke Energy Renewables Services | 65411 | WY | MTN | WECC |  | 22 | 2 | NAICS-22 Non-Cogen | WT | WND | WND | WAUW | 421565 | 123554 | 2022
onshore wind | TRUE | 57093 | N | . | Casper Wind Farm | Chevron USA | 56394 | WY | MTN | WECC |  | 22 | 2 | NAICS-22 Non-Cogen | WT | WND | WND | PACE | 47827 | 14017 | 2022
onshore wind | TRUE | 57094 | N | . | Streator Cayuga Ridge South | Avangrid Renewables LLC | 15399 | IL | ENC | RFC |  | 22 | 2 | NAICS-22 Non-Cogen | WT | WND | WND | PJM | 2742339 | 803734 | 2022
onshore wind | TRUE | 57095 | N | . | Penascal II Wind Project LLC | Avangrid Renewables LLC | 15399 | TX | WSC | TRE |  | 22 | 2 | NAICS-22 Non-Cogen | WT | WND | WND | ERCO | 952078 | 279038 | 2022
onshore wind | TRUE | 57096 | N | . | Star Point Wind Project LLC | Avangrid Renewables LLC | 15399 | OR | PACC | WECC |  | 22 | 2 | NAICS-22 Non-Cogen | WT | WND | WND | AVRN | 667453 | 195619 | 2022
onshore wind | TRUE | 57097 | N | . | Rugby Wind Power Project | Avangrid Renewables LLC | 15399 | ND | WNC | MRO |  | 22 | 2 | NAICS-22 Non-Cogen | WT | WND | WND | MISO | 1465249 | 429440 | 2022
onshore wind | TRUE | 57098 | N | . | Dry Lake Wind LLC | Avangrid Renewables LLC | 15399 | AZ | MTN | WECC |  | 22 | 2 | NAICS-22 Non-Cogen | WT | WND | WND | SRP | 380296 | 111458 | 2022
biomass | FALSE | 57099 | Y | . | WestRock (WA) | WestRock (WA) | 59348 | WA | PACC | WECC |  | 322122 | 7 | Industrial NAICS Cogen | ST | BLQ | WWW | TPWR | 1924113 | 149880.29 | 2022
petroleum | FALSE | 57099 | Y | . | WestRock (WA) | WestRock (WA) | 59348 | WA | PACC | WECC |  | 322122 | 7 | Industrial NAICS Cogen | ST | DFO | DFO | TPWR | 0 | 0 | 2022
natural gas steam turbine | FALSE | 57099 | Y | . | WestRock (WA) | WestRock (WA) | 59348 | WA | PACC | WECC |  | 322122 | 7 | Industrial NAICS Cogen | ST | NG | NG | TPWR | 37751 | 2951.481 | 2022
petroleum | FALSE | 57099 | Y | . | WestRock (WA) | WestRock (WA) | 59348 | WA | PACC | WECC |  | 322122 | 7 | Industrial NAICS Cogen | ST | RFO | RFO | TPWR | 0 | 0 | 2022
biomass | FALSE | 57099 | Y | . | WestRock (WA) | WestRock (WA) | 59348 | WA | PACC | WECC |  | 322122 | 7 | Industrial NAICS Cogen | ST | WDS | WWW | TPWR | 1027848 | 79750.51 | 2022
petroleum | FALSE | 57099 | Y | . | WestRock (WA) | WestRock (WA) | 59348 | WA | PACC | WECC |  | 322122 | 7 | Industrial NAICS Cogen | ST | WO | WOO | TPWR | 19895 | 1578.716 | 2022
onshore wind | FALSE | 57106 | N | . | Mesalands Comm College Wind Turbine | Mesalands Community College | 56410 | NM | MTN | MRO |  | 611 | 4 | Commercial NAICS Non-Cogen | WT | WND | WND | SWPP | 5762 | 1689 | 2022
onshore wind | TRUE | 57107 | N | . | Milford Wind Corridor Stage II LLC | Milford Wind Corridor Stage II LLC | 56409 | UT | MTN | WECC |  | 22 | 2 | NAICS-22 Non-Cogen | WT | WND | WND | LDWP | 580599 | 170164 | 2022
onshore wind | TRUE | 57108 | N | . | Blue Canyon Windpower V LLC | Blue Canyon Windpower V LLC | 56416 | OK | WSC | MRO |  | 22 | 2 | NAICS-22 Non-Cogen | WT | WND | WND | SWPP | 993345 | 291133 | 2022
onshore wind | TRUE | 57109 | N | . | Meadow Lake Wind Farm LLC | Meadow Lake Wind Farm LLC | 56417 | IN | ENC | RFC |  | 22 | 2 | NAICS-22 Non-Cogen | WT | WND | WND | PJM | 1571880 | 460692 | 2022
onshore wind | TRUE | 57110 | N | . | Blackstone Wind Farm LLC | Blackstone Wind Farm LLC | 56418 | IL | ENC | RFC |  | 22 | 2 | NAICS-22 Non-Cogen | WT | WND | WND | PJM | 967580 | 283582 | 2022
onshore wind | TRUE | 57111 | N | . | Lost Lakes Wind Farm LLC | Lost Lakes Wind Farm LLC | 56419 | IA | WNC | MRO |  | 22 | 2 | NAICS-22 Non-Cogen | WT | WND | WND | MISO | 1177550 | 345120 | 2022
onshore wind | TRUE | 57112 | N | . | Meadow Lake Wind Farm II LLC | Meadow Lake Wind Farm II LLC | 56420 | IN | ENC | RFC |  | 22 | 2 | NAICS-22 Non-Cogen | WT | WND | WND | PJM | 839201 | 245956 | 2022
onshore wind | TRUE | 57113 | N | . | Blackstone Wind Farm II LLC | Blackstone Wind Farm II LLC | 56421 | IL | ENC | RFC |  | 22 | 2 | NAICS-22 Non-Cogen | WT | WND | WND | PJM | 1930595 | 565825 | 2022
onshore wind | TRUE | 57115 | N | . | Meadow Lake Wind Farm III LLC | Meadow Lake Wind Farm III LLC | 56423 | IN | ENC | RFC |  | 22 | 2 | NAICS-22 Non-Cogen | WT | WND | WND | PJM | 951150 | 278766 | 2022
onshore wind | TRUE | 57116 | N | . | Quilt Block Wind Farm LLC | Quilt Block Wind Farm LLC | 56424 | WI | ENC | MRO |  | 22 | 2 | NAICS-22 Non-Cogen | WT | WND | WND | MISO | 1392924 | 408242 | 2022
onshore wind | TRUE | 57118 | N | . | Greensburg | Greensburg Wind Farm, LLC | 56246 | KS | WNC | MRO |  | 22 | 2 | NAICS-22 Non-Cogen | WT | WND | WND | SWPP | 38838 | 11383 | 2022
biomass | TRUE | 57119 | Y | . | Koda Biomass Plant | Koda Energy LLC | 56413 | MN | WNC | MRO |  | 22 | 3 | NAICS-22 Cogen | ST | AB | ORW | MISO | 240021 | 20869.815 | 2022
natural gas steam turbine | TRUE | 57119 | Y | . | Koda Biomass Plant | Koda Energy LLC | 56413 | MN | WNC | MRO |  | 22 | 3 | NAICS-22 Cogen | ST | NG | NG | MISO | 36237 | 3044.841 | 2022
biomass | TRUE | 57119 | Y | . | Koda Biomass Plant | Koda Energy LLC | 56413 | MN | WNC | MRO |  | 22 | 3 | NAICS-22 Cogen | ST | WDS | WWW | MISO | 108183 | 9019.344 | 2022
onshore wind | TRUE | 57120 | N | . | Wilton Wind II LLC | Wilton Wind II LLC | 56415 | ND | WNC | MRO |  | 22 | 2 | NAICS-22 Non-Cogen | WT | WND | WND | MISO | 736015 | 215714 | 2022
onshore wind | TRUE | 57121 | N | . | Ashtabula Wind II LLC | Ashtabula Wind II LLC | 56414 | ND | WNC | MRO |  | 22 | 2 | NAICS-22 Non-Cogen | WT | WND | WND | MISO | 1296913 | 380103 | 2022
natural gas combined cycle | FALSE | 57122 | Y | . | UCI Facilities Management Central Plant | University of California Irvine | 56427 | CA | PACC | WECC |  | 611 | 5 | Commercial NAICS Cogen | CA | NG | NG | CISO | 0 | 0 | 2022
natural gas combined cycle | FALSE | 57122 | Y | . | UCI Facilities Management Central Plant | University of California Irvine | 56427 | CA | PACC | WECC |  | 611 | 5 | Commercial NAICS Cogen | CT | NG | NG | CISO | 549246 | 103024 | 2022
biomass | TRUE | 57123 | N | . | Trail Ridge Landfill Gas Recovery | EPP Renewable Energy | 57249 | FL | SAT | SERC |  | 22 | 2 | NAICS-22 Non-Cogen | IC | LFG | MLG | JEA | 355086 | 31357 | 2022
onshore wind | TRUE | 57124 | N | . | Payne's Ferry | Idaho Wind Partners 1 LLC | 56592 | ID | MTN | WECC |  | 22 | 2 | NAICS-22 Non-Cogen | WT | WND | WND | IPCO | 208784 | 61191 | 2022
onshore wind | TRUE | 57125 | N | . | Camp Reed | Idaho Wind Partners 1 LLC | 56592 | ID | MTN | WECC |  | 22 | 2 | NAICS-22 Non-Cogen | WT | WND | WND | IPCO | 217906 | 63865 | 2022
onshore wind | TRUE | 57126 | N | . | Yahoo Creek | Idaho Wind Partners 1 LLC | 56592 | ID | MTN | WECC |  | 22 | 2 | NAICS-22 Non-Cogen | WT | WND | WND | IPCO | 202803 | 59438 | 2022
biomass | TRUE | 57128 | N | . | G2 Energy Marion LLC | G2 Energy LLC | 56440 | FL | SAT | SERC |  | 22 | 2 | NAICS-22 Non-Cogen | IC | LFG | MLG | FPC | 137101 | 12152 | 2022
onshore wind | TRUE | 57130 | N | . | Beaver Ridge Wind | Beaver Ridge Wind LLC | 56439 | ME | NEW | NPCC |  | 22 | 2 | NAICS-22 Non-Cogen | WT | WND | WND | ISNE | 41493 | 12161 | 2022
onshore wind | TRUE | 57131 | N | . | Stoney Corners Wind Farm | DTE Sustainable Generation | 64331 | MI | ENC | RFC |  | 22 | 2 | NAICS-22 Non-Cogen | WT | WND | WND | MISO | 458742 | 134449 | 2022
biomass | TRUE | 57133 | N | . | G2 Energy Ostrom Road LLC | G2 Energy LLC | 56440 | CA | PACC | WECC |  | 22 | 2 | NAICS-22 Non-Cogen | IC | LFG | MLG | CISO | 294420 | 26878 | 2022
other | TRUE | 57134 | N | . | OREG 4 Peetz | Ormat Nevada Inc | 34691 | CO | MTN | WECC |  | 22 | 2 | NAICS-22 Non-Cogen | OT | WH | OTH | WACM | 7780 | 2280 | 2022
onshore wind | TRUE | 57135 | N | . | Big Sky Wind LLC | Big Sky Wind LLC | 64499 | IL | ENC | RFC |  | 22 | 2 | NAICS-22 Non-Cogen | WT | WND | WND | PJM | 1577354 | 462296 | 2022
onshore wind | TRUE | 57136 | N | . | Tuana Springs | Tuana Springs Energy, LLC | 56475 | ID | MTN | WECC |  | 22 | 2 | NAICS-22 Non-Cogen | WT | WND | WND | IPCO | 102639 | 30082 | 2022
onshore wind | TRUE | 57137 | N | . | Eurus Combine Hills Turbine Ranch 2 | Eurus Combine Hills II LLC | 56483 | OR | PACC | WECC |  | 22 | 2 | NAICS-22 Non-Cogen | WT | WND | WND | BPAT | 465407 | 136403 | 2022
petroleum | TRUE | 57138 | Y | . | Savannah River Site Biomass Cogen | Ameresco | 56476 | SC | SAT | SERC |  | 22 | 3 | NAICS-22 Cogen | ST | DFO | DFO | SCEG | 3187 | 198.146 | 2022
other | TRUE | 57138 | Y | . | Savannah River Site Biomass Cogen | Ameresco | 56476 | SC | SAT | SERC |  | 22 | 3 | NAICS-22 Cogen | ST | TDF | OTH | SCEG | 111461 | 7149.657 | 2022
biomass | TRUE | 57138 | Y | . | Savannah River Site Biomass Cogen | Ameresco | 56476 | SC | SAT | SERC |  | 22 | 3 | NAICS-22 Cogen | ST | WDS | WWW | SCEG | 1204610 | 77036.197 | 2022
onshore wind | TRUE | 57139 | N | . | Cambria Wind LLC | Exus North America Management Partners LLC | 63081 | PA | MAT | RFC |  | 22 | 2 | NAICS-22 Non-Cogen | WT | WND | WND | PJM | 469883 | 137715 | 2022
solar pv | FALSE | 57141 | N | . | RV CSU Power LLC | RV CSU Power LLC | 56493 | CO | MTN | WECC |  | 611 | 4 | Commercial NAICS Non-Cogen | PV | SUN | SUN | PSCO | 7814 | 2290 | 2022
onshore wind | TRUE | 57151 | N | . | Beech Ridge Energy LLC | Invenergy Services LLC | 49893 | WV | SAT | RFC |  | 22 | 2 | NAICS-22 Non-Cogen | WT | WND | WND | PJM | 831648 | 243742 | 2022
onshore wind | TRUE | 57152 | N | . | Harvest Wind Project | Harvest Wind Project TIC | 56499 | WA | PACC | WECC |  | 22 | 2 | NAICS-22 Non-Cogen | WT | WND | WND | BPAT | 800722 | 234678 | 2022
onshore wind | TRUE | 57153 | N | . | Langford Wind Power | Langford Wind Power LLC | 56506 | TX | WSC | TRE |  | 22 | 2 | NAICS-22 Non-Cogen | WT | WND | WND | ERCO | 1938254 | 568070 | 2022
onshore wind | TRUE | 57156 | N | . | Barton Chapel Wind Farm | Avangrid Renewables LLC | 15399 | TX | WSC | TRE |  | 22 | 2 | NAICS-22 Non-Cogen | WT | WND | WND | ERCO | 818724 | 239954 | 2022
onshore wind | TRUE | 57159 | N | . | Windy Flats Wind Project | Windy Flats Partners LLC | 56514 | WA | PACC | WECC |  | 22 | 2 | NAICS-22 Non-Cogen | WT | WND | WND | BPAT | 2172495 | 636722 | 2022
hydro | TRUE | 57160 | N | . | White River Lock and Dam 1 | White River Hydroelectric | 56515 | AR | WSC | SERC |  | 22 | 2 | NAICS-22 Non-Cogen | HY | WAT | HYC | SPA | 48948 | 14346 | 2022
hydro | TRUE | 57161 | N | . | White River Lock and Dam 2 | White River Hydroelectric | 56515 | AR | WSC | SERC |  | 22 | 2 | NAICS-22 Non-Cogen | HY | WAT | HYC | SPA | 48948 | 14346 | 2022
hydro | TRUE | 57162 | N | . | White River Lock and Dam 3 | White River Hydroelectric | 56515 | AR | WSC | SERC |  | 22 | 2 | NAICS-22 Non-Cogen | HY | WAT | HYC | SPA | 97935 | 28703 | 2022
biomass | FALSE | 57163 | N | . | Calabasas Gas to Energy Facility | Los Angeles County Sanitation | 11217 | CA | PACC | WECC |  | 562212 | 4 | Commercial NAICS Non-Cogen | GT | LFG | MLG | CISO | 505059 | 33678 | 2022
natural gas peaker | FALSE | 57163 | N | . | Calabasas Gas to Energy Facility | Los Angeles County Sanitation | 11217 | CA | PACC | WECC |  | 562212 | 4 | Commercial NAICS Non-Cogen | GT | NG | NG | CISO | 0 | 0 | 2022
biomass | TRUE | 57165 | N | . | Farmers Branch Renewable Energy Facility | WM Renewable Energy LLC | 54842 | TX | WSC | TRE |  | 22 | 2 | NAICS-22 Non-Cogen | IC | LFG | MLG | ERCO | 280873 | 22618 | 2022
biomass | TRUE | 57166 | N | . | Waste Management Lockwood LFGTE | WM Renewable Energy LLC | 54842 | NV | MTN | WECC |  | 22 | 2 | NAICS-22 Non-Cogen | IC | LFG | MLG | NEVP | 219564 | 19358 | 2022
biomass | TRUE | 57167 | N | . | Mesquite Creek LFGTE Project | WM Renewable Energy LLC | 54842 | TX | WSC | TRE |  | 22 | 2 | NAICS-22 Non-Cogen | IC | LFG | MLG | ERCO | 240520 | 19964 | 2022
biomass | TRUE | 57168 | N | . | Waste Management Naples LFGTE Project | WM Renewable Energy LLC | 54842 | FL | SAT | SERC |  | 22 | 2 | NAICS-22 Non-Cogen | IC | LFG | MLG | FPL | 324911 | 24775 | 2022
biomass | TRUE | 57169 | N | . | Waste Management Piedmont LFGTE Project | WM Renewable Energy LLC | 54842 | NC | SAT | SERC |  | 22 | 2 | NAICS-22 Non-Cogen | IC | LFG | MLG | DUK | 136962 | 10874 | 2022
biomass | TRUE | 57170 | N | . | Suburban Landfill Gas Recovery | WM Renewable Energy LLC | 54842 | OH | ENC | RFC |  | 22 | 2 | NAICS-22 Non-Cogen | IC | LFG | MLG | PJM | 361693 | 31256 | 2022
onshore wind | TRUE | 57171 | N | . | Cedar Hills Wind Farm | Montana-Dakota Utilities Co | 12199 | ND | WNC | MRO |  | 22 | 1 | Electric Utility | WT | WND | WND | MISO | 219809 | 64422 | 2022
other | TRUE | 57172 | N | . | Glen Ullin Station 6 | Montana-Dakota Utilities Co | 12199 | ND | WNC | MRO |  | 22 | 1 | Electric Utility | ST | WH | OTH | MISO | 46628 | 13666 | 2022
onshore wind | TRUE | 57174 | N | . | Colorado Highlands Wind | Colorado Highlands Wind LLC | 56523 | CO | MTN | WECC |  | 22 | 2 | NAICS-22 Non-Cogen | WT | WND | WND | WACM | 1304969 | 382465 | 2022
onshore wind | FALSE | 57176 | N | . | University of Delaware Wind Turbine | First State Marine Wind | 56518 | DE | SAT | RFC |  | 611 | 4 | Commercial NAICS Non-Cogen | WT | WND | WND | PJM | 14934 | 4377 | 2022
onshore wind | TRUE | 57177 | N | . | Meadow Lake Wind Farm IV | Meadow Lake Wind Farm IV LLC | 56520 | IN | ENC | RFC |  | 22 | 2 | NAICS-22 Non-Cogen | WT | WND | WND | PJM | 690356 | 202332 | 2022
natural gas peaker | FALSE | 57179 | Y | . | HSCo CHP | Cartier Energy, LLC | 65384 | CT | NEW | NPCC |  | 622 | 5 | Commercial NAICS Cogen | GT | NG | NG | ISNE | 122411 | 26472 | 2022
onshore wind | TRUE | 57182 | N | . | PPL Frey Farm Landfill Wind | EPP Renewable Energy | 57249 | PA | MAT | RFC |  | 22 | 2 | NAICS-22 Non-Cogen | WT | WND | WND | PJM | 20021 | 5868 | 2022
biomass | TRUE | 57183 | N | . | PPL Glendon LFGTE Plant | EPP Renewable Energy | 57249 | PA | MAT | RFC |  | 22 | 2 | NAICS-22 Non-Cogen | IC | LFG | MLG | PJM | 0 | 0 | 2022
hydro | TRUE | 57184 | N | . | Orono Hydro Station | Brookfield Black Bear Hydro, LLC | 59178 | ME | NEW | NPCC |  | 22 | 2 | NAICS-22 Non-Cogen | HY | WAT | HYC | ISNE | 33810 | 9909 | 2022
natural gas combined cycle | TRUE | 57185 | N | . | Cricket Valley Energy | Cricket Valley Energy Center LLC | 56534 | NY | MAT | NPCC |  | 22 | 2 | NAICS-22 Non-Cogen | CA | NG | NG | NYIS | 553027 | 1968565 | 2022
natural gas combined cycle | TRUE | 57185 | N | . | Cricket Valley Energy | Cricket Valley Energy Center LLC | 56534 | NY | MAT | NPCC |  | 22 | 2 | NAICS-22 Non-Cogen | CT | NG | NG | NYIS | 37652697 | 3493646 | 2022
biomass | TRUE | 57186 | N | . | Chautauqua LFGTE Facility | Chautauqua Green Energy, LLC | 64137 | NY | MAT | NPCC |  | 22 | 2 | NAICS-22 Non-Cogen | IC | LFG | MLG | NYIS | 213668 | 15805 | 2022
onshore wind | TRUE | 57187 | N | . | Pillar Mountain Wind Project Microgrid | Kodiak Electric Assn Inc | 10433 | AK | PACN |  |  | 22 | 1 | Electric Utility | WT | WND | WND |  | 85308 | 25002 | 2022
onshore wind | TRUE | 57188 | N | . | Vantage Wind Energy LLC | Invenergy Services LLC | 49893 | WA | PACC | WECC |  | 22 | 2 | NAICS-22 Non-Cogen | WT | WND | WND | PSEI | 822094 | 240942 | 2022
onshore wind | TRUE | 57189 | N | . | Lost Creek Wind Energy Facility | Pattern Operators LP | 56545 | MO | WNC | SERC |  | 22 | 2 | NAICS-22 Non-Cogen | WT | WND | WND | AECI | 1575331 | 461703 | 2022
hydro | TRUE | 57190 | N | . | Little Quinnesec Falls Hydro Project | Eagle Creek Renewable Energy, LLC | 57280 | WI | ENC | MRO |  | 22 | 2 | NAICS-22 Non-Cogen | HY | WAT | HYC | MISO | 188988 | 55389 | 2022
solar pv | TRUE | 57191 | N | . | Exelon Solar Chicago | Luminace Solar Chicago, LLC | 64696 | IL | ENC | RFC |  | 22 | 2 | NAICS-22 Non-Cogen | PV | SUN | SUN | PJM | 46120 | 13517 | 2022
onshore wind | TRUE | 57192 | N | . | Spring Valley Wind Project | Pattern Operators LP | 56545 | NV | MTN | WECC |  | 22 | 2 | NAICS-22 Non-Cogen | WT | WND | WND | NEVP | 1076660 | 315551 | 2022
onshore wind | TRUE | 57194 | N | . | Day County Wind LLC | Day County Wind LLC | 56561 | SD | WNC | MRO |  | 22 | 2 | NAICS-22 Non-Cogen | WT | WND | WND | SWPP | 1515539 | 444179 | 2022
onshore wind | TRUE | 57195 | N | . | Lower Snake River Wind Energy Project | Puget Sound Energy Inc | 15500 | WA | PACC | WECC |  | 22 | 1 | Electric Utility | WT | WND | WND | BPAT | 2596176 | 760896 | 2022
petroleum | TRUE | 57196 | N | . | High Point, POLO | North Carolina Mun Power Agny #1 | 13630 | NC | SAT | SERC |  | 22 | 1 | Electric Utility | IC | DFO | DFO | DUK | 1143 | 78 | 2022
solar pv | TRUE | 57197 | N | . | Blue Wing Solar Energy Generation | Duke Energy Renewables Services | 65411 | TX | WSC | TRE |  | 22 | 2 | NAICS-22 Non-Cogen | PV | SUN | SUN | ERCO | 72740 | 21319 | 2022
onshore wind | TRUE | 57198 | N | . | Bent Tree Wind Farm Phase 1 | Wisconsin Power & Light Co | 20856 | MN | WNC | MRO |  | 22 | 1 | Electric Utility | WT | WND | WND | MISO | 1545772 | 453040 | 2022
onshore wind | TRUE | 57199 | N | . | Glacier Hills | Wisconsin Electric Power Co | 20847 | WI | ENC | RFC |  | 22 | 1 | Electric Utility | WT | WND | WND | MISO | 1393797 | 408498 | 2022
solar pv | TRUE | 57200 | N | . | Shelby Solar Energy Generation Facility | Duke Energy Renewables Services | 65411 | NC | SAT | SERC |  | 22 | 2 | NAICS-22 Non-Cogen | PV | SUN | SUN | DUK | 4018 | 1178 | 2022
onshore wind | TRUE | 57201 | N | . | FPL Energy Montezuma Winds LLC | FPL Energy Montezuma Wind | 56555 | CA | PACC | WECC |  | 22 | 2 | NAICS-22 Non-Cogen | WT | WND | WND | CISO | 321134 | 94119 | 2022
solar pv | TRUE | 57202 | N | . | Jacksonville Solar | Jacksonville Solar LLC | 56582 | FL | SAT | SERC |  | 22 | 2 | NAICS-22 Non-Cogen | PV | SUN | SUN | JEA | 62647 | 18361 | 2022
solar pv | TRUE | 57203 | N | . | Wyandot Solar Farm | Wyandot Solar LLC | 56583 | OH | ENC | RFC |  | 22 | 2 | NAICS-22 Non-Cogen | PV | SUN | SUN | PJM | 43332 | 12700 | 2022
solar pv | TRUE | 57204 | N | . | PSEG Hackettstown | PSEG Solar Hackettstown LLC | 56584 | NJ | MAT | RFC |  | 22 | 2 | NAICS-22 Non-Cogen | PV | SUN | SUN | PJM | 8172 | 2395 | 2022
solar pv | TRUE | 57205 | N | . | CM48 | Consolidated Edison Development Inc. | 56769 | NV | MTN | WECC |  | 22 | 2 | NAICS-22 Non-Cogen | PV | SUN | SUN | CISO | 334719 | 98100 | 2022
other | TRUE | 57206 | N | . | Soldotna | Homer Electric Assn Inc | 19558 | AK | PACN |  |  | 22 | 1 | Electric Utility | BA | MWH | OTH |  | 0 | 0 | 2022
natural gas peaker | TRUE | 57206 | N | . | Soldotna | Homer Electric Assn Inc | 19558 | AK | PACN |  |  | 22 | 1 | Electric Utility | GT | NG | NG |  | 173305 | 16561 | 2022
petroleum | FALSE | 57207 | N | . | Thomson Reuters Data Center Bldg ES101 | Thomson Corp | 18981 | MN | WNC | MRO |  | 518 | 4 | Commercial NAICS Non-Cogen | IC | DFO | DFO | MISO | 143 | 14 | 2022
petroleum | FALSE | 57208 | N | . | Thomson Reuters Data Center Bldg H | Thomson Corp | 18981 | MN | WNC | MRO |  | 518 | 4 | Commercial NAICS Non-Cogen | IC | DFO | DFO | MISO | 1489 | 137 | 2022
onshore wind | TRUE | 57210 | N | . | Cedar Creek II | AE Power Services LLC | 55963 | CO | MTN | WECC |  | 22 | 2 | NAICS-22 Non-Cogen | WT | WND | WND | PSCO | 1433594 | 420163 | 2022
onshore wind | TRUE | 57211 | N | . | Goshen Phase II | AE Power Services LLC | 55963 | ID | MTN | WECC |  | 22 | 2 | NAICS-22 Non-Cogen | WT | WND | WND | PACE | 1207797 | 353985 | 2022
onshore wind | TRUE | 57212 | N | . | Papalote Creek II LLC | RWE Renewables Americas, LLC | 56215 | TX | WSC | TRE |  | 22 | 2 | NAICS-22 Non-Cogen | WT | WND | WND | ERCO | 1876171 | 549874 | 2022
geothermal | TRUE | 57213 | N | . | ENEL Salt Wells LLC | ENEL Salt Wells LLC | 56657 | NV | MTN | WECC |  | 22 | 2 | NAICS-22 Non-Cogen | BT | GEO | GEO | NEVP | 288359 | 84513 | 2022
onshore wind | TRUE | 57214 | N | . | Waverly Community Wind Project | Waverly Municipal Elec Utility | 20214 | IA | WNC | MRO |  | 22 | 1 | Electric Utility | WT | WND | WND | MISO | 22557 | 6611 | 2022
solar pv | TRUE | 57216 | N | . | Crayola Solar Project | UGI Development Co | 19391 | PA | MAT | RFC |  | 22 | 2 | NAICS-22 Non-Cogen | PV | SUN | SUN | PJM | 9533 | 2794 | 2022
solar pv | TRUE | 57217 | N | . | Solar Photovoltaic Project #03 | Southern California Edison Co | 17609 | CA | PACC | WECC |  | 22 | 1 | Electric Utility | PV | SUN | SUN | CISO | 2259 | 662 | 2022
solar pv | TRUE | 57219 | N | . | Solar Photovoltaic Project #05 | Southern California Edison Co | 17609 | CA | PACC | WECC |  | 22 | 1 | Electric Utility | PV | SUN | SUN | CISO | 5695 | 1669 | 2022
solar pv | TRUE | 57220 | N | . | Solar Photovoltaic Project #06 | Southern California Edison Co | 17609 | CA | PACC | WECC |  | 22 | 1 | Electric Utility | PV | SUN | SUN | CISO | 2613 | 766 | 2022
solar pv | TRUE | 57221 | N | . | Solar Photovoltaic Project #07 | Southern California Edison Co | 17609 | CA | PACC | WECC |  | 22 | 1 | Electric Utility | PV | SUN | SUN | CISO | 10789 | 3162 | 2022
solar pv | TRUE | 57222 | N | . | Solar Photovoltaic Project #08 | Southern California Edison Co | 17609 | CA | PACC | WECC |  | 22 | 1 | Electric Utility | PV | SUN | SUN | CISO | 3169 | 929 | 2022
solar pv | TRUE | 57223 | N | . | Solar Photovoltaic Project #09 | Southern California Edison Co | 17609 | CA | PACC | WECC |  | 22 | 1 | Electric Utility | PV | SUN | SUN | CISO | 2521 | 739 | 2022
solar pv | TRUE | 57224 | N | . | Solar Photovoltaic Project #10 | Southern California Edison Co | 17609 | CA | PACC | WECC |  | 22 | 1 | Electric Utility | PV | SUN | SUN | CISO | 3290 | 964 | 2022
solar pv | TRUE | 57225 | N | . | Solar Photovoltaic Project #11 | Southern California Edison Co | 17609 | CA | PACC | WECC |  | 22 | 1 | Electric Utility | PV | SUN | SUN | CISO | 14021 | 4109 | 2022
solar pv | TRUE | 57227 | N | . | Solar Photovoltaic Project #13 | Southern California Edison Co | 17609 | CA | PACC | WECC |  | 22 | 1 | Electric Utility | PV | SUN | SUN | CISO | 9524 | 2791 | 2022
solar pv | TRUE | 57229 | N | . | Solar Photovoltaic Project #15 | Southern California Edison Co | 17609 | CA | PACC | WECC |  | 22 | 1 | Electric Utility | PV | SUN | SUN | CISO | 6890 | 2019 | 2022
solar pv | TRUE | 57230 | N | . | Solar Photovoltaic Project #16 | Southern California Edison Co | 17609 | CA | PACC | WECC |  | 22 | 1 | Electric Utility | PV | SUN | SUN | CISO | 6367 | 1866 | 2022
solar pv | TRUE | 57231 | N | . | Solar Photovoltaic Project #17 | Southern California Edison Co | 17609 | CA | PACC | WECC |  | 22 | 1 | Electric Utility | PV | SUN | SUN | CISO | 12605 | 3694 | 2022
solar pv | TRUE | 57232 | N | . | Solar Photovoltaic Project #18 | Southern California Edison Co | 17609 | CA | PACC | WECC |  | 22 | 1 | Electric Utility | PV | SUN | SUN | CISO | 4686 | 1374 | 2022
solar pv | TRUE | 57236 | N | . | Solar Photovoltaic Project #23 | Southern California Edison Co | 17609 | CA | PACC | WECC |  | 22 | 1 | Electric Utility | PV | SUN | SUN | CISO | 5666 | 1661 | 2022
solar pv | TRUE | 57237 | N | . | Solar Photovoltaic Project #22 | Southern California Edison Co | 17609 | CA | PACC | WECC |  | 22 | 1 | Electric Utility | PV | SUN | SUN | CISO | 1370 | 402 | 2022
onshore wind | TRUE | 57239 | N | . | Roth Rock Wind Farm LLC | Roth Rock Wind Farm LLC | 56603 | MD | SAT | RFC |  | 22 | 2 | NAICS-22 Non-Cogen | WT | WND | WND | PJM | 320633 | 93972 | 2022
onshore wind | TRUE | 57240 | N | . | Roth Rock North Wind Farm, LLC | Roth Rock Wind Farm LLC | 56603 | MD | SAT | RFC |  | 22 | 2 | NAICS-22 Non-Cogen | WT | WND | WND | PJM | 80160 | 23493 | 2022
natural gas steam turbine | TRUE | 57241 | N | . | Deerhaven Renewable | Gainesville Regional Utilities | 6909 | FL | SAT | SERC |  | 22 | 1 | Electric Utility | ST | NG | NG | GVL | 13827 | 1093.803 | 2022
biomass | TRUE | 57241 | N | . | Deerhaven Renewable | Gainesville Regional Utilities | 6909 | FL | SAT | SERC |  | 22 | 1 | Electric Utility | ST | WDS | WWW | GVL | 7322648 | 608785.2 | 2022
other | TRUE | 57242 | N | . | Mililani South Solar Farm | Mililani I Solar LLC | 62893 | HI | PACN |  |  | 22 | 2 | NAICS-22 Non-Cogen | BA | MWH | OTH |  | 0 | 0 | 2022
solar pv | TRUE | 57242 | N | . | Mililani South Solar Farm | Mililani I Solar LLC | 62893 | HI | PACN |  |  | 22 | 2 | NAICS-22 Non-Cogen | PV | SUN | SUN |  | 125582 | 36806 | 2022
solar pv | TRUE | 57243 | N | . | Cimarron Solar Facility | Southern Power Co | 17650 | NM | MTN | WECC |  | 22 | 2 | NAICS-22 Non-Cogen | PV | SUN | SUN | WACM | 207034 | 60678 | 2022
onshore wind | TRUE | 57244 | N | . | Kit Carson Windpower | Duke Energy Renewables Services | 65411 | CO | MTN | WECC |  | 22 | 2 | NAICS-22 Non-Cogen | WT | WND | WND | WACM | 606674 | 177806 | 2022
solar pv | TRUE | 57245 | N | . | Solar Photovoltaic Project #26 | Southern California Edison Co | 17609 | CA | PACC | WECC |  | 22 | 1 | Electric Utility | PV | SUN | SUN | CISO | 15674 | 4594 | 2022
solar pv | TRUE | 57246 | N | . | Solar Photovoltaic Project #27 | Southern California Edison Co | 17609 | CA | PACC | WECC |  | 22 | 1 | Electric Utility | PV | SUN | SUN | CISO | 3883 | 1138 | 2022
solar pv | TRUE | 57247 | N | . | Solar Photovoltaic Project #28 | Southern California Edison Co | 17609 | CA | PACC | WECC |  | 22 | 1 | Electric Utility | PV | SUN | SUN | CISO | 7967 | 2335 | 2022
onshore wind | TRUE | 57248 | N | . | Welcome Wind Turbine | Federated Rural Electric Assn | 6258 | MN | WNC | MRO |  | 22 | 1 | Electric Utility | WT | WND | WND | MISO | 22466 | 6585 | 2022
biomass | TRUE | 57249 | N | . | Renewable Energy Services of Ohio | Bio-Gas Technologies LTD | 55920 | OH | ENC | RFC |  | 22 | 2 | NAICS-22 Non-Cogen | IC | LFG | MLG | PJM | 160344 | 14167 | 2022
biomass | TRUE | 57250 | N | . | Earthmovers LFGTE | Wabash Valley Power Assn, Inc | 40211 | IN | ENC | RFC |  | 22 | 1 | Electric Utility | IC | LFG | MLG | PJM | 245386 | 23370 | 2022
onshore wind | TRUE | 57251 | N | . | Lakota Wind Wind Farm | Iowa Lakes Electric Coop | 9425 | IA | WNC | MRO |  | 22 | 1 | Electric Utility | WT | WND | WND | SWPP | 140090 | 41058 | 2022
onshore wind | TRUE | 57252 | N | . | Iowa Lakes Superior Wind Farm | Iowa Lakes Electric Coop | 9425 | IA | WNC | MRO |  | 22 | 1 | Electric Utility | WT | WND | WND | SWPP | 144506 | 42352 | 2022
onshore wind | TRUE | 57253 | N | . | MA Military Reservation Wind Project | Air Force Civil Engineer Center | 56619 | MA | NEW | NPCC |  | 22 | 2 | NAICS-22 Non-Cogen | WT | WND | WND | ISNE | 32545 | 9538 | 2022
solar pv | FALSE | 57254 | N | . | Victor Valley CC CPV Solar | Victor Valley Community College District | 56618 | CA | PACC | WECC |  | 611 | 4 | Commercial NAICS Non-Cogen | PV | SUN | SUN | CISO | 9628 | 2822 | 2022
solar pv | TRUE | 57256 | N | . | PA Solar Park | Consolidated Edison Development Inc. | 56769 | PA | MAT | RFC |  | 22 | 2 | NAICS-22 Non-Cogen | PV | SUN | SUN | PJM | 43750 | 12822 | 2022
onshore wind | FALSE | 57257 | N | . | Iowa Lakes Community College Wind Farm | Iowa Lakes Community College | 56617 | IA | WNC | MRO |  | 611 | 4 | Commercial NAICS Non-Cogen | WT | WND | WND | MISO | 15677 | 4595 | 2022
onshore wind | TRUE | 57258 | N | . | Texico Wind Ranch LP | Texico Wind LP | 56630 | NM | MTN | WECC |  | 22 | 2 | NAICS-22 Non-Cogen | WT | WND | WND | SWPP | 117 | 34 | 2022
onshore wind | TRUE | 57260 | N | . | Cedro Hill Wind LLC | Cedro Hill Wind, LLC | 64634 | TX | WSC | TRE |  | 22 | 2 | NAICS-22 Non-Cogen | WT | WND | WND | ERCO | 1625333 | 476358 | 2022
onshore wind | TRUE | 57261 | N | . | Taloga Wind LLC | Taloga Wind LLC | 64663 | OK | WSC | MRO |  | 22 | 2 | NAICS-22 Non-Cogen | WT | WND | WND | SWPP | 849451 | 248960 | 2022
onshore wind | TRUE | 57262 | N | . | Laredo Ridge Wind LLC | Laredo Ridge Wind LLC | 64649 | NE | WNC | MRO |  | 22 | 2 | NAICS-22 Non-Cogen | WT | WND | WND | SWPP | 878682 | 257527 | 2022
solar pv | TRUE | 57265 | N | . | Dorchester Solar Site | Massachusetts Electric Co | 11804 | MA | NEW | NPCC |  | 22 | 1 | Electric Utility | PV | SUN | SUN | ISNE | 3785 | 1109 | 2022
natural gas peaker | TRUE | 57267 | N | . | Marsh Landing Generating Station | Marsh Landing LLC | 56635 | CA | PACC | WECC |  | 22 | 2 | NAICS-22 Non-Cogen | GT | NG | NG | CISO | 1440767 | 134655 | 2022
onshore wind | TRUE | 57268 | N | . | Chestnut Flats Wind Farm | EDF Renewable Asset Holdings, Inc. | 57170 | PA | MAT | RFC |  | 22 | 2 | NAICS-22 Non-Cogen | WT | WND | WND | PJM | 320992 | 94077 | 2022
solar pv | TRUE | 57269 | N | . | Haverhill Solar Power Project | Massachusetts Electric Co | 11804 | MA | NEW | NPCC |  | 22 | 1 | Electric Utility | PV | SUN | SUN | ISNE | 3577 | 1048 | 2022
solar pv | TRUE | 57270 | N | . | NEDC Solar Site | Massachusetts Electric Co | 11804 | MA | NEW | NPCC |  | 22 | 1 | Electric Utility | PV | SUN | SUN | ISNE | 3770 | 1105 | 2022
onshore wind | TRUE | 57274 | N | . | Grant County Wind LLC | Grant County Wind, LLC | 56642 | MN | WNC | MRO |  | 22 | 2 | NAICS-22 Non-Cogen | WT | WND | WND | MISO | 215960 | 63294 | 2022
solar thermal | TRUE | 57275 | N | . | Crescent Dunes Solar Energy | Tonopah Solar Energy LLC | 56641 | NV | MTN | WECC |  | 22 | 2 | NAICS-22 Non-Cogen | CP | SUN | SUN | NEVP | 343473 | 100666 | 2022
onshore wind | TRUE | 57278 | N | . | Crofton Bluffs Wind LLC | Crofton Bluffs Wind, LLC | 64636 | NE | WNC | MRO |  | 22 | 2 | NAICS-22 Non-Cogen | WT | WND | WND | SWPP | 574990 | 168520 | 2022
solar pv | TRUE | 57280 | N | . | Aqua Ingrams Mill | Aqua America Inc | 56645 | PA | MAT | RFC |  | 22 | 2 | NAICS-22 Non-Cogen | PV | SUN | SUN | PJM | 2791 | 818 | 2022
other | TRUE | 57281 | N | . | OREG 3 Inc | Ormat Nevada Inc | 34691 | MN | WNC | MRO |  | 22 | 2 | NAICS-22 Non-Cogen | OT | WH | OTH | MISO | 134607 | 39451 | 2022
onshore wind | TRUE | 57282 | N | . | Alta Wind Energy Center I | Alta Wind Energy Center I | 64618 | CA | PACC | WECC |  | 22 | 2 | NAICS-22 Non-Cogen | WT | WND | WND | CISO | 1287441 | 377327 | 2022
onshore wind | TRUE | 57283 | N | . | Flat Water Wind Farm LLC | Flat Water Wind Farm LLC | 56625 | NE | WNC | MRO |  | 22 | 2 | NAICS-22 Non-Cogen | WT | WND | WND | SWPP | 787421 | 230780 | 2022
onshore wind | TRUE | 57284 | N | . | Minonk Wind Farm | Algonquin Power Co | 59050 | IL | ENC | RFC |  | 22 | 2 | NAICS-22 Non-Cogen | WT | WND | WND | PJM | 2378067 | 696972 | 2022
onshore wind | TRUE | 57285 | N | . | Sandy Ridge Wind Farm | Algonquin Power Co | 59050 | PA | MAT | RFC |  | 22 | 2 | NAICS-22 Non-Cogen | WT | WND | WND | PJM | 359837 | 105462 | 2022
onshore wind | TRUE | 57286 | N | . | OU Spirit Wind Farm | Oklahoma Gas & Electric Co | 14063 | OK | WSC | MRO |  | 22 | 1 | Electric Utility | WT | WND | WND | SWPP | 590500 | 173066 | 2022
onshore wind | TRUE | 57287 | N | . | Hardscrabble Wind Power LLC | Avangrid Renewables LLC | 15399 | NY | MAT | NPCC |  | 22 | 2 | NAICS-22 Non-Cogen | WT | WND | WND | NYIS | 594888 | 174352 | 2022
onshore wind | TRUE | 57289 | N | . | Big Blue | Big Blue Wind Farm LLC (MN) | 58150 | MN | WNC | MRO |  | 22 | 2 | NAICS-22 Non-Cogen | WT | WND | WND | MISO | 326060 | 95563 | 2022
onshore wind | TRUE | 57290 | N | . | Northern Colorado Wind LLC | Northern Colorado Wind LLC | 56653 | CO | MTN | WECC |  | 22 | 2 | NAICS-22 Non-Cogen | WT | WND | WND | PSCO | 1958448 | 573988 | 2022
onshore wind | TRUE | 57291 | N | . | Alta Wind Energy Center II | Alta Wind Energy Center II | 64620 | CA | PACC | WECC |  | 22 | 2 | NAICS-22 Non-Cogen | WT | WND | WND | CISO | 1176501 | 344813 | 2022
onshore wind | TRUE | 57292 | N | . | Alta Wind Energy Center III | Alta Wind Energy Center III | 64621 | CA | PACC | WECC |  | 22 | 2 | NAICS-22 Non-Cogen | WT | WND | WND | CISO | 1178203 | 345312 | 2022
onshore wind | TRUE | 57293 | N | . | Alta Wind Energy Center IV | Alta Wind Energy Center IV | 64622 | CA | PACC | WECC |  | 22 | 2 | NAICS-22 Non-Cogen | WT | WND | WND | CISO | 599002 | 175557 | 2022
onshore wind | TRUE | 57294 | N | . | Alta Wind Energy Center V | Alta Wind Energy Center V | 64623 | CA | PACC | WECC |  | 22 | 2 | NAICS-22 Non-Cogen | WT | WND | WND | CISO | 934191 | 273796 | 2022
solar pv | TRUE | 57295 | N | . | Alpine Solar | Alpine Solar | 64617 | CA | PACC | WECC |  | 22 | 2 | NAICS-22 Non-Cogen | PV | SUN | SUN | CISO | 559627 | 164018 | 2022
petroleum | FALSE | 57296 | N | . | Carleton College | Carleton College | 56654 | MN | WNC | MRO |  | 611 | 4 | Commercial NAICS Non-Cogen | IC | DFO | DFO | MISO | 548 | 48 | 2022
natural gas peaker | FALSE | 57296 | N | . | Carleton College | Carleton College | 56654 | MN | WNC | MRO |  | 611 | 4 | Commercial NAICS Non-Cogen | IC | NG | NG | MISO | 0 | 0 | 2022
onshore wind | FALSE | 57296 | N | . | Carleton College | Carleton College | 56654 | MN | WNC | MRO |  | 611 | 4 | Commercial NAICS Non-Cogen | WT | WND | WND | MISO | 16245 | 4761 | 2022
petroleum | TRUE | 57298 | N | . | Cedar Hills | Bio Energy Washington, LLC | 60736 | WA | PACC | WECC |  | 22 | 2 | NAICS-22 Non-Cogen | IC | DFO | DFO | PSEI | 17447 | 0 | 2022
biomass | TRUE | 57298 | N | . | Cedar Hills | Bio Energy Washington, LLC | 60736 | WA | PACC | WECC |  | 22 | 2 | NAICS-22 Non-Cogen | IC | LFG | MLG | PSEI | 142314 | 0 | 2022
onshore wind | TRUE | 57299 | N | . | Dunlap | PacifiCorp | 14354 | WY | MTN | WECC |  | 22 | 1 | Electric Utility | WT | WND | WND | PACE | 1603233 | 469881 | 2022
onshore wind | TRUE | 57300 | N | . | Criterion | Criterion Power Partners LLC | 56661 | MD | SAT | RFC |  | 22 | 2 | NAICS-22 Non-Cogen | WT | WND | WND | PJM | 577888 | 169369 | 2022
onshore wind | TRUE | 57302 | N | . | Garnet Wind Energy Center | Terra-Gen Operating Co-Wind | 2770 | CA | PACC | WECC |  | 22 | 2 | NAICS-22 Non-Cogen | WT | WND | WND | CISO | 41683 | 12217 | 2022
onshore wind | TRUE | 57303 | N | . | Loraine Windpark Project LLC | Loraine Windpower Project | 56667 | TX | WSC | TRE |  | 22 | 2 | NAICS-22 Non-Cogen | WT | WND | WND | ERCO | 1218048 | 356990 | 2022
solar pv | TRUE | 57305 | N | . | Adelanto Solar Project | Los Angeles Department of Water & Power | 11208 | CA | PACC | WECC |  | 22 | 1 | Electric Utility | PV | SUN | SUN | LDWP | 38544 | 11297 | 2022
solar pv | TRUE | 57306 | N | . | Pine Tree Solar Project | Los Angeles Department of Water & Power | 11208 | CA | PACC | WECC |  | 22 | 1 | Electric Utility | PV | SUN | SUN | LDWP | 43484 | 12744 | 2022
solar pv | TRUE | 57308 | N | . | Maclay Solar Project | Los Angeles Department of Water & Power | 11208 | CA | PACC | WECC |  | 22 | 1 | Electric Utility | PV | SUN | SUN | LDWP | 8 | 2 | 2022
solar pv | FALSE | 57309 | N | . | Pacific Cruise Ship Terminals Berth 93 | City of Los Angeles Harbor Department | 64344 | CA | PACC | WECC |  | 4883 | 4 | Commercial NAICS Non-Cogen | PV | SUN | SUN | LDWP | 0 | 0 | 2022
solar pv | FALSE | 57310 | N | . | 1420 Coil Av #C | Konoike Pacific | 57320 | CA | PACC | WECC |  | 493 | 4 | Commercial NAICS Non-Cogen | PV | SUN | SUN | LDWP | 0 | 0 | 2022
solar pv | FALSE | 57313 | N | . | Metro Support Services Center Solar | Metropolitan Transportation Authority | 57275 | CA | PACC | WECC |  | 485 | 4 | Commercial NAICS Non-Cogen | PV | SUN | SUN | LDWP | 4003 | 1173 | 2022
solar pv | FALSE | 57314 | N | . | Los Angeles Harbor College | Los Angeles Community College District | 57276 | CA | PACC | WECC |  | 611 | 4 | Commercial NAICS Non-Cogen | PV | SUN | SUN | LDWP | 10591 | 3104 | 2022
onshore wind | TRUE | 57315 | N | . | Cedar Point Wind | Cedar Point LLC | 56662 | CO | MTN | WECC |  | 22 | 2 | NAICS-22 Non-Cogen | WT | WND | WND | PSCO | 1688052 | 494740 | 2022
solar pv | TRUE | 57317 | N | . | San Luis Valley Solar Ranch | Avangrid Renewables LLC | 15399 | CO | MTN | WECC |  | 22 | 2 | NAICS-22 Non-Cogen | PV | SUN | SUN | PSCO | 220073 | 64500 | 2022
solar pv | TRUE | 57318 | N | . | Poseidon Solar, LLC | Axium Arizona Renewables, LLC | 63287 | AZ | MTN | WECC |  | 22 | 2 | NAICS-22 Non-Cogen | PV | SUN | SUN | SRP | 178830 | 52412 | 2022
onshore wind | TRUE | 57319 | N | . | Big Horn Wind II | Avangrid Renewables LLC | 15399 | WA | PACC | WECC |  | 22 | 2 | NAICS-22 Non-Cogen | WT | WND | WND | AVRN | 376897 | 110462 | 2022
onshore wind | TRUE | 57320 | N | . | Juniper Canyon I Wind Project | Avangrid Renewables LLC | 15399 | WA | PACC | WECC |  | 22 | 2 | NAICS-22 Non-Cogen | WT | WND | WND | AVRN | 1004889 | 294516 | 2022
solar pv | TRUE | 57321 | N | . | Mayberry Solar LLC | Oppidum Renewables USA, LLC | 63026 | NC | SAT | SERC |  | 22 | 2 | NAICS-22 Non-Cogen | PV | SUN | SUN | DUK | 5152 | 1510 | 2022
natural gas peaker | FALSE | 57322 | Y | . | Mont Belvieu Cogeneration Unit | Targa Co-Generation LLC | 56672 | TX | WSC | TRE |  | 324 | 7 | Industrial NAICS Cogen | GT | NG | NG | ERCO | 467776 | 102110.12 | 2022
solar pv | TRUE | 57324 | N | . | Luke Solar | Arizona Public Service Co | 803 | AZ | MTN | WECC |  | 22 | 1 | Electric Utility | PV | SUN | SUN | AZPS | 111816 | 32771 | 2022
other | TRUE | 57325 | N | . | FPL Energy Illinois Wind LLC Hybrid | FPL Energy Illinois Wind LLC | 56678 | IL | ENC | RFC |  | 22 | 2 | NAICS-22 Non-Cogen | BA | MWH | OTH | PJM | 0 | -4527 | 2022
onshore wind | TRUE | 57325 | N | . | FPL Energy Illinois Wind LLC Hybrid | FPL Energy Illinois Wind LLC | 56678 | IL | ENC | RFC |  | 22 | 2 | NAICS-22 Non-Cogen | WT | WND | WND | PJM | 2515225 | 737170 | 2022
onshore wind | TRUE | 57326 | N | . | Sunray Wind I | Diamond Shamrock Refining Company LP | 56680 | TX | WSC | TRE |  | 22 | 2 | NAICS-22 Non-Cogen | WT | WND | WND | SWPP | 544111 | 159470 | 2022
onshore wind | TRUE | 57327 | N | . | Top of the World Windpower Project | Duke Energy Renewables Services | 65411 | WY | MTN | WECC |  | 22 | 2 | NAICS-22 Non-Cogen | WT | WND | WND | PACE | 1379218 | 404226 | 2022
solar pv | TRUE | 57330 | N | . | Kent County Wastewater Treatment Solar | Kent County Levy Court Dept of Pub Work | 56681 | DE | SAT | RFC |  | 22 | 2 | NAICS-22 Non-Cogen | PV | SUN | SUN | PJM | 2737 | 802 | 2022
solar thermal | TRUE | 57331 | N | . | Mojave Solar Project | Mojave Solar LLC | 56660 | CA | PACC | WECC |  | 22 | 2 | NAICS-22 Non-Cogen | ST | SUN | SUN | CISO | 2032536 | 595702 | 2022
onshore wind | TRUE | 57332 | N | . | Crossroads Wind Farm | Oklahoma Gas & Electric Co | 14063 | OK | WSC | MRO |  | 22 | 1 | Electric Utility | WT | WND | WND | SWPP | 1268442 | 371759 | 2022
onshore wind | TRUE | 57333 | N | . | Leaning Juniper Wind Power II | Avangrid Renewables LLC | 15399 | OR | PACC | WECC |  | 22 | 2 | NAICS-22 Non-Cogen | WT | WND | WND | AVRN | 1124908 | 329692 | 2022
solar pv | TRUE | 57334 | N | . | DE Solar 10240 Old Dowd Rd | Duke Energy Carolinas, LLC | 5416 | NC | SAT | SERC |  | 22 | 1 | Electric Utility | PV | SUN | SUN | DUK | 7053 | 2067 | 2022
solar pv | TRUE | 57335 | N | . | DE Solar 657 Brigham Rd | Duke Energy Carolinas, LLC | 5416 | NC | SAT | SERC |  | 22 | 1 | Electric Utility | PV | SUN | SUN | DUK | 2919 | 855 | 2022
solar pv | TRUE | 57336 | N | . | DE Solar 1725 Drywall Dr | Duke Energy Carolinas, LLC | 5416 | NC | SAT | SERC |  | 22 | 1 | Electric Utility | PV | SUN | SUN | DUK | 3327 | 975 | 2022
solar pv | TRUE | 57337 | N | . | Dover Sun Park | Arevon Energy, Inc. | 61230 | DE | SAT | RFC |  | 22 | 2 | NAICS-22 Non-Cogen | PV | SUN | SUN | PJM | 56564 | 16578 | 2022
solar pv | TRUE | 57338 | N | . | Roadrunner Solar | NRG Solar Roadrunner | 59400 | NM | MTN | WECC |  | 22 | 2 | NAICS-22 Non-Cogen | PV | SUN | SUN | EPE | 160334 | 46991 | 2022
solar pv | TRUE | 57340 | N | . | Panoche Valley Solar Farm | Consolidated Edison Development Inc. | 56769 | CA | PACC | WECC |  | 22 | 2 | NAICS-22 Non-Cogen | PV | SUN | SUN | CISO | 1080687 | 316731 | 2022
solar pv | TRUE | 57341 | N | . | Silver Lake Solar Farm | Public Service Elec & Gas Co | 15477 | NJ | MAT | RFC |  | 22 | 1 | Electric Utility | PV | SUN | SUN | PJM | 9094 | 2665 | 2022
onshore wind | TRUE | 57342 | N | . | White Oak Energy LLC | White Oak Energy LLC | 56684 | IL | ENC | SERC |  | 22 | 2 | NAICS-22 Non-Cogen | WT | WND | WND | MISO | 1575548 | 461767 | 2022
biomass | TRUE | 57343 | Y | . | Cargill B6 Biofactory | Pico Energy, LLC | 60524 | ID | MTN | WECC |  | 22 | 3 | NAICS-22 Cogen | IC | OBG | ORW | IPCO | 43172 | 4599 | 2022
biomass | TRUE | 57345 | Y | . | Kettle Butte Digester, LLC | Kettle Butte Digester, LLC | 62697 | ID | MTN | WECC |  | 22 | 3 | NAICS-22 Cogen | IC | OBG | ORW | PACE | 7240 | 1145 | 2022
onshore wind | TRUE | 57346 | N | . | Elk City LLC | Elk City LLC | 56683 | OK | WSC | MRO |  | 22 | 2 | NAICS-22 Non-Cogen | WT | WND | WND | SWPP | 2170727 | 636204 | 2022
onshore wind | TRUE | 57347 | N | . | Baldwin Wind LLC | Baldwin Wind LLC | 56688 | ND | WNC | MRO |  | 22 | 2 | NAICS-22 Non-Cogen | WT | WND | WND | MISO | 1440893 | 422302 | 2022
natural gas peaker | FALSE | 57348 | Y | . | CityCenter Central Plant Cogen Units | CityCenter Land LLC | 56687 | NV | MTN | WECC |  | 721 | 5 | Commercial NAICS Cogen | GT | NG | NG | NEVP | 282077 | 61712 | 2022
petroleum | TRUE | 57349 | N | . | Garrison Energy Center LLC | Garrison Energy Center LLC | 56691 | DE | SAT | RFC |  | 22 | 2 | NAICS-22 Non-Cogen | CA | DFO | DFO | PJM | 0 | 6304.357 | 2022
natural gas combined cycle | TRUE | 57349 | N | . | Garrison Energy Center LLC | Garrison Energy Center LLC | 56691 | DE | SAT | RFC |  | 22 | 2 | NAICS-22 Non-Cogen | CA | NG | NG | PJM | 301122 | 445644.64 | 2022
petroleum | TRUE | 57349 | N | . | Garrison Energy Center LLC | Garrison Energy Center LLC | 56691 | DE | SAT | RFC |  | 22 | 2 | NAICS-22 Non-Cogen | CT | DFO | DFO | PJM | 127994 | 11903.336 | 2022
natural gas combined cycle | TRUE | 57349 | N | . | Garrison Energy Center LLC | Garrison Energy Center LLC | 56691 | DE | SAT | RFC |  | 22 | 2 | NAICS-22 Non-Cogen | CT | NG | NG | PJM | 8568087 | 793493.66 | 2022
onshore wind | FALSE | 57351 | N | . | Uilk Wind LLC | RENEW Energy Inc | 56689 | MN | WNC | MRO |  | 561 | 4 | Commercial NAICS Non-Cogen | WT | WND | WND | MISO | 49057 | 14378 | 2022
solar pv | TRUE | 57352 | N | . | Trenton Solar Farm | Public Service Elec & Gas Co | 15477 | NJ | MAT | RFC |  | 22 | 1 | Electric Utility | PV | SUN | SUN | PJM | 5419 | 1588 | 2022
geothermal | TRUE | 57353 | N | . | Thermo No 1 | Thermo No 1 BE 01 LLC | 56694 | UT | MTN | WECC |  | 22 | 2 | NAICS-22 Non-Cogen | BT | GEO | GEO | PACE | 186195 | 54570 | 2022
onshore wind | TRUE | 57354 | N | . | Fox Island Wind LLC | Fox Island Wind LLC | 56693 | ME | NEW | NPCC |  | 22 | 2 | NAICS-22 Non-Cogen | WT | WND | WND | ISNE | 26500 | 7767 | 2022
petroleum | TRUE | 57356 | N | . | Henrico | Industrial Power Generating Company LLC | 55938 | VA | SAT | SERC |  | 22 | 2 | NAICS-22 Non-Cogen | IC | DFO | DFO | PJM | 3179 | 260.522 | 2022
biomass | TRUE | 57356 | N | . | Henrico | Industrial Power Generating Company LLC | 55938 | VA | SAT | SERC |  | 22 | 2 | NAICS-22 Non-Cogen | IC | LFG | MLG | PJM | 83317 | 6833.478 | 2022
onshore wind | TRUE | 57357 | N | . | Red Mesa Wind LLC | Red Mesa Wind LLC | 56698 | NM | MTN | WECC |  | 22 | 2 | NAICS-22 Non-Cogen | WT | WND | WND | PNM | 652715 | 191300 | 2022
onshore wind | TRUE | 57358 | N | . | Keenan II Renewable Energy Co LLC | CPV Keenan II Renewable Energy Co LLC | 56699 | OK | WSC | MRO |  | 22 | 2 | NAICS-22 Non-Cogen | WT | WND | WND | SWPP | 977337 | 286441 | 2022
solar pv | TRUE | 57359 | N | . | Avenal Park | Avenal Solar Holdings LLC | 56700 | CA | PACC | WECC |  | 22 | 2 | NAICS-22 Non-Cogen | PV | SUN | SUN | CISO | 37095 | 10872 | 2022
solar pv | TRUE | 57360 | N | . | Sun City Project LLC | Avenal Solar Holdings LLC | 56700 | CA | PACC | WECC |  | 22 | 2 | NAICS-22 Non-Cogen | PV | SUN | SUN | CISO | 123493 | 36194 | 2022
solar pv | TRUE | 57361 | N | . | Sand Drag LLC | Avenal Solar Holdings LLC | 56700 | CA | PACC | WECC |  | 22 | 2 | NAICS-22 Non-Cogen | PV | SUN | SUN | CISO | 121146 | 35506 | 2022
solar pv | TRUE | 57362 | N | . | Morgantown Solar Park | The Hankin Group | 56701 | PA | MAT | RFC |  | 22 | 2 | NAICS-22 Non-Cogen | PV | SUN | SUN | PJM | 6039 | 1770 | 2022
hydro | TRUE | 57364 | N | . | Siphon Drop Power Plant | Yuma County Water User's Association | 56707 | CA | PACC | WECC |  | 22 | 2 | NAICS-22 Non-Cogen | HY | WAT | HYC | WALC | 40286 | 11807 | 2022
biomass | TRUE | 57365 | N | . | Mas Durham Power, LLC | Mas Durham Power, LLC | 63989 | NC | SAT | SERC |  | 22 | 2 | NAICS-22 Non-Cogen | IC | LFG | MLG | DUK | 129096 | 12064 | 2022
biomass | TRUE | 57366 | N | . | Terreva Wayne County RNG, LLC | Terreva Wayne County RNG, LLC | 65245 | NC | SAT | SERC |  | 22 | 2 | NAICS-22 Non-Cogen | IC | LFG | MLG | CPLE | 94131 | 9255 | 2022
solar pv | FALSE | 57367 | N | . | Pocono Solar Project | Pocono International Raceway Inc | 56705 | PA | MAT | RFC |  | 711 | 4 | Commercial NAICS Non-Cogen | PV | SUN | SUN | PJM | 10649 | 3121 | 2022
solar pv | TRUE | 57368 | N | . | Cogentrix of Alamosa | KEPCO Alamosa LLC | 56696 | CO | MTN | WECC |  | 22 | 2 | NAICS-22 Non-Cogen | PV | SUN | SUN | PSCO | 140102 | 41062 | 2022
solar pv | TRUE | 57369 | N | . | Questa Solar Facility | Chevron Technology Ventures | 56706 | NM | MTN | WECC |  | 22 | 2 | NAICS-22 Non-Cogen | PV | SUN | SUN | PNM | 2279 | 668 | 2022
solar pv | TRUE | 57373 | N | . | Agua Caliente Solar Project | Agua Caliente Solar | 59396 | AZ | MTN | WECC |  | 22 | 2 | NAICS-22 Non-Cogen | PV | SUN | SUN | CISO | 2479431 | 726680 | 2022
onshore wind | TRUE | 57374 | N | . | Lakefield Wind Project LLC | EDF Renewable Asset Holdings, Inc. | 57170 | MN | WNC | MRO |  | 22 | 2 | NAICS-22 Non-Cogen | WT | WND | WND | MISO | 1451248 | 425337 | 2022
onshore wind | TRUE | 57375 | N | . | Adams Wind Generations LLC | BEAM US, LLC | 63024 | MN | WNC | MRO |  | 22 | 2 | NAICS-22 Non-Cogen | WT | WND | WND | MISO | 197512 | 57887 | 2022
geothermal | TRUE | 57376 | N | . | Jersey Valley Geothermal Power Plant | Ormat Nevada Inc | 34691 | NV | MTN | WECC |  | 22 | 2 | NAICS-22 Non-Cogen | BT | GEO | GEO | NEVP | 215244 | 63084 | 2022
solar pv | TRUE | 57377 | N | . | Greater Sandhill I | Greater Sandhill I LLC | 56720 | CO | MTN | WECC |  | 22 | 2 | NAICS-22 Non-Cogen | PV | SUN | SUN | PSCO | 147099 | 43112 | 2022
solar pv | TRUE | 57378 | N | . | AV Solar Ranch One | AV Solar Ranch 1 LLC | 56722 | CA | PACC | WECC |  | 22 | 2 | NAICS-22 Non-Cogen | PV | SUN | SUN | CISO | 2070137 | 606723 | 2022
onshore wind | TRUE | 57379 | N | . | Poseidon Wind, LLC | Axium Arizona Renewables, LLC | 63287 | AZ | MTN | WECC |  | 22 | 2 | NAICS-22 Non-Cogen | WT | WND | WND | AZPS | 382052 | 111973 | 2022
onshore wind | TRUE | 57380 | N | . | New England Wind LLC | Avangrid Renewables LLC | 15399 | MA | NEW | NPCC |  | 22 | 2 | NAICS-22 Non-Cogen | WT | WND | WND | ISNE | 282213 | 82712 | 2022
solar pv | TRUE | 57381 | N | . | Linden Solar Farm | Public Service Elec & Gas Co | 15477 | NJ | MAT | RFC |  | 22 | 1 | Electric Utility | PV | SUN | SUN | PJM | 12702 | 3723 | 2022
solar pv | TRUE | 57382 | N | . | Yardville Solar Farm | Public Service Elec & Gas Co | 15477 | NJ | MAT | RFC |  | 22 | 1 | Electric Utility | PV | SUN | SUN | PJM | 19858 | 5820 | 2022
solar pv | TRUE | 57383 | N | . | WEA Texas Bayonne | Public Service Elec & Gas Co | 15477 | NJ | MAT | RFC |  | 22 | 1 | Electric Utility | PV | SUN | SUN | PJM | 7400 | 2169 | 2022
solar pv | TRUE | 57384 | N | . | Matrix Buildings A&B (Perth Amboy) Solar | Public Service Elec & Gas Co | 15477 | NJ | MAT | RFC |  | 22 | 1 | Electric Utility | PV | SUN | SUN | PJM | 10743 | 3149 | 2022
onshore wind | TRUE | 57385 | N | . | Community Wind North LLC | Northern States Power Co - Minnesota | 13781 | MN | WNC | MRO |  | 22 | 1 | Electric Utility | WT | WND | WND | MISO | 413343 | 121144 | 2022
onshore wind | TRUE | 57386 | N | . | Ridgewind | Ridgewind Power Partners LLC | 56715 | MN | WNC | MRO |  | 22 | 2 | NAICS-22 Non-Cogen | WT | WND | WND | MISO | 307725 | 90189 | 2022
onshore wind | TRUE | 57387 | N | . | Ashtabula Wind III LLC | Ashtabula Wind III LLC | 56727 | ND | WNC | MRO |  | 22 | 2 | NAICS-22 Non-Cogen | WT | WND | WND | MISO | 725238 | 212555 | 2022
solar pv | TRUE | 57390 | N | . | Haleon York RDC Solar Facility | Haleon PLC | 56732 | PA | MAT | RFC |  | 22 | 2 | NAICS-22 Non-Cogen | PV | SUN | SUN | PJM | 3822 | 1120 | 2022
solar pv | TRUE | 57392 | N | . | UASTP I | Tucson Electric Power Co | 24211 | AZ | MTN | WECC |  | 22 | 1 | Electric Utility | PV | SUN | SUN | TEPC | 1090 | 320 | 2022
biomass | TRUE | 57393 | N | . | Big Sky Dairy Digester | DF-AP #1 LLC | 56718 | ID | MTN | WECC |  | 22 | 2 | NAICS-22 Non-Cogen | IC | OBG | ORW | IPCO | 100593 | 9307 | 2022
solar thermal | TRUE | 57394 | N | . | Genesis Solar Energy Project | Genesis Solar LLC | 56723 | CA | PACC | WECC |  | 22 | 2 | NAICS-22 Non-Cogen | ST | SUN | SUN | CISO | 2093967 | 613707 | 2022
onshore wind | TRUE | 57396 | N | . | Danielson Wind Farms LLC | BEAM US, LLC | 63024 | MN | WNC | MRO |  | 22 | 2 | NAICS-22 Non-Cogen | WT | WND | WND | MISO | 184227 | 53994 | 2022
solar pv | TRUE | 57397 | N | . | Dow Jones South Brunswick Solar | Dow Jones & Co | 56728 | NJ | MAT | RFC |  | 22 | 2 | NAICS-22 Non-Cogen | PV | SUN | SUN | PJM | 11633 | 3409 | 2022
hydro | TRUE | 57399 | N | . | Cannelton Hydroelectric Plant | American Mun Power-Ohio, Inc | 40577 | KY | ESC | SERC |  | 22 | 1 | Electric Utility | HY | WAT | HYC | MISO | 1619559 | 474666 | 2022
hydro | TRUE | 57400 | N | . | Smithland Hydroelectric Plant | American Mun Power-Ohio, Inc | 40577 | KY | ESC | SERC |  | 22 | 1 | Electric Utility | HY | WAT | HYC | MISO | 1451338 | 425363 | 2022
hydro | TRUE | 57401 | N | . | Willow Island Hydroelectric Plant | American Mun Power-Ohio, Inc | 40577 | WV | SAT | RFC |  | 22 | 1 | Electric Utility | HY | WAT | HYC | PJM | 726122 | 212814 | 2022
solar pv | TRUE | 57402 | N | . | Taylorsville Solar LLC | Duke Energy Renewables Services | 65411 | NC | SAT | SERC |  | 22 | 2 | NAICS-22 Non-Cogen | PV | SUN | SUN | DUK | 4952 | 1451 | 2022
biomass | TRUE | 57403 | N | . | Northwest Regional | WM Renewable Energy LLC | 54842 | AZ | MTN | WECC |  | 22 | 2 | NAICS-22 Non-Cogen | IC | LFG | MLG | AZPS | 210775 | 18605 | 2022
biomass | TRUE | 57404 | N | . | Oneida Herkimer | WM Renewable Energy LLC | 54842 | NY | MAT | NPCC |  | 22 | 2 | NAICS-22 Non-Cogen | IC | LFG | MLG | NYIS | 282577 | 26603 | 2022
biomass | TRUE | 57405 | N | . | Eagle Valley (MI) | WM Renewable Energy LLC | 54842 | MI | ENC | RFC |  | 22 | 2 | NAICS-22 Non-Cogen | IC | LFG | MLG | MISO | 241078 | 21772 | 2022
biomass | TRUE | 57406 | N | . | Prairie View IL | WM Renewable Energy LLC | 54842 | IL | ENC | RFC |  | 22 | 2 | NAICS-22 Non-Cogen | IC | LFG | MLG | PJM | 227430 | 20523 | 2022
biomass | TRUE | 57408 | N | . | Prairie Bluff | WM Renewable Energy LLC | 54842 | MS | ESC | SERC |  | 22 | 2 | NAICS-22 Non-Cogen | IC | LFG | MLG | SOCO | 98812 | 9321 | 2022
biomass | TRUE | 57409 | N | . | West Camden | WM Renewable Energy LLC | 54842 | TN | ESC | SERC |  | 22 | 2 | NAICS-22 Non-Cogen | IC | LFG | MLG | TVA | 379947 | 35985 | 2022
biomass | TRUE | 57410 | N | . | Geneva | WM Renewable Energy LLC | 54842 | OH | ENC | RFC |  | 22 | 2 | NAICS-22 Non-Cogen | IC | LFG | MLG | PJM | 237680 | 19447 | 2022
biomass | TRUE | 57411 | N | . | Mahoning | WM Renewable Energy LLC | 54842 | OH | ENC | RFC |  | 22 | 2 | NAICS-22 Non-Cogen | IC | LFG | MLG | PJM | 318549 | 26701 | 2022
solar pv | FALSE | 57412 | N | . | Knouse Solar Project 1 | Knouse Food Cooperative Inc | 56741 | PA | MAT | RFC |  | 311 | 6 | Industrial NAICS Non-Cogen | PV | SUN | SUN | PJM | 13686 | 4011 | 2022
onshore wind | TRUE | 57414 | N | . | Notus Wind 1 | Notus Clean Energy LLC | 56742 | MA | NEW | NPCC |  | 22 | 2 | NAICS-22 Non-Cogen | WT | WND | WND | ISNE | 16105 | 4720 | 2022
onshore wind | TRUE | 57415 | N | . | Sherbino II | Sherbino II Wind Farm LLC | 62077 | TX | WSC | TRE |  | 22 | 2 | NAICS-22 Non-Cogen | WT | WND | WND | ERCO | 1915095 | 561282 | 2022
onshore wind | TRUE | 57417 | N | . | Elk Wind Farm | Greenbacker Renewable Energy Corporation | 60025 | IA | WNC | MRO |  | 22 | 2 | NAICS-22 Non-Cogen | WT | WND | WND | MISO | 531753 | 155848 | 2022
onshore wind | TRUE | 57421 | N | . | Gratiot Wind Park | DTE Electric Company | 5109 | MI | ENC | RFC |  | 22 | 1 | Electric Utility | WT | WND | WND | MISO | 856982 | 251167 | 2022
solar pv | FALSE | 57422 | N | . | Yolo County Solar Project | Yolo County of | 56751 | CA | PACC | WECC |  | 92 | 4 | Commercial NAICS Non-Cogen | PV | SUN | SUN | CISO | 1819 | 533 | 2022
onshore wind | TRUE | 57424 | N | . | Buffalo Ridge II LLC | Avangrid Renewables LLC | 15399 | SD | WNC | WECC |  | 22 | 2 | NAICS-22 Non-Cogen | WT | WND | WND | MISO | 1206455 | 353592 | 2022
onshore wind | TRUE | 57427 | N | . | Ryegrass Windfarm | Mountain Air Projects, LLC | 64742 | ID | MTN | WECC |  | 22 | 2 | NAICS-22 Non-Cogen | WT | WND | WND | IPCO | 174769 | 51222 | 2022
onshore wind | TRUE | 57428 | N | . | Hammett Hill Windfarm | Mountain Air Projects, LLC | 64742 | ID | MTN | WECC |  | 22 | 2 | NAICS-22 Non-Cogen | WT | WND | WND | IPCO | 188643 | 55288 | 2022
onshore wind | TRUE | 57429 | N | . | Mainline Windfarm | Mountain Air Projects, LLC | 64742 | ID | MTN | WECC |  | 22 | 2 | NAICS-22 Non-Cogen | WT | WND | WND | IPCO | 184148 | 53971 | 2022
onshore wind | TRUE | 57430 | N | . | Desert Meadow Windfarm | Mountain Air Projects, LLC | 64742 | ID | MTN | WECC |  | 22 | 2 | NAICS-22 Non-Cogen | WT | WND | WND | IPCO | 185543 | 54380 | 2022
onshore wind | TRUE | 57431 | N | . | Cold Springs Windfarm | Mountain Air Projects, LLC | 64742 | ID | MTN | WECC |  | 22 | 2 | NAICS-22 Non-Cogen | WT | WND | WND | IPCO | 168359 | 49343 | 2022
onshore wind | TRUE | 57432 | N | . | Oak Glen Wind Farm | Minnesota Municipal Power Agny | 12667 | MN | WNC | MRO |  | 22 | 1 | Electric Utility | WT | WND | WND | MISO | 384447 | 112675 | 2022
onshore wind | TRUE | 57434 | N | . | Valley View Transmission LLC | Consolidated Edison Development Inc. | 56769 | MN | WNC | MRO |  | 22 | 2 | NAICS-22 Non-Cogen | WT | WND | WND | MISO | 85682 | 25112 | 2022
solar pv | TRUE | 57435 | N | . | Solar Star North Carolina II LLC | Duke Energy Renewables Services | 65411 | NC | SAT | SERC |  | 22 | 2 | NAICS-22 Non-Cogen | PV | SUN | SUN | PJM | 31639 | 9273 | 2022
biomass | TRUE | 57436 | N | . | Davidson Gas Producers LLC | Davidson Gas Producers LLC | 56760 | NC | SAT | SERC |  | 22 | 2 | NAICS-22 Non-Cogen | IC | LFG | MLG | DUK | 128857 | 12449 | 2022
hydro | TRUE | 57437 | N | . | Juniper Ridge Hydroelectric Project | Central Oregon Irrigation Dist | 3220 | OR | PACC | WECC |  | 22 | 2 | NAICS-22 Non-Cogen | HY | WAT | HYC | PACW | 38626 | 11321 | 2022
solar pv | TRUE | 57438 | N | . | Solar Park Gainesville, LLC | Altus Power America Management, LLC | 60281 | FL | SAT | SERC |  | 22 | 2 | NAICS-22 Non-Cogen | PV | SUN | SUN | GVL | 5674 | 1663 | 2022
solar pv | TRUE | 57439 | N | . | California Valley Solar Ranch | Clearway Energy Operating LLC | 64536 | CA | PACC | WECC |  | 22 | 2 | NAICS-22 Non-Cogen | PV | SUN | SUN | CISO | 1625333 | 476358 | 2022
solar pv | TRUE | 57441 | N | . | Solar Photovoltaic Project #42 | Southern California Edison Co | 17609 | CA | PACC | WECC |  | 22 | 1 | Electric Utility | PV | SUN | SUN | CISO | 31999 | 9378 | 2022
solar pv | TRUE | 57442 | N | . | Silver State Solar Power North | Silver State Solar Power North, LLC | 62968 | NV | MTN | WECC |  | 22 | 2 | NAICS-22 Non-Cogen | PV | SUN | SUN | NEVP | 399862 | 117193 | 2022
biomass | TRUE | 57443 | N | . | Pine Tree Acres WM LFGTE | WM Renewable Energy LLC | 54842 | MI | ENC | RFC |  | 22 | 2 | NAICS-22 Non-Cogen | IC | LFG | MLG | MISO | 668220 | 59288 | 2022
onshore wind | TRUE | 57444 | N | . | Two Ponds Windfarm | Mountain Air Projects, LLC | 64742 | ID | MTN | WECC |  | 22 | 2 | NAICS-22 Non-Cogen | WT | WND | WND | IPCO | 190825 | 55928 | 2022
geothermal | TRUE | 57446 | N | . | McGinness Hills | Ormat Nevada Inc | 34691 | NV | MTN | WECC |  | 22 | 2 | NAICS-22 Non-Cogen | BT | GEO | GEO | NEVP | 2269155 | 665051 | 2022
other | TRUE | 57447 | N | . | Laurel Mountain Hybrid | AES Distributed Energy | 61012 | WV | SAT | RFC |  | 22 | 2 | NAICS-22 Non-Cogen | BA | MWH | OTH | PJM | 0 | -4192 | 2022
onshore wind | TRUE | 57447 | N | . | Laurel Mountain Hybrid | AES Distributed Energy | 61012 | WV | SAT | RFC |  | 22 | 2 | NAICS-22 Non-Cogen | WT | WND | WND | PJM | 687477 | 201488 | 2022
solar pv | TRUE | 57448 | N | . | Pilesgrove | Consolidated Edison Development Inc. | 56769 | NJ | MAT | RFC |  | 22 | 2 | NAICS-22 Non-Cogen | PV | SUN | SUN | PJM | 90709 | 26585 | 2022
onshore wind | TRUE | 57449 | N | . | Blue Creek Wind Project | Avangrid Renewables LLC | 15399 | OH | ENC | RFC |  | 22 | 2 | NAICS-22 Non-Cogen | WT | WND | WND | PJM | 2932726 | 859532 | 2022
geothermal | TRUE | 57451 | N | . | Tuscarora Geothermal Power Plant | Ormat Nevada Inc | 34691 | NV | MTN | WECC |  | 22 | 2 | NAICS-22 Non-Cogen | BT | GEO | GEO | NEVP | 446586 | 130887 | 2022
solar pv | TRUE | 57455 | N | . | Solar Borrego I | NRG Solar Borrego I | 57271 | CA | PACC | WECC |  | 22 | 2 | NAICS-22 Non-Cogen | PV | SUN | SUN | CISO | 220777 | 64706 | 2022
geothermal | TRUE | 57456 | N | . | San Emidio | USG Nevada LLC | 56764 | NV | MTN | WECC |  | 22 | 2 | NAICS-22 Non-Cogen | ST | GEO | GEO | NEVP | 292309 | 85671 | 2022
biomass | FALSE | 57457 | Y | . | Seneca Sustainable Energy LLC | Seneca Sustainable Energy LLC | 56776 | OR | PACC | WECC |  | 321 | 7 | Industrial NAICS Cogen | ST | WDS | WWW | BPAT | 1340271 | 145431 | 2022
solar pv | TRUE | 57458 | N | . | 145 Talmadge Solar | Avidan Energy Solutions | 56777 | NJ | MAT | RFC |  | 22 | 2 | NAICS-22 Non-Cogen | PV | SUN | SUN | PJM | 17926 | 5254 | 2022
onshore wind | TRUE | 57459 | N | . | Mountain View IV | AES Distributed Energy | 61012 | CA | PACC | WECC |  | 22 | 2 | NAICS-22 Non-Cogen | WT | WND | WND | CISO | 477150 | 139845 | 2022
other | TRUE | 57460 | N | . | Caltech Central | Bloom Energy 2009 PPA | 56778 | CA | PACC | WECC |  | 22 | 2 | NAICS-22 Non-Cogen | FC | NG | NG | CISO | 49800 | 6749 | 2022
biomass | TRUE | 57460 | N | . | Caltech Central | Bloom Energy 2009 PPA | 56778 | CA | PACC | WECC |  | 22 | 2 | NAICS-22 Non-Cogen | FC | OBG | ORW | CISO | 0 | 0 | 2022
solar pv | TRUE | 57461 | N | . | Martins Creek Solar NC, LLC | Duke Energy Renewables Services | 65411 | NC | SAT | SERC |  | 22 | 2 | NAICS-22 Non-Cogen | PV | SUN | SUN | DUK | 4223 | 1238 | 2022
solar pv | TRUE | 57462 | N | . | Napoleon Solar I | Enfinity BNB Napoleon Solar LLC | 56780 | OH | ENC | RFC |  | 22 | 2 | NAICS-22 Non-Cogen | PV | SUN | SUN | PJM | 30908 | 9059 | 2022
onshore wind | TRUE | 57463 | N | . | Bishop Hill Energy LLC | SunEdison LLC | 59139 | IL | ENC | RFC |  | 22 | 2 | NAICS-22 Non-Cogen | WT | WND | WND | PJM | 2285108 | 669727 | 2022
solar pv | FALSE | 57465 | N | . | Romark PA Solar | Romark Logistics of PA Inc. | 56783 | PA | MAT | RFC |  | 441 | 4 | Commercial NAICS Non-Cogen | PV | SUN | SUN | PJM | 6212 | 1821 | 2022
biomass | TRUE | 57466 | N | . | Blue Ridge Landfill | EPP Renewable Energy | 57249 | PA | MAT | RFC |  | 22 | 2 | NAICS-22 Non-Cogen | IC | LFG | MLG | PJM | 536757 | 45982 | 2022
biomass | FALSE | 57467 | Y | . | Westervelt Moundville Cogen | The Westervelt Co | 56785 | AL | ESC | SERC |  | 321 | 7 | Industrial NAICS Cogen | ST | WDS | WWW | SOCO | 213335 | 36625.842 | 2022
onshore wind | TRUE | 57468 | N | . | Crystal Lake 3 LLC | Crystal Lake 3 LLC | 56786 | IA | WNC | MRO |  | 22 | 2 | NAICS-22 Non-Cogen | WT | WND | WND | MISO | 896279 | 262684 | 2022
onshore wind | TRUE | 57469 | N | . | Garden Wind LLC | Garden Wind LLC | 56787 | IA | WNC | MRO |  | 22 | 2 | NAICS-22 Non-Cogen | WT | WND | WND | MISO | 1587512 | 465273 | 2022
biomass | FALSE | 57470 | Y | . | Marlboro Mill | Domtar Paper Company Bennettsville | 56788 | SC | SAT | SERC |  | 322122 | 7 | Industrial NAICS Cogen | ST | BLQ | WWW | SC | 655899 | 0 | 2022
natural gas steam turbine | FALSE | 57470 | Y | . | Marlboro Mill | Domtar Paper Company Bennettsville | 56788 | SC | SAT | SERC |  | 322122 | 7 | Industrial NAICS Cogen | ST | NG | NG | SC | 11 | 0 | 2022
biomass | FALSE | 57470 | Y | . | Marlboro Mill | Domtar Paper Company Bennettsville | 56788 | SC | SAT | SERC |  | 322122 | 7 | Industrial NAICS Cogen | ST | WDS | WWW | SC | 142919 | 0 | 2022
solar pv | TRUE | 57471 | N | . | Murray Hill Solar | Consolidated Edison Development Inc. | 56769 | NJ | MAT | RFC |  | 22 | 2 | NAICS-22 Non-Cogen | PV | SUN | SUN | PJM | 5732 | 1680 | 2022
solar pv | TRUE | 57473 | N | . | Dartmouth Solar | Consolidated Edison Development Inc. | 56769 | MA | NEW | NPCC |  | 22 | 2 | NAICS-22 Non-Cogen | PV | SUN | SUN | ISNE | 7400 | 2169 | 2022
onshore wind | TRUE | 57474 | N | . | Ralls Wind Farm | Ralls Wind Farm LLC | 56790 | TX | WSC | MRO |  | 22 | 2 | NAICS-22 Non-Cogen | WT | WND | WND | SWPP | 41842 | 12263 | 2022
geothermal | TRUE | 57475 | N | . | John L. Featherstone Plant | Hudson Ranch Power I LLC | 56791 | CA | PACC | WECC |  | 22 | 2 | NAICS-22 Non-Cogen | ST | GEO | GEO | IID | 1352271 | 396328 | 2022
solar pv | TRUE | 57481 | N | . | Chittenden County Solar Partners | Chittenden County Solar Partners LLC | 56795 | VT | NEW | NPCC |  | 22 | 2 | NAICS-22 Non-Cogen | PV | SUN | SUN | ISNE | 10920 | 3200 | 2022
natural gas peaker | TRUE | 57482 | N | . | Sentinel Energy Center, LLC | Sentinel Energy Center LLC | 56887 | CA | PACC | WECC |  | 22 | 2 | NAICS-22 Non-Cogen | GT | NG | NG | CISO | 5074260 | 509219 | 2022
natural gas peaker | TRUE | 57483 | N | . | Mariposa Energy Project | Diamond Generating Corporation | 49981 | CA | PACC | WECC |  | 22 | 2 | NAICS-22 Non-Cogen | GT | NG | NG | CISO | 967625 | 94567 | 2022
onshore wind | TRUE | 57484 | N | . | Manzana Wind LLC | Avangrid Renewables LLC | 15399 | CA | PACC | WECC |  | 22 | 2 | NAICS-22 Non-Cogen | WT | WND | WND | CISO | 1787519 | 523892 | 2022
solar pv | TRUE | 57485 | N | . | Flemington Solar | Consolidated Edison Development Inc. | 56769 | NJ | MAT | RFC |  | 22 | 2 | NAICS-22 Non-Cogen | PV | SUN | SUN | PJM | 41353 | 12120 | 2022
solar pv | TRUE | 57486 | N | . | Frenchtown I Solar | Consolidated Edison Development Inc. | 56769 | NJ | MAT | RFC |  | 22 | 2 | NAICS-22 Non-Cogen | PV | SUN | SUN | PJM | 14706 | 4310 | 2022
solar pv | TRUE | 57487 | N | . | Frenchtown II Solar | Consolidated Edison Development Inc. | 56769 | NJ | MAT | RFC |  | 22 | 2 | NAICS-22 Non-Cogen | PV | SUN | SUN | PJM | 13827 | 4052 | 2022
solar pv | TRUE | 57488 | N | . | Lebanon Solar | Consolidated Edison Development Inc. | 56769 | NJ | MAT | RFC |  | 22 | 2 | NAICS-22 Non-Cogen | PV | SUN | SUN | PJM | 8876 | 2601 | 2022
biomass | TRUE | 57489 | N | . | Oak Grove Power Producers | Cube District Energy, LLC | 61038 | KS | WNC | MRO |  | 22 | 2 | NAICS-22 Non-Cogen | IC | LFG | MLG | SWPP | 167257 | 15040 | 2022
solar pv | TRUE | 57490 | N | . | Imperial Solar Energy Center South | CSOLAR IV South LLC | 56819 | CA | PACC | WECC |  | 22 | 2 | NAICS-22 Non-Cogen | PV | SUN | SUN | CISO | 992402 | 290856 | 2022
solar pv | TRUE | 57491 | N | . | Imperial Solar Energy Center West | CSOLAR IV West LLC | 57260 | CA | PACC | WECC |  | 22 | 2 | NAICS-22 Non-Cogen | PV | SUN | SUN | CISO | 1460179 | 427954 | 2022
onshore wind | TRUE | 57493 | N | . | Settlers Trail Wind Farm LLC | RWE Renewables Americas, LLC | 56215 | IL | ENC | SERC |  | 22 | 2 | NAICS-22 Non-Cogen | WT | WND | WND | MISO | 1224429 | 358860 | 2022
solar pv | TRUE | 57494 | N | . | Masser Farms Realty Solar | Masser Farms Realty Ltd | 56816 | PA | MAT | RFC |  | 22 | 2 | NAICS-22 Non-Cogen | PV | SUN | SUN | PJM | 2918 | 855 | 2022
hydro | TRUE | 57496 | N | . | Tieton Dam Hydro Electric Project | City of Burbank Water and Power | 2507 | WA | PACC | WECC |  | 22 | 1 | Electric Utility | HY | WAT | HYC | PACW | 183498 | 53780 | 2022
solar pv | TRUE | 57497 | N | . | Stroud Solar Station | Pacific Gas & Electric Co. | 14328 | CA | PACC | WECC |  | 22 | 1 | Electric Utility | PV | SUN | SUN | CISO | 100694 | 29512 | 2022
solar pv | TRUE | 57498 | N | . | Five Points Solar Station | Pacific Gas & Electric Co. | 14328 | CA | PACC | WECC |  | 22 | 1 | Electric Utility | PV | SUN | SUN | CISO | 61361 | 17984 | 2022
solar pv | TRUE | 57499 | N | . | Westside Solar Station | Pacific Gas & Electric Co. | 14328 | CA | PACC | WECC |  | 22 | 1 | Electric Utility | PV | SUN | SUN | CISO | 60389 | 17699 | 2022
onshore wind | TRUE | 57500 | N | . | Laurel Wind Farm | MidAmerican Energy Co | 12341 | IA | WNC | MRO |  | 22 | 1 | Electric Utility | WT | WND | WND | MISO | 1230873 | 360748 | 2022
onshore wind | TRUE | 57501 | N | . | Rolling Hills Wind Farm | MidAmerican Energy Co | 12341 | IA | WNC | MRO |  | 22 | 1 | Electric Utility | WT | WND | WND | MISO | 3989827 | 1169351 | 2022
biomass | TRUE | 57502 | N | . | Perdido | Florida Power & Light Co | 6452 | FL | SAT | SERC |  | 22 | 1 | Electric Utility | IC | LFG | MLG | SOCO | 243495 | 22376 | 2022
natural gas peaker | FALSE | 57504 | Y | . | TECO CHP-1 | Texas Medical Center Central | 56826 | TX | WSC | TRE |  | 622 | 5 | Commercial NAICS Cogen | GT | NG | NG | ERCO | 731006 | 142773.26 | 2022
petroleum | TRUE | 57505 | N | . | Monroe Generating Station | North Carolina Mun Power Agny #1 | 13630 | NC | SAT | SERC |  | 22 | 1 | Electric Utility | GT | DFO | DFO | DUK | 214 | 1.882 | 2022
natural gas peaker | TRUE | 57505 | N | . | Monroe Generating Station | North Carolina Mun Power Agny #1 | 13630 | NC | SAT | SERC |  | 22 | 1 | Electric Utility | GT | NG | NG | DUK | 7507 | 65.118 | 2022
solar pv | TRUE | 57506 | N | . | FRV SI Transport Solar LP | Longroad Energy Services LLC | 61219 | CA | PACC | WECC |  | 22 | 2 | NAICS-22 Non-Cogen | PV | SUN | SUN | CISO | 5266 | 1544 | 2022
solar pv | FALSE | 57507 | N | . | RV CSU Power II LLC | RV CSU Power II LLC | 56828 | CO | MTN | WECC |  | 611 | 4 | Commercial NAICS Non-Cogen | PV | SUN | SUN | PSCO | 10561 | 3095 | 2022
solar pv | TRUE | 57509 | N | . | Carson Solar I | Carson Solar 1 LLC | 56830 | CO | MTN | WECC |  | 22 | 2 | NAICS-22 Non-Cogen | PV | SUN | SUN | WACM | 10106 | 2962 | 2022
onshore wind | TRUE | 57514 | N | . | Ocotillo Express LLC | Pattern Operators LP | 56545 | CA | PACC | WECC |  | 22 | 2 | NAICS-22 Non-Cogen | WT | WND | WND | CISO | 1238150 | 362881 | 2022
natural gas peaker | TRUE | 57515 | N | . | Walnut Creek Energy Park | Walnut Creek LLC | 59980 | CA | PACC | WECC |  | 22 | 2 | NAICS-22 Non-Cogen | GT | NG | NG | CISO | 4523654 | 492258 | 2022
onshore wind | TRUE | 57516 | N | . | KODE Novus I | DeWind Co. | 56627 | OK | WSC | MRO |  | 22 | 2 | NAICS-22 Non-Cogen | WT | WND | WND | SWPP | 0 | 0 | 2022
solar pv | FALSE | 57519 | N | . | Trexlertown Solar Array North and South | Trexlertown Solar Array North and South | 56856 | PA | MAT | RFC |  | 325 | 6 | Industrial NAICS Non-Cogen | PV | SUN | SUN | PJM | 6501 | 1905 | 2022
onshore wind | TRUE | 57520 | N | . | Trinity Hills | Trinity Hills Wind Farm LLC | 62075 | TX | WSC | TRE |  | 22 | 2 | NAICS-22 Non-Cogen | WT | WND | WND | ERCO | 2798156 | 820092 | 2022
solar pv | TRUE | 57521 | N | . | Giffen | Pacific Gas & Electric Co. | 14328 | CA | PACC | WECC |  | 22 | 1 | Electric Utility | PV | SUN | SUN | CISO | 58656 | 17191 | 2022
solar pv | TRUE | 57522 | N | . | Cantua Solar Station | Pacific Gas & Electric Co. | 14328 | CA | PACC | WECC |  | 22 | 1 | Electric Utility | PV | SUN | SUN | CISO | 124889 | 36603 | 2022
solar pv | TRUE | 57523 | N | . | Huron Solar Station | Pacific Gas & Electric Co. | 14328 | CA | PACC | WECC |  | 22 | 1 | Electric Utility | PV | SUN | SUN | CISO | 99883 | 29274 | 2022
solar pv | TRUE | 57524 | N | . | Roger Road WWTP | SunE M5C Holdings LLC | 56857 | AZ | MTN | WECC |  | 22 | 2 | NAICS-22 Non-Cogen | PV | SUN | SUN | TEPC | 4026 | 1180 | 2022
solar pv | TRUE | 57525 | N | . | Kapaa Photovoltaic Project | Kapaa Solar LLC | 56863 | HI | PACN |  |  | 22 | 2 | NAICS-22 Non-Cogen | PV | SUN | SUN |  | 6218 | 1822 | 2022
onshore wind | TRUE | 57526 | N | . | North Hurlburt Wind LLC | Caithness Shepherds Flat LLC | 56865 | OR | PACC | WECC |  | 22 | 2 | NAICS-22 Non-Cogen | WT | WND | WND | BPAT | 1767777 | 518106 | 2022
onshore wind | TRUE | 57529 | N | . | Kawailoa Wind | Kawailoa Wind LLC | 56868 | HI | PACN |  |  | 22 | 2 | NAICS-22 Non-Cogen | WT | WND | WND |  | 363241 | 106460 | 2022
onshore wind | TRUE | 57530 | N | . | Palouse | Onward Energy | 60453 | WA | PACC | WECC |  | 22 | 2 | NAICS-22 Non-Cogen | WT | WND | WND | AVA | 1076180 | 315410 | 2022
onshore wind | TRUE | 57531 | N | . | Bingham Wind | Onward Energy | 60453 | ME | NEW | NPCC |  | 22 | 2 | NAICS-22 Non-Cogen | WT | WND | WND | ISNE | 1759044 | 515546 | 2022
solar pv | TRUE | 57534 | N | . | Solar Photovoltaic Project #32 | Southern California Edison Co | 17609 | CA | PACC | WECC |  | 22 | 1 | Electric Utility | PV | SUN | SUN | CISO | 5500 | 1612 | 2022
solar pv | TRUE | 57535 | N | . | Solar Photovoltaic Project #33 | Southern California Edison Co | 17609 | CA | PACC | WECC |  | 22 | 1 | Electric Utility | PV | SUN | SUN | CISO | 3382 | 991 | 2022
other | TRUE | 57544 | Y | . | Cal State Univ San Bernardino FC01 | Southern California Edison Co | 17609 | CA | PACC | WECC |  | 22 | 1 | Electric Utility | FC | NG | NG | CISO | 41561 | 7530 | 2022
onshore wind | TRUE | 57549 | N | . | South Hurlburt Wind LLC | Caithness Shepherds Flat LLC | 56865 | OR | PACC | WECC |  | 22 | 2 | NAICS-22 Non-Cogen | WT | WND | WND | BPAT | 1755474 | 514500 | 2022
onshore wind | TRUE | 57550 | N | . | Horseshoe Bend Wind LLC | Caithness Shepherds Flat LLC | 56865 | OR | PACC | WECC |  | 22 | 2 | NAICS-22 Non-Cogen | WT | WND | WND | BPAT | 1696485 | 497211 | 2022
hydro | TRUE | 57551 | N | . | Garland Canal Power Plant | Shoshone Irrigation District | 56880 | WY | MTN | WECC |  | 22 | 2 | NAICS-22 Non-Cogen | HY | WAT | HYC | PACE | 34130 | 10003 | 2022
onshore wind | TRUE | 57553 | N | . | Shirley Wind | Duke Energy Renewables Services | 65411 | WI | ENC | MRO |  | 22 | 2 | NAICS-22 Non-Cogen | WT | WND | WND | MISO | 203195 | 59553 | 2022
solar pv | TRUE | 57554 | N | . | AFA Solar Farm | Solar Star Colorado II LLC | 56892 | CO | MTN | WECC |  | 22 | 2 | NAICS-22 Non-Cogen | PV | SUN | SUN | WACM | 39047 | 11444 | 2022
natural gas peaker | TRUE | 57555 | N | . | Pio Pico Energy Center | Pio Pico Energy Center LLC | 56895 | CA | PACC | WECC |  | 22 | 2 | NAICS-22 Non-Cogen | GT | NG | NG | CISO | 816863 | 82934.001 | 2022
solar pv | TRUE | 57556 | N | . | La Senita | UNS Electric, Inc | 19728 | AZ | MTN | WECC |  | 22 | 1 | Electric Utility | PV | SUN | SUN | TEPC | 6125 | 1795 | 2022
biomass | TRUE | 57557 | Y | . | Sunnyvale City of WPCP | Sunnyvale City of WPCP | 56898 | CA | PACC | WECC |  | 22 | 1 | Electric Utility | IC | LFG | MLG | CISO | 28229 | 2399.152 | 2022
natural gas peaker | TRUE | 57557 | Y | . | Sunnyvale City of WPCP | Sunnyvale City of WPCP | 56898 | CA | PACC | WECC |  | 22 | 1 | Electric Utility | IC | NG | NG | CISO | 42150 | 3582.479 | 2022
biomass | TRUE | 57557 | Y | . | Sunnyvale City of WPCP | Sunnyvale City of WPCP | 56898 | CA | PACC | WECC |  | 22 | 1 | Electric Utility | IC | OBG | ORW | CISO | 29089 | 2472.369 | 2022
solar pv | TRUE | 57559 | N | . | Sunset Reservoir North Basin | Duke Energy Renewables Services | 65411 | CA | PACC | WECC |  | 22 | 2 | NAICS-22 Non-Cogen | PV | SUN | SUN | CISO | 21313 | 6246 | 2022
solar pv | TRUE | 57560 | N | . | Chino Solar Valley | Arizona Public Service Co | 803 | AZ | MTN | WECC |  | 22 | 1 | Electric Utility | PV | SUN | SUN | AZPS | 164116 | 48100 | 2022
solar pv | TRUE | 57561 | N | . | Cotton Center Solar Hybrid | Arizona Public Service Co | 803 | AZ | MTN | WECC |  | 22 | 1 | Electric Utility | PV | SUN | SUN | AZPS | 118786 | 34814 | 2022
solar pv | TRUE | 57562 | N | . | Paloma Solar Hybrid | Arizona Public Service Co | 803 | AZ | MTN | WECC |  | 22 | 1 | Electric Utility | PV | SUN | SUN | AZPS | 115082 | 33729 | 2022
solar pv | TRUE | 57563 | N | . | Hyder Solar Hybrid | Arizona Public Service Co | 803 | AZ | MTN | WECC |  | 22 | 1 | Electric Utility | PV | SUN | SUN | AZPS | 137274 | 40233 | 2022
natural gas combined cycle | TRUE | 57564 | N | . | Algonquin Power Sanger LLC | Algonquin Power Sanger LLC | 56905 | CA | PACC | WECC |  | 22 | 2 | NAICS-22 Non-Cogen | CA | NG | NG | CISO | 0 | 28091 | 2022
natural gas combined cycle | TRUE | 57564 | N | . | Algonquin Power Sanger LLC | Algonquin Power Sanger LLC | 56905 | CA | PACC | WECC |  | 22 | 2 | NAICS-22 Non-Cogen | CT | NG | NG | CISO | 1276712 | 148876 | 2022
solar pv | TRUE | 57565 | N | . | RP-Orlando, LLC | Duke Energy Renewables Services | 65411 | FL | SAT | SERC |  | 22 | 2 | NAICS-22 Non-Cogen | PV | SUN | SUN | FPC | 30584 | 8964 | 2022
solar pv | TRUE | 57567 | N | . | Albuquerque Solar Energy Center | PNM Resources | 59300 | NM | MTN | WECC |  | 22 | 1 | Electric Utility | PV | SUN | SUN | PNM | 14323 | 4198 | 2022
onshore wind | TRUE | 57568 | N | . | Record Hill Wind | Record Hill Wind LLC | 56909 | ME | NEW | NPCC |  | 22 | 2 | NAICS-22 Non-Cogen | WT | WND | WND | ISNE | 426288 | 124938 | 2022
onshore wind | FALSE | 57570 | N | . | Cooper Farms VW Project | Cooper Hatchery Inc. | 56912 | OH | ENC | RFC |  | 311 | 6 | Industrial NAICS Non-Cogen | WT | WND | WND | PJM | 47948 | 14053 | 2022
solar pv | TRUE | 57571 | N | . | Los Lunas Solar Energy Center | PNM Resources | 59300 | NM | MTN | WECC |  | 22 | 1 | Electric Utility | PV | SUN | SUN | PNM | 52415 | 15362 | 2022
natural gas peaker | FALSE | 57573 | Y | . | CCCSD Wastewater Treatment Plnt | Central Contra Costa Sanitary District | 56914 | CA | PACC | WECC |  | 22132 | 5 | Commercial NAICS Cogen | GT | NG | NG | CISO | 134259 | 21209.16 | 2022
solar pv | TRUE | 57574 | N | . | ETS Ewing Solar Facility | MN8 Energy LLC | 61944 | NJ | MAT | RFC |  | 22 | 2 | NAICS-22 Non-Cogen | PV | SUN | SUN | PJM | 4221 | 1237 | 2022
solar pv | TRUE | 57575 | N | . | Deming Solar Energy Center | PNM Resources | 59300 | NM | MTN | WECC |  | 22 | 1 | Electric Utility | PV | SUN | SUN | PNM | 63800 | 18699 | 2022
solar pv | TRUE | 57576 | N | . | Las Vegas Solar Energy Center | PNM Resources | 59300 | NM | MTN | WECC |  | 22 | 1 | Electric Utility | PV | SUN | SUN | PNM | 34455 | 10098 | 2022
solar pv | TRUE | 57577 | N | . | Alamogordo Solar Energy Center | PNM Resources | 59300 | NM | MTN | WECC |  | 22 | 1 | Electric Utility | PV | SUN | SUN | PNM | 37583 | 11015 | 2022
onshore wind | TRUE | 57578 | N | . | PaTu Wind Farm LLC | PaTu Wind Farm LLC | 56916 | OR | PACC | WECC |  | 22 | 2 | NAICS-22 Non-Cogen | WT | WND | WND | BPAT | 87660 | 25692 | 2022
solar pv | TRUE | 57579 | N | . | Robert O Schulz Solar Farm | South San Joaquin Irr District | 17573 | CA | PACC | WECC |  | 22 | 1 | Electric Utility | PV | SUN | SUN | CISO | 7275 | 2132 | 2022
natural gas peaker | TRUE | 57580 | Y | . | Broadridge Cogen | Broadridge Customer Communications | 56917 | CA | PACC | WECC |  | 22 | 3 | NAICS-22 Cogen | IC | NG | NG | CISO | 178982 | 12919 | 2022
solar pv | TRUE | 57580 | Y | . | Broadridge Cogen | Broadridge Customer Communications | 56917 | CA | PACC | WECC |  | 22 | 3 | NAICS-22 Cogen | PV | SUN | SUN | CISO | 4767 | 1397 | 2022
biomass | TRUE | 57581 | N | . | Allenwood | EPP Renewable Energy | 57249 | PA | MAT | RFC |  | 22 | 2 | NAICS-22 Non-Cogen | IC | LFG | MLG | PJM | 270210 | 24440 | 2022
biomass | TRUE | 57582 | N | . | Lycoming County | EPP Renewable Energy | 57249 | PA | MAT | RFC |  | 22 | 2 | NAICS-22 Non-Cogen | IC | LFG | MLG | PJM | 193921 | 15565 | 2022
other | TRUE | 57583 | N | . | Battery Energy Storage System | Golden Valley Elec Assn Inc | 7353 | AK | PACN |  |  | 22 | 1 | Electric Utility | BA | MWH | OTH |  | 0 | -2529 | 2022
other | FALSE | 57584 | Y | . | University of California San Diego Hybrid | University of California San Diego | 56918 | CA | PACC | WECC |  | 611 | 5 | Commercial NAICS Cogen | BA | MWH | OTH | CISO | 0 | -125 | 2022
natural gas combined cycle | FALSE | 57584 | Y | . | University of California San Diego Hybrid | University of California San Diego | 56918 | CA | PACC | WECC |  | 611 | 5 | Commercial NAICS Cogen | CA | NG | NG | CISO | 0 | 32466 | 2022
natural gas combined cycle | FALSE | 57584 | Y | . | University of California San Diego Hybrid | University of California San Diego | 56918 | CA | PACC | WECC |  | 611 | 5 | Commercial NAICS Cogen | CT | NG | NG | CISO | 1434898 | 189534 | 2022
natural gas peaker | FALSE | 57585 | Y | . | Oxnard Paper Mill | New-Indy, Oxnard LLC | 58264 | CA | PACC | WECC |  | 322 | 7 | Industrial NAICS Cogen | GT | NG | NG | CISO | 1061362 | 192712 | 2022
onshore wind | TRUE | 57586 | N | . | Shiloh III Wind Project LLC | EDF Renewable Asset Holdings, Inc. | 57170 | CA | PACC | WECC |  | 22 | 2 | NAICS-22 Non-Cogen | WT | WND | WND | CISO | 942935 | 276358 | 2022
solar pv | TRUE | 57588 | N | . | Matrix Stults Road Solar Facility | Public Service Elec & Gas Co | 15477 | NJ | MAT | RFC |  | 22 | 1 | Electric Utility | PV | SUN | SUN | PJM | 12444 | 3647 | 2022
solar pv | TRUE | 57589 | N | . | Long Island Solar Farm LLC | Long Island Solar Farm LLC | 56924 | NY | MAT | NPCC |  | 22 | 2 | NAICS-22 Non-Cogen | PV | SUN | SUN | NYIS | 171293 | 50203 | 2022
onshore wind | TRUE | 57590 | N | . | Minco Wind I, LLC | FPLE Wind, LLC | 56925 | OK | WSC | MRO |  | 22 | 2 | NAICS-22 Non-Cogen | WT | WND | WND | SWPP | 1216613 | 356569 | 2022
solar pv | TRUE | 57591 | N | . | Hatch Solar Energy Center I, LLC | Hatch Solar Energy Center I, LLC | 56926 | NM | MTN | WECC |  | 22 | 2 | NAICS-22 Non-Cogen | PV | SUN | SUN | EPE | 41471 | 12154 | 2022
onshore wind | TRUE | 57593 | N | . | Broken Bow Wind LLC | Broken Bow Wind LLC | 64616 | NE | WNC | MRO |  | 22 | 2 | NAICS-22 Non-Cogen | WT | WND | WND | SWPP | 1145541 | 335739 | 2022
onshore wind | TRUE | 57594 | N | . | Teichert Materials-Teichert Vernalis | Foundation HA Energy Generation, LLC | 56930 | CA | PACC | WECC |  | 22 | 2 | NAICS-22 Non-Cogen | WT | WND | WND | CISO | 6251 | 1832 | 2022
onshore wind | TRUE | 57595 | N | . | Pinnacle Wind Force LLC | Pinnacle Wind, LLC | 64537 | WV | SAT | RFC |  | 22 | 2 | NAICS-22 Non-Cogen | WT | WND | WND | PJM | 602150 | 176480 | 2022
petroleum | FALSE | 57597 | N | . | Cana Gas Processing Plant | EnLink Midstream Services, LLC | 59366 | OK | WSC | MRO |  | 211 | 6 | Industrial NAICS Non-Cogen | IC | DFO | DFO | SPA | 13851 | 1441.58 | 2022
natural gas peaker | FALSE | 57597 | N | . | Cana Gas Processing Plant | EnLink Midstream Services, LLC | 59366 | OK | WSC | MRO |  | 211 | 6 | Industrial NAICS Non-Cogen | IC | NG | NG | SPA | 0 | 0 | 2022
petroleum | TRUE | 57598 | N | . | Bridge Street 1 & 2 | Connecticut Mun Elec Engy Coop | 4180 | CT | NEW | NPCC |  | 22 | 1 | Electric Utility | IC | DFO | DFO | ISNE | 4527 | 455 | 2022
petroleum | TRUE | 57598 | N | . | Bridge Street 1 & 2 | Connecticut Mun Elec Engy Coop | 4180 | CT | NEW | NPCC |  | 22 | 1 | Electric Utility | IC | RFO | RFO | ISNE | 0 | 0 | 2022
petroleum | TRUE | 57599 | N | . | Fort Hill 1, 2, 3 & 4 | Connecticut Mun Elec Engy Coop | 4180 | CT | NEW | NPCC |  | 22 | 1 | Electric Utility | IC | DFO | DFO | ISNE | 6911 | 694 | 2022
petroleum | TRUE | 57600 | N | . | Fishers Island 1 | Connecticut Mun Elec Engy Coop | 4180 | NY | MAT | NPCC |  | 22 | 1 | Electric Utility | IC | DFO | DFO | ISNE | 1334 | 118 | 2022
petroleum | TRUE | 57601 | N | . | Gary Court 1 & 2 | Connecticut Mun Elec Engy Coop | 4180 | CT | NEW | NPCC |  | 22 | 1 | Electric Utility | IC | DFO | DFO | ISNE | 4603 | 462 | 2022
petroleum | TRUE | 57602 | N | . | Jewett City 1 | Connecticut Mun Elec Engy Coop | 4180 | CT | NEW | NPCC |  | 22 | 1 | Electric Utility | IC | DFO | DFO | ISNE | 2118 | 215 | 2022
petroleum | TRUE | 57603 | N | . | LNG 1 & 2 | Connecticut Mun Elec Engy Coop | 4180 | CT | NEW | NPCC |  | 22 | 1 | Electric Utility | IC | DFO | DFO | ISNE | 4638 | 466 | 2022
petroleum | TRUE | 57604 | N | . | Lebanon Pines 1 & 2 | Connecticut Mun Elec Engy Coop | 4180 | CT | NEW | NPCC |  | 22 | 1 | Electric Utility | IC | DFO | DFO | ISNE | 4854 | 460 | 2022
petroleum | TRUE | 57605 | N | . | Water Treatment 1 & 2 | Connecticut Mun Elec Engy Coop | 4180 | CT | NEW | NPCC |  | 22 | 1 | Electric Utility | IC | DFO | DFO | ISNE | 4347 | 446 | 2022
petroleum | TRUE | 57606 | N | . | Eastside WWTP | City Of High Point | 56934 | NC | SAT | SERC |  | 22 | 1 | Electric Utility | IC | DFO | DFO | DUK | 3185 | 293 | 2022
petroleum | TRUE | 57607 | N | . | Ward WTP | City Of High Point | 56934 | NC | SAT | SERC |  | 22 | 1 | Electric Utility | IC | DFO | DFO | DUK | 532 | 49 | 2022
petroleum | TRUE | 57608 | N | . | Westside WWTP | City Of High Point | 56934 | NC | SAT | SERC |  | 22 | 1 | Electric Utility | IC | DFO | DFO | DUK | 931 | 102 | 2022
onshore wind | TRUE | 57609 | N | . | New Harvest Wind Project LLC | Avangrid Renewables LLC | 15399 | IA | WNC | MRO |  | 22 | 2 | NAICS-22 Non-Cogen | WT | WND | WND | MISO | 772358 | 226365 | 2022
onshore wind | FALSE | 57613 | N | . | LE Wind Turbine 1 | Lincoln Electric Company | 56952 | OH | ENC | RFC |  | 333 | 6 | Industrial NAICS Non-Cogen | WT | WND | WND | PJM | 17198 | 5040 | 2022
onshore wind | TRUE | 57614 | N | . | Waverly Wind Farm LLC | Waverly Wind Farm LLC | 56948 | KS | WNC | MRO |  | 22 | 2 | NAICS-22 Non-Cogen | WT | WND | WND | SWPP | 2561623 | 750769 | 2022
onshore wind | TRUE | 57616 | N | . | Blue Canyon Windpower VI LLC | Blue Canyon Windpower VI LLC | 56945 | OK | WSC | MRO |  | 22 | 2 | NAICS-22 Non-Cogen | WT | WND | WND | SWPP | 1212269 | 355296 | 2022
onshore wind | TRUE | 57617 | N | . | Hidalgo Wind Farm LLC | Hidalgo Wind Farm LLC | 56946 | TX | WSC | TRE |  | 22 | 2 | NAICS-22 Non-Cogen | WT | WND | WND | ERCO | 2425911 | 710994 | 2022
onshore wind | TRUE | 57620 | N | . | Paulding Wind Farm II | Paulding Wind Farm II LLC | 56936 | OH | ENC | RFC |  | 22 | 2 | NAICS-22 Non-Cogen | WT | WND | WND | PJM | 1142304 | 334790 | 2022
onshore wind | TRUE | 57621 | N | . | Rising Tree Wind Farm | Rising Tree Wind Farm LLC | 56937 | CA | PACC | WECC |  | 22 | 2 | NAICS-22 Non-Cogen | WT | WND | WND | CISO | 781662 | 229092 | 2022
onshore wind | TRUE | 57623 | N | . | Bright Stalk Wind Farm I | Lexington Chenoa Wind Farm LLC | 56940 | IL | ENC | SERC |  | 22 | 2 | NAICS-22 Non-Cogen | WT | WND | WND | PJM | 2712503 | 794989 | 2022
petroleum | FALSE | 57624 | N | . | Norwich WWTP | City of Norwich - (CT) | 13831 | CT | NEW | NPCC |  | 22132 | 4 | Commercial NAICS Non-Cogen | IC | DFO | DFO | ISNE | 529 | 47 | 2022
natural gas peaker | FALSE | 57625 | N | . | Bos Dairy, LLC | Bos Dairy, LLC | 56953 | IN | ENC | RFC |  | 112 | 6 | Industrial NAICS Non-Cogen | IC | NG | NG | MISO | 89641 | 7536 | 2022
biomass | FALSE | 57625 | N | . | Bos Dairy, LLC | Bos Dairy, LLC | 56953 | IN | ENC | RFC |  | 112 | 6 | Industrial NAICS Non-Cogen | IC | OBG | ORW | MISO | 0 | 0 | 2022
onshore wind | TRUE | 57626 | N | . | Foundation ST | Foundation HA Energy Generation, LLC | 56930 | CA | PACC | WECC |  | 22 | 2 | NAICS-22 Non-Cogen | WT | WND | WND | CISO | 7534 | 2208 | 2022
onshore wind | TRUE | 57628 | N | . | Meadow Lake Wind Farm V LLC | Meadow Lake Wind Farm V LLC | 56941 | IN | ENC | RFC |  | 22 | 2 | NAICS-22 Non-Cogen | WT | WND | WND | PJM | 1193047 | 349662 | 2022
petroleum | FALSE | 57629 | N | . | Gaston Memorial Hospital | Gastonia City of | 56960 | NC | SAT | SERC |  | 622 | 4 | Commercial NAICS Non-Cogen | IC | DFO | DFO | DUK | 169 | 14 | 2022
natural gas peaker | FALSE | 57629 | N | . | Gaston Memorial Hospital | Gastonia City of | 56960 | NC | SAT | SERC |  | 622 | 4 | Commercial NAICS Non-Cogen | IC | NG | NG | DUK | 0 | 0 | 2022
petroleum | FALSE | 57630 | N | . | Long Creek Waste Water Plant | Gastonia City of | 56960 | NC | SAT | SERC |  | 22132 | 4 | Commercial NAICS Non-Cogen | IC | DFO | DFO | DUK | 1590 | 192 | 2022
onshore wind | TRUE | 57631 | N | . | Wolverine | Wolverine Wind Energy, LLC | 56962 | IA | WNC | MRO |  | 22 | 2 | NAICS-22 Non-Cogen | WT | WND | WND | MISO | 16438 | 4817 | 2022
onshore wind | TRUE | 57632 | N | . | Bulldog | Bulldog Wind Energy, LLC | 56961 | IA | WNC | MRO |  | 22 | 2 | NAICS-22 Non-Cogen | WT | WND | WND | MISO | 17976 | 5269 | 2022
onshore wind | TRUE | 57635 | N | . | Linden Wind Energy Project | Los Angeles Department of Water & Power | 11208 | WA | PACC | WECC |  | 22 | 1 | Electric Utility | WT | WND | WND | BPAT | 406798 | 119226 | 2022
onshore wind | TRUE | 57637 | N | . | Union City Wind Turbine | Performance Services | 56855 | IN | ENC | RFC |  | 22 | 2 | NAICS-22 Non-Cogen | WT | WND | WND | PJM | 0 | 0 | 2022
onshore wind | TRUE | 57639 | N | . | Ironwood Wind | Duke Energy Renewables Services | 65411 | KS | WNC | MRO |  | 22 | 2 | NAICS-22 Non-Cogen | WT | WND | WND | SWPP | 1749900 | 512866 | 2022
solar pv | TRUE | 57640 | N | . | 500 Virginia Solar | Alliance HP Virginia Drive LLC | 64045 | PA | MAT | RFC |  | 22 | 2 | NAICS-22 Non-Cogen | PV | SUN | SUN | PJM | 1593 | 467 | 2022
onshore wind | FALSE | 57643 | N | . | Vestas Towers America, Inc. | CS Wind America, Inc. | 64489 | CO | MTN | WECC |  | 311 | 6 | Industrial NAICS Non-Cogen | WT | WND | WND | WACM | 6151 | 1803 | 2022
onshore wind | TRUE | 57644 | N | . | Prairie Rose Wind Farm | Enel Green Power NA, Inc. | 59380 | MN | WNC | MRO |  | 22 | 2 | NAICS-22 Non-Cogen | WT | WND | WND | MISO | 2530815 | 741739 | 2022
solar pv | TRUE | 57645 | N | . | City & County of Denver at Denver Int'l | Denver Airport Solar, LLC | 56974 | CO | MTN | WECC |  | 22 | 2 | NAICS-22 Non-Cogen | PV | SUN | SUN | PSCO | 14452 | 4236 | 2022
solar pv | TRUE | 57646 | N | . | McCormick & Co. Inc. at Belcamp | Luminace Solar Maryland, LLC | 56975 | MD | SAT | RFC |  | 22 | 2 | NAICS-22 Non-Cogen | PV | SUN | SUN | PJM | 8340 | 2444 | 2022
solar pv | TRUE | 57647 | N | . | Toys R Us- DE, Inc. at Mt. Olive, NJ | Luminace Solar New Jersey II, LLC | 56976 | NJ | MAT | RFC |  | 22 | 2 | NAICS-22 Non-Cogen | PV | SUN | SUN | PJM | 16725 | 4902 | 2022
onshore wind | FALSE | 57648 | N | . | Henkel U.S. Operations Corporation | Henkel U.S. Operations Corporation | 56977 | NY | MAT | NPCC |  | 339 | 6 | Industrial NAICS Non-Cogen | WT | WND | WND | NYIS | 5534 | 1622 | 2022
onshore wind | TRUE | 57649 | N | . | Elm Creek Wind II LLC | Avangrid Renewables LLC | 15399 | MN | WNC | MRO |  | 22 | 2 | NAICS-22 Non-Cogen | WT | WND | WND | MISO | 996089 | 291937 | 2022
solar pv | TRUE | 57650 | N | . | Regulus Solar Project | Regulus Solar, LLC | 56980 | CA | PACC | WECC |  | 22 | 2 | NAICS-22 Non-Cogen | PV | SUN | SUN | CISO | 540048 | 158279 | 2022
solar pv | TRUE | 57651 | N | . | Adobe Solar | Southern Power Co | 17650 | CA | PACC | WECC |  | 22 | 2 | NAICS-22 Non-Cogen | PV | SUN | SUN | CISO | 149930 | 43942 | 2022
solar pv | TRUE | 57652 | N | . | Yamhill Solar LLC | Standard Solar | 60531 | OR | PACC | WECC |  | 22 | 2 | NAICS-22 Non-Cogen | PV | SUN | SUN | PGE | 3524 | 1033 | 2022
petroleum | FALSE | 57653 | Y | . | Oregon State University Energy Center | Oregon State University | 56968 | OR | PACC | WECC |  | 611 | 5 | Commercial NAICS Cogen | CA | DFO | DFO | BPAT | 0 | 0 | 2022
natural gas combined cycle | FALSE | 57653 | Y | . | Oregon State University Energy Center | Oregon State University | 56968 | OR | PACC | WECC |  | 611 | 5 | Commercial NAICS Cogen | CA | NG | NG | BPAT | 0 | 0 | 2022
petroleum | FALSE | 57653 | Y | . | Oregon State University Energy Center | Oregon State University | 56968 | OR | PACC | WECC |  | 611 | 5 | Commercial NAICS Cogen | CT | DFO | DFO | BPAT | 0 | 0 | 2022
natural gas combined cycle | FALSE | 57653 | Y | . | Oregon State University Energy Center | Oregon State University | 56968 | OR | PACC | WECC |  | 611 | 5 | Commercial NAICS Cogen | CT | NG | NG | BPAT | 166040 | 40226 | 2022
solar pv | FALSE | 57655 | N | . | Bakersfield College Solar 01 | Kern Community College District | 56982 | CA | PACC | WECC |  | 611 | 4 | Commercial NAICS Non-Cogen | PV | SUN | SUN | CISO | 7164 | 2100 | 2022
solar pv | TRUE | 57656 | N | . | Temescal Canyon RV, LLC | Temescal Canyon RV, LLC | 56984 | CA | PACC | WECC |  | 22 | 2 | NAICS-22 Non-Cogen | PV | SUN | SUN | CISO | 6713 | 1968 | 2022
solar pv | TRUE | 57657 | N | . | Avra Valley Solar | Avra Valley Solar | 64614 | AZ | MTN | WECC |  | 22 | 2 | NAICS-22 Non-Cogen | PV | SUN | SUN | TEPC | 217771 | 63825 | 2022
solar pv | TRUE | 57659 | N | . | East Blackland Solar Project 1 | Duke Energy Renewables Services | 65411 | TX | WSC | MRO |  | 22 | 2 | NAICS-22 Non-Cogen | PV | SUN | SUN | ERCO | 1092324 | 320142 | 2022
solar pv | TRUE | 57660 | N | . | Vineland Mays Landing Solar | NJR Clean Energy Ventures Corporation | 56990 | NJ | MAT | RFC |  | 22 | 2 | NAICS-22 Non-Cogen | PV | SUN | SUN | PJM | 24236 | 7103 | 2022
solar pv | TRUE | 57661 | N | . | Manalapan Village Solar | NJR Clean Energy Ventures Corporation | 56990 | NJ | MAT | RFC |  | 22 | 2 | NAICS-22 Non-Cogen | PV | SUN | SUN | PJM | 13191 | 3866 | 2022
solar pv | TRUE | 57662 | N | . | McGraw Hill Solar | NJR Clean Energy Ventures Corporation | 56990 | NJ | MAT | RFC |  | 22 | 2 | NAICS-22 Non-Cogen | PV | SUN | SUN | PJM | 59492 | 17436 | 2022
onshore wind | TRUE | 57663 | N | . | Cimarron Windpower II | Duke Energy Renewables Services | 65411 | KS | WNC | MRO |  | 22 | 2 | NAICS-22 Non-Cogen | WT | WND | WND | SWPP | 1561366 | 457610 | 2022
petroleum | TRUE | 57664 | N | . | Astoria Energy II | Astoria Energy II LLC | 56991 | NY | MAT | NPCC |  | 22 | 2 | NAICS-22 Non-Cogen | CA | DFO | DFO | NYIS | 0 | 69988.07 | 2022
natural gas combined cycle | TRUE | 57664 | N | . | Astoria Energy II | Astoria Energy II LLC | 56991 | NY | MAT | NPCC |  | 22 | 2 | NAICS-22 Non-Cogen | CA | NG | NG | NYIS | 2225861 | 1336401.9 | 2022
petroleum | TRUE | 57664 | N | . | Astoria Energy II | Astoria Energy II LLC | 56991 | NY | MAT | NPCC |  | 22 | 2 | NAICS-22 Non-Cogen | CT | DFO | DFO | NYIS | 1454355 | 131906.55 | 2022
natural gas combined cycle | TRUE | 57664 | N | . | Astoria Energy II | Astoria Energy II LLC | 56991 | NY | MAT | NPCC |  | 22 | 2 | NAICS-22 Non-Cogen | CT | NG | NG | NYIS | 22612470 | 2047782.4 | 2022
hydro | TRUE | 57665 | N | . | SAF Hydroelectric LLC | SAF Hydroelectric LLC | 56989 | MN | WNC | MRO |  | 22 | 2 | NAICS-22 Non-Cogen | HY | WAT | HYC | MISO | 103896 | 30450 | 2022
natural gas combined cycle | FALSE | 57666 | Y | . | Foxwoods CoGen | Foxwoods Resort Casino | 56992 | CT | NEW | NPCC |  | 713 | 5 | Commercial NAICS Cogen | CA | NG | NG | ISNE | 0 | 169.75 | 2022
natural gas combined cycle | FALSE | 57666 | Y | . | Foxwoods CoGen | Foxwoods Resort Casino | 56992 | CT | NEW | NPCC |  | 713 | 5 | Commercial NAICS Cogen | CT | NG | NG | ISNE | 56907 | 10346.02 | 2022
solar pv | TRUE | 57667 | N | . | Seabrook Solar Plant | MN8 Energy LLC | 61944 | NJ | MAT | RFC |  | 22 | 2 | NAICS-22 Non-Cogen | PV | SUN | SUN | PJM | 33990 | 9962 | 2022
solar pv | FALSE | 57668 | N | . | CASD Solar | Carlisle Area School District | 56994 | PA | MAT | RFC |  | 611 | 4 | Commercial NAICS Non-Cogen | PV | SUN | SUN | PJM | 0 | 1 | 2022
solar pv | TRUE | 57669 | N | . | SMUD at Grundman | Sacramento PV Energy, LLC | 56995 | CA | PACC | WECC |  | 22 | 2 | NAICS-22 Non-Cogen | PV | SUN | SUN | BANC | 106180 | 31119 | 2022
solar pv | TRUE | 57670 | N | . | SMUD at Van Conett | Sacramento PV Energy, LLC | 56995 | CA | PACC | WECC |  | 22 | 2 | NAICS-22 Non-Cogen | PV | SUN | SUN | BANC | 19057 | 5585 | 2022
solar pv | TRUE | 57671 | N | . | SMUD at Fleshman | Sacramento PV Energy, LLC | 56995 | CA | PACC | WECC |  | 22 | 2 | NAICS-22 Non-Cogen | PV | SUN | SUN | BANC | 18500 | 5422 | 2022
natural gas peaker | FALSE | 57672 | N | . | Oakdale Renewable Energy Plant | University of Iowa | 19539 | IA | WNC | MRO |  | 611 | 4 | Commercial NAICS Non-Cogen | IC | NG | NG | MISO | 25960 | 346.92 | 2022
solar pv | FALSE | 57673 | N | . | Macys Goodyear | Macys Corporate Services, Inc | 56998 | AZ | MTN | WECC |  | 493 | 4 | Commercial NAICS Non-Cogen | PV | SUN | SUN | AZPS | 11945 | 3500.64 | 2022
solar pv | TRUE | 57674 | N | . | Indian Orchard PV Facility | Western Massachusetts Electric Company | 56999 | MA | NEW | NPCC |  | 22 | 1 | Electric Utility | PV | SUN | SUN | ISNE | 9523 | 2791 | 2022
onshore wind | TRUE | 57675 | N | . | Pioneer Trail Wind Farm, LLC | RWE Renewables Americas, LLC | 56215 | IL | ENC | SERC |  | 22 | 2 | NAICS-22 Non-Cogen | WT | WND | WND | MISO | 1720792 | 504336 | 2022
solar pv | TRUE | 57676 | N | . | Silver Lake Solar Photovoltaic Facility | Western Massachusetts Electric Company | 56999 | MA | NEW | NPCC |  | 22 | 1 | Electric Utility | PV | SUN | SUN | ISNE | 6862 | 2011 | 2022
solar pv | TRUE | 57677 | N | . | Murphy Farm Power, LLC | Duke Energy Renewables Services | 65411 | NC | SAT | SERC |  | 22 | 2 | NAICS-22 Non-Cogen | PV | SUN | SUN | DUK | 4558 | 1336 | 2022
onshore wind | TRUE | 57678 | N | . | Post Rock Wind Power Project, LLC | Pattern Operators LP | 56545 | KS | WNC | MRO |  | 22 | 2 | NAICS-22 Non-Cogen | WT | WND | WND | SWPP | 2531999 | 742087 | 2022
solar pv | TRUE | 57680 | N | . | Arlington Valley Solar Energy II | Arevon Energy, Inc. | 61230 | AZ | MTN | WECC |  | 22 | 2 | NAICS-22 Non-Cogen | PV | SUN | SUN | AZPS | 1209049 | 354352 | 2022
solar pv | TRUE | 57681 | N | . | City of Boulder WWTP | SunE NLB-2, LLC | 57005 | CO | MTN | WECC |  | 22 | 2 | NAICS-22 Non-Cogen | PV | SUN | SUN | PSCO | 1409 | 413 | 2022
solar pv | TRUE | 57682 | N | . | City of Madera WWTP | SunE GIL1, LLC | 57006 | CA | PACC | WECC |  | 22 | 2 | NAICS-22 Non-Cogen | PV | SUN | SUN | CISO | 5848 | 1714 | 2022
solar pv | TRUE | 57683 | N | . | Staples La Mirada, CA | SunE WF3-ST Holdings, LLC | 57007 | CA | PACC | WECC |  | 22 | 2 | NAICS-22 Non-Cogen | PV | SUN | SUN | CISO | 1769 | 519 | 2022
natural gas steam turbine | TRUE | 57684 | N | . | Goodsprings Waste Heat Recovery | Nevada Power Co | 13407 | NV | MTN | WECC |  | 22 | 1 | Electric Utility | ST | NG | NG | NEVP | 0 | 0 | 2022
other | TRUE | 57684 | N | . | Goodsprings Waste Heat Recovery | Nevada Power Co | 13407 | NV | MTN | WECC |  | 22 | 1 | Electric Utility | ST | WH | OTH | NEVP | 101458 | 29736 | 2022
solar pv | TRUE | 57687 | N | . | CS Murphy Point, LLC | Duke Energy Renewables Services | 65411 | NC | SAT | SERC |  | 22 | 2 | NAICS-22 Non-Cogen | PV | SUN | SUN | DUK | 4558 | 1336 | 2022
petroleum | TRUE | 57689 | N | . | Norden 1-3 | Third Taxing District of Norwalk | 57015 | CT | NEW | NPCC |  | 22 | 1 | Electric Utility | IC | DFO | DFO | ISNE | 414 | 42 | 2022
hydro | TRUE | 57690 | N | . | Turnbull Hydro | Turnbull Hydro LLC | 57018 | MT | MTN | WECC |  | 22 | 2 | NAICS-22 Non-Cogen | HY | WAT | HYC | NWMT | 101407 | 29721 | 2022
solar pv | TRUE | 57695 | N | . | Topaz Solar Farm | Topaz Solar Farms LLC | 59874 | CA | PACC | WECC |  | 22 | 2 | NAICS-22 Non-Cogen | PV | SUN | SUN | CISO | 4167452 | 1221410 | 2022
biomass | FALSE | 57696 | Y | . | Power Generation Station (PGS) 2 | East Bay Municipal Util Dist | 5571 | CA | PACC | WECC |  | 22132 | 5 | Commercial NAICS Cogen | GT | OBG | ORW | CISO | 138781 | 21282 | 2022
solar pv | TRUE | 57697 | N | . | Aerojet I | Altus Power America Management, LLC | 60281 | CA | PACC | WECC |  | 22 | 2 | NAICS-22 Non-Cogen | PV | SUN | SUN | BANC | 20197 | 5919 | 2022
solar pv | TRUE | 57698 | N | . | Aerojet II | Altus Power America Management, LLC | 60281 | CA | PACC | WECC |  | 22 | 2 | NAICS-22 Non-Cogen | PV | SUN | SUN | BANC | 13054 | 3826 | 2022
solar pv | TRUE | 57699 | N | . | Webberville Solar Project | FRV AE Solar LLC | 57021 | TX | WSC | TRE |  | 22 | 2 | NAICS-22 Non-Cogen | PV | SUN | SUN | ERCO | 214161 | 62767 | 2022
onshore wind | TRUE | 57700 | N | . | Vasco Winds | Vasco Winds, LLC | 57024 | CA | PACC | WECC |  | 22 | 2 | NAICS-22 Non-Cogen | WT | WND | WND | CISO | 758956 | 222437 | 2022
onshore wind | TRUE | 57701 | N | . | Montezuma Wind II | NextEra Energy Montezuma Wind II, LLC | 57026 | CA | PACC | WECC |  | 22 | 2 | NAICS-22 Non-Cogen | WT | WND | WND | CISO | 720867 | 211274 | 2022
natural gas peaker | FALSE | 57702 | N | . | Signal Hill West Unit | Signal Hill Petroleum, Inc | 57027 | CA | PACC | WECC |  | 211 | 6 | Industrial NAICS Non-Cogen | GT | NG | NG | CISO | 0 | 0 | 2022
other | FALSE | 57702 | N | . | Signal Hill West Unit | Signal Hill Petroleum, Inc | 57027 | CA | PACC | WECC |  | 211 | 6 | Industrial NAICS Non-Cogen | GT | OG | OOG | CISO | 581324 | 37457 | 2022
natural gas combined cycle | TRUE | 57703 | N | . | Cheyenne Prairie Generating Station | Black Hills Service Company LLC | 56771 | WY | MTN | WECC |  | 22 | 1 | Electric Utility | CA | NG | NG | WACM | 0 | 65974 | 2022
natural gas combined cycle | TRUE | 57703 | N | . | Cheyenne Prairie Generating Station | Black Hills Service Company LLC | 56771 | WY | MTN | WECC |  | 22 | 1 | Electric Utility | CT | NG | NG | WACM | 2090258 | 203948 | 2022
natural gas peaker | TRUE | 57703 | N | . | Cheyenne Prairie Generating Station | Black Hills Service Company LLC | 56771 | WY | MTN | WECC |  | 22 | 1 | Electric Utility | GT | NG | NG | WACM | 124398 | 12892 | 2022
biomass | TRUE | 57706 | N | . | Blue Water Renewables Inc | Blue Water Renewables Inc | 57029 | MI | ENC | RFC |  | 22 | 2 | NAICS-22 Non-Cogen | IC | LFG | MLG | MISO | 259176 | 25213 | 2022
solar pv | TRUE | 57707 | N | . | Mesquite Solar 1 | Consolidated Edison Development Inc. | 56769 | AZ | MTN | WECC |  | 22 | 2 | NAICS-22 Non-Cogen | PV | SUN | SUN | CISO | 1414425 | 414544 | 2022
solar pv | TRUE | 57708 | N | . | Catalina Solar LLC | EDF Renewable Asset Holdings, Inc. | 57170 | CA | PACC | WECC |  | 22 | 2 | NAICS-22 Non-Cogen | PV | SUN | SUN | CISO | 912698 | 267496 | 2022
other | TRUE | 57710 | N | . | Stephentown Spindle | Convergent Energy and Power LP | 61978 | NY | MAT | NPCC |  | 22 | 2 | NAICS-22 Non-Cogen | FW | MWH | OTH | NYIS | 0 | -8626 | 2022
natural gas peaker | TRUE | 57714 | N | . | City of Palo Alto | City of Palo Alto | 57033 | CA | PACC | WECC |  | 22 | 1 | Electric Utility | IC | NG | NG | CISO | 0 | 0 | 2022
natural gas peaker | FALSE | 57715 | N | . | Watkins Manufacturing Co. | Watkins Manufacturing Corporation | 57034 | CA | PACC | WECC |  | 339 | 6 | Industrial NAICS Non-Cogen | IC | NG | NG | CISO | 113911 | 8995 | 2022
other | TRUE | 57716 | N | . | Hazle Spindle | Convergent Energy and Power LP | 61978 | PA | MAT | RFC |  | 22 | 2 | NAICS-22 Non-Cogen | FW | MWH | OTH | PJM | 0 | -13634 | 2022
onshore wind | TRUE | 57721 | N | . | Berkshire Wind Power Project | Massachusetts Mun Wholes Electric Co | 11806 | MA | NEW | NPCC |  | 22 | 1 | Electric Utility | WT | WND | WND | ISNE | 144187 | 42259 | 2022
solar pv | TRUE | 57722 | N | . | North Palm Springs 4A | Greenbacker Renewable Energy Corporation | 60025 | CA | PACC | WECC |  | 22 | 2 | NAICS-22 Non-Cogen | PV | SUN | SUN | CISO | 31746 | 9304 | 2022
solar pv | TRUE | 57723 | N | . | Johnson Matthey, Inc. Solar | Luminace Solar New Jersey II, LLC | 56976 | NJ | MAT | RFC |  | 22 | 2 | NAICS-22 Non-Cogen | PV | SUN | SUN | PJM | 23503 | 6888 | 2022
solar pv | TRUE | 57724 | N | . | NJMC Landfill | Public Service Elec & Gas Co | 15477 | NJ | MAT | RFC |  | 22 | 1 | Electric Utility | PV | SUN | SUN | PJM | 13831 | 4054 | 2022
onshore wind | TRUE | 57725 | N | . | Shiloh IV Wind Project LLC | EDF Renewable Asset Holdings, Inc. | 57170 | CA | PACC | WECC |  | 22 | 2 | NAICS-22 Non-Cogen | WT | WND | WND | CISO | 980697 | 287426 | 2022
solar pv | TRUE | 57726 | N | . | Summit Associates | Public Service Elec & Gas Co | 15477 | NJ | MAT | RFC |  | 22 | 1 | Electric Utility | PV | SUN | SUN | PJM | 8588 | 2517 | 2022
solar pv | TRUE | 57727 | N | . | BlackRock-Matrix | Public Service Elec & Gas Co | 15477 | NJ | MAT | RFC |  | 22 | 1 | Electric Utility | PV | SUN | SUN | PJM | 11986 | 3513 | 2022
solar pv | TRUE | 57728 | N | . | Mill Creek Solar | Public Service Elec & Gas Co | 15477 | NJ | MAT | RFC |  | 22 | 1 | Electric Utility | PV | SUN | SUN | PJM | 16245 | 4761 | 2022
other | TRUE | 57729 | N | . | Lake Hodges Hydroelectric Facility | San Diego County Water Auth | 27075 | CA | PACC | WECC |  | 22 | 1 | Electric Utility | PS | WAT | HPS | CISO | 0 | -14626 | 2022
onshore wind | FALSE | 57732 | N | . | UMM Wind Turbine | University of Minnesota Morris Campus | 57046 | MN | WNC | MRO |  | 611 | 4 | Commercial NAICS Non-Cogen | WT | WND | WND | MISO | 15204 | 4456 | 2022
solar pv | FALSE | 57733 | N | . | Benjamin Moore & Co. Solar | Luminace Solar New Jersey, LLC | 57044 | NJ | MAT | RFC |  | 441 | 4 | Commercial NAICS Non-Cogen | PV | SUN | SUN | PJM | 5978 | 1752 | 2022
solar pv | TRUE | 57734 | N | . | Cherry Hill | NFI Solar LLC | 57049 | NJ | MAT | RFC |  | 22 | 2 | NAICS-22 Non-Cogen | PV | SUN | SUN | PJM | 5160 | 1512 | 2022
solar pv | TRUE | 57736 | N | . | SPS1 Dollarhide | SunE SPS1, LLC | 57055 | NM | MTN | WECC |  | 22 | 2 | NAICS-22 Non-Cogen | PV | SUN | SUN | SWPP | 76959 | 22556 | 2022
solar pv | TRUE | 57737 | N | . | SPS2 Jal | SunE SPS2, LLC | 57056 | NM | MTN | WECC |  | 22 | 2 | NAICS-22 Non-Cogen | PV | SUN | SUN | SWPP | 76673 | 22472 | 2022
solar pv | TRUE | 57738 | N | . | SPS3 Lea | SunE SPS3, LLC | 57057 | NM | MTN | WECC |  | 22 | 2 | NAICS-22 Non-Cogen | PV | SUN | SUN | SWPP | 69032 | 20232 | 2022
solar pv | TRUE | 57739 | N | . | SPS4 Monument | SunE SPS4, LLC | 57059 | NM | MTN | WECC |  | 22 | 2 | NAICS-22 Non-Cogen | PV | SUN | SUN | SWPP | 75971 | 22266 | 2022
solar pv | TRUE | 57740 | N | . | SPS5 Hopi | SunE SPS5, LLC | 57058 | NM | MTN | WECC |  | 22 | 2 | NAICS-22 Non-Cogen | PV | SUN | SUN | SWPP | 72104 | 21133 | 2022
solar pv | TRUE | 57742 | N | . | Vineland Headquarters | NFI Solar LLC | 57049 | NJ | MAT | RFC |  | 22 | 2 | NAICS-22 Non-Cogen | PV | SUN | SUN | PJM | 5239 | 1535 | 2022
solar pv | TRUE | 57743 | N | . | North Palm Springs 1A | Greenbacker Renewable Energy Corporation | 60025 | CA | PACC | WECC |  | 22 | 2 | NAICS-22 Non-Cogen | PV | SUN | SUN | CISO | 17326 | 5078 | 2022
onshore wind | TRUE | 57744 | N | . | Laurel Hill Wind | Duke Energy Renewables Services | 65411 | PA | MAT | RFC |  | 22 | 2 | NAICS-22 Non-Cogen | WT | WND | WND | PJM | 773992 | 226844 | 2022
solar pv | TRUE | 57745 | N | . | The City of Vineland at West Vineland | Luminace Solar New Jersey, LLC | 57044 | NJ | MAT | RFC |  | 22 | 2 | NAICS-22 Non-Cogen | PV | SUN | SUN | PJM | 12638 | 3704 | 2022
solar pv | TRUE | 57746 | N | . | The City of Vineland at North Vineland | Luminace Solar New Jersey, LLC | 57044 | NJ | MAT | RFC |  | 22 | 2 | NAICS-22 Non-Cogen | PV | SUN | SUN | PJM | 20056 | 5878 | 2022
solar pv | TRUE | 57747 | N | . | FedEx Field Solar Facility | NRG Solar Arrowhead LLC | 57052 | MD | SAT | RFC |  | 22 | 2 | NAICS-22 Non-Cogen | PV | SUN | SUN | PJM | 11815 | 3463 | 2022
onshore wind | TRUE | 57748 | N | . | Gordon Butte Wind LLC | Gordon Butte Wind LLC | 57042 | MT | MTN | WECC |  | 22 | 2 | NAICS-22 Non-Cogen | WT | WND | WND | NWMT | 255580 | 74906 | 2022
onshore wind | TRUE | 57749 | N | . | Sawtooth Wind Project | Idaho Winds LLC | 57041 | ID | MTN | WECC |  | 22 | 2 | NAICS-22 Non-Cogen | WT | WND | WND | IPCO | 179081 | 52486 | 2022
solar pv | TRUE | 57750 | N | . | Maple Solar | NFI Solar LLC | 57049 | NJ | MAT | RFC |  | 22 | 2 | NAICS-22 Non-Cogen | PV | SUN | SUN | PJM | 13999 | 4103 | 2022
onshore wind | TRUE | 57751 | N | . | Los Vientos Wind 1A | Duke Energy Renewables Services | 65411 | TX | WSC | TRE |  | 22 | 2 | NAICS-22 Non-Cogen | WT | WND | WND | ERCO | 1339309 | 392529 | 2022
onshore wind | TRUE | 57752 | N | . | Los Vientos Wind 1B | Duke Energy Renewables Services | 65411 | TX | WSC | TRE |  | 22 | 2 | NAICS-22 Non-Cogen | WT | WND | WND | ERCO | 1583224 | 464016 | 2022
solar pv | TRUE | 57753 | N | . | SMUD at Lawrence | Sacramento PV Energy, LLC | 56995 | CA | PACC | WECC |  | 22 | 2 | NAICS-22 Non-Cogen | PV | SUN | SUN | BANC | 6241 | 1829 | 2022
biomass | FALSE | 57754 | N | . | Frederick County LFGTE Facility | Frederick County Virginia | 57051 | VA | SAT | SERC |  | 562212 | 4 | Commercial NAICS Non-Cogen | IC | LFG | MLG | PJM | 70842 | 7690 | 2022
onshore wind | TRUE | 57755 | N | . | TPW Petersburg | TPW Petersburg LLC | 57050 | NE | WNC | MRO |  | 22 | 2 | NAICS-22 Non-Cogen | WT | WND | WND | SWPP | 615273 | 180326 | 2022
onshore wind | TRUE | 57756 | N | . | Coastal Energy Project | Coastal Community Action Program | 57066 | WA | PACC | WECC |  | 22 | 2 | NAICS-22 Non-Cogen | WT | WND | WND | BPAT | 33559 | 9836 | 2022
onshore wind | TRUE | 57757 | N | . | Pacific Wind LLC | EDF Renewable Asset Holdings, Inc. | 57170 | CA | PACC | WECC |  | 22 | 2 | NAICS-22 Non-Cogen | WT | WND | WND | CISO | 2332556 | 683633 | 2022
solar pv | TRUE | 57758 | N | . | Mount Saint Mary's | Constellation Solar Horizons LLC | 57065 | MD | SAT | RFC |  | 22 | 2 | NAICS-22 Non-Cogen | PV | SUN | SUN | PJM | 66517 | 19495 | 2022
onshore wind | TRUE | 57760 | N | . | Power County Wind Park South | Power County Wind Park South LLC | 57068 | ID | MTN | WECC |  | 22 | 2 | NAICS-22 Non-Cogen | WT | WND | WND | PACE | 186680 | 54713 | 2022
onshore wind | TRUE | 57761 | N | . | Power County Wind Park North | Power County Wind Park North LLC | 57069 | ID | MTN | WECC |  | 22 | 2 | NAICS-22 Non-Cogen | WT | WND | WND | PACE | 206991 | 60666 | 2022
onshore wind | TRUE | 57762 | N | . | Cimarron Wind Energy LLC | Cimarron Wind Energy LLC | 58143 | KS | WNC | MRO |  | 22 | 2 | NAICS-22 Non-Cogen | WT | WND | WND | SWPP | 2057908 | 603138 | 2022
hydro | TRUE | 57763 | N | . | Youngs Creek Hydroelectric Project | PUD 1 of Snohomish County | 17470 | WA | PACC | WECC |  | 22 | 1 | Electric Utility | HY | WAT | HYC | BPAT | 49737 | 14577 | 2022
solar pv | FALSE | 57764 | N | . | Naval Air Weapons Station China Lake | MN8 Energy LLC | 61944 | CA | PACC | WECC |  | 928 | 4 | Commercial NAICS Non-Cogen | PV | SUN | SUN | CISO | 80605 | 23624 | 2022
solar pv | TRUE | 57765 | N | . | Arizona Western College PV | AES Distributed Energy | 61012 | AZ | MTN | WECC |  | 22 | 2 | NAICS-22 Non-Cogen | PV | SUN | SUN | AZPS | 20975 | 6148 | 2022
onshore wind | TRUE | 57766 | N | . | Rockland Wind Farm | Ridgeline Energy LLC | 57075 | ID | MTN | WECC |  | 22 | 2 | NAICS-22 Non-Cogen | WT | WND | WND | IPCO | 799959 | 234455 | 2022
onshore wind | TRUE | 57767 | N | . | Brown County Wind Turbine | Adams Electric Cooperative | 57077 | IL | ENC | SERC |  | 22 | 1 | Electric Utility | WT | WND | WND | MISO | 10043 | 2944 | 2022
solar pv | TRUE | 57768 | N | . | Longwood Gardens | Ecogy Pennsylvania Systems LLC | 57078 | PA | MAT | RFC |  | 22 | 2 | NAICS-22 Non-Cogen | PV | SUN | SUN | PJM | 6593 | 1932 | 2022
onshore wind | TRUE | 57769 | N | . | Mehoopany Wind Energy LLC | AE Power Services LLC | 55963 | PA | MAT | RFC |  | 22 | 2 | NAICS-22 Non-Cogen | WT | WND | WND | PJM | 1330375 | 389911 | 2022
biomass | TRUE | 57771 | N | . | Ameresco Butte County | Ameresco Butte County LLC | 57079 | CA | PACC | WECC |  | 22 | 2 | NAICS-22 Non-Cogen | IC | LFG | MLG | CISO | 151694 | 14160 | 2022
solar pv | TRUE | 57772 | N | . | Perdue Bridgeville Photovoltaic | Terraform Arcadia | 63249 | DE | SAT | RFC |  | 22 | 2 | NAICS-22 Non-Cogen | PV | SUN | SUN | PJM | 6253 | 1832 | 2022
solar pv | FALSE | 57773 | N | . | Palo Verde College | Scale Sustainable I, LLC | 65242 | CA | PACC | WECC |  | 611 | 4 | Commercial NAICS Non-Cogen | PV | SUN | SUN | CISO | 6950 | 2037 | 2022
onshore wind | TRUE | 57774 | N | . | Windstar 1 | Nextera Energy Resources | 64260 | CA | PACC | WECC |  | 22 | 2 | NAICS-22 Non-Cogen | WT | WND | WND | CISO | 704268 | 206409 | 2022
solar pv | TRUE | 57775 | N | . | Kingman 1 | Brookfield Renewable Trading and Marketing LP | 63235 | AZ | MTN | WECC |  | 22 | 2 | NAICS-22 Non-Cogen | PV | SUN | SUN | AZPS | 3155 | 925 | 2022
onshore wind | TRUE | 57775 | N | . | Kingman 1 | Brookfield Renewable Trading and Marketing LP | 63235 | AZ | MTN | WECC |  | 22 | 2 | NAICS-22 Non-Cogen | WT | WND | WND | AZPS | 89076 | 26107 | 2022
solar pv | TRUE | 57776 | N | . | FedEx Woodbridge | Scale Sustainable I, LLC | 65242 | NJ | MAT | RFC |  | 22 | 2 | NAICS-22 Non-Cogen | PV | SUN | SUN | PJM | 8216 | 2408 | 2022
solar pv | TRUE | 57777 | N | . | RE Dillard 1 LLC | MN8 Energy LLC | 61944 | CA | PACC | WECC |  | 22 | 2 | NAICS-22 Non-Cogen | PV | SUN | SUN | BANC | 22470 | 6585 | 2022
solar pv | TRUE | 57778 | N | . | RE Kammerer 1 LLC | MN8 Energy LLC | 61944 | CA | PACC | WECC |  | 22 | 2 | NAICS-22 Non-Cogen | PV | SUN | SUN | BANC | 38621 | 11319 | 2022
solar pv | TRUE | 57779 | N | . | RE Dillard 2 LLC | MN8 Energy LLC | 61944 | CA | PACC | WECC |  | 22 | 2 | NAICS-22 Non-Cogen | PV | SUN | SUN | BANC | 22950 | 6726 | 2022
solar pv | TRUE | 57780 | N | . | RE Kammerer 2 LLC | MN8 Energy LLC | 61944 | CA | PACC | WECC |  | 22 | 2 | NAICS-22 Non-Cogen | PV | SUN | SUN | BANC | 38819 | 11377 | 2022
solar pv | TRUE | 57781 | N | . | RE Dillard 3 LLC | MN8 Energy LLC | 61944 | CA | PACC | WECC |  | 22 | 2 | NAICS-22 Non-Cogen | PV | SUN | SUN | BANC | 22907 | 6714 | 2022
solar pv | TRUE | 57782 | N | . | RE Kammerer 3 LLC | MN8 Energy LLC | 61944 | CA | PACC | WECC |  | 22 | 2 | NAICS-22 Non-Cogen | PV | SUN | SUN | BANC | 38596 | 11312 | 2022
solar pv | TRUE | 57783 | N | . | RE Bruceville 1 LLC | MN8 Energy LLC | 61944 | CA | PACC | WECC |  | 22 | 2 | NAICS-22 Non-Cogen | PV | SUN | SUN | BANC | 37911 | 11111 | 2022
solar pv | TRUE | 57784 | N | . | RE Bruceville 2 LLC | MN8 Energy LLC | 61944 | CA | PACC | WECC |  | 22 | 2 | NAICS-22 Non-Cogen | PV | SUN | SUN | BANC | 37330 | 10941 | 2022
solar pv | TRUE | 57785 | N | . | RE Bruceville 3 LLC | MN8 Energy LLC | 61944 | CA | PACC | WECC |  | 22 | 2 | NAICS-22 Non-Cogen | PV | SUN | SUN | BANC | 39116 | 11464 | 2022
onshore wind | TRUE | 57787 | N | . | Flat Ridge 2 Wind Energy LLC | AE Power Services LLC | 55963 | KS | WNC | MRO |  | 22 | 2 | NAICS-22 Non-Cogen | WT | WND | WND | SWPP | 5814310 | 1704077 | 2022
petroleum | FALSE | 57788 | Y | . | US GSA Heating and Transmission | US GSA Heating and Transmission | 57103 | DC | SAT | RFC |  | 22133 | 5 | Commercial NAICS Cogen | GT | DFO | DFO | PJM | 0 | 0 | 2022
natural gas peaker | FALSE | 57788 | Y | . | US GSA Heating and Transmission | US GSA Heating and Transmission | 57103 | DC | SAT | RFC |  | 22133 | 5 | Commercial NAICS Cogen | GT | NG | NG | PJM | 130771 | 11268.04 | 2022
natural gas peaker | FALSE | 57789 | Y | . | Peak Power 1 Cogen | Peak Power 1, LLC | 57106 | NY | MAT | NPCC |  | 53 | 5 | Commercial NAICS Cogen | IC | NG | NG | NYIS | 99699 | 18145 | 2022
solar pv | TRUE | 57790 | N | . | RE Bagdad Solar I LLC | Duke Energy Renewables Services | 65411 | AZ | MTN | WECC |  | 22 | 2 | NAICS-22 Non-Cogen | PV | SUN | SUN | AZPS | 98210 | 28784 | 2022
onshore wind | TRUE | 57791 | N | . | Foundation AB | Foundation HA Energy Generation, LLC | 56930 | CA | PACC | WECC |  | 22 | 2 | NAICS-22 Non-Cogen | WT | WND | WND | CISO | 6128 | 1796 | 2022
onshore wind | TRUE | 57792 | N | . | Foundation IE | Foundation HA Energy Generation, LLC | 56930 | CA | PACC | WECC |  | 22 | 2 | NAICS-22 Non-Cogen | WT | WND | WND | CISO | 2314 | 678 | 2022
natural gas combined cycle | TRUE | 57794 | N | . | St Joseph Energy Center | St Joseph Energy Center LLC | 57109 | IN | ENC | RFC |  | 22 | 2 | NAICS-22 Non-Cogen | CA | NG | NG | PJM | 1194757 | 1725949 | 2022
natural gas combined cycle | TRUE | 57794 | N | . | St Joseph Energy Center | St Joseph Energy Center LLC | 57109 | IN | ENC | RFC |  | 22 | 2 | NAICS-22 Non-Cogen | CT | NG | NG | PJM | 33775389 | 3258584 | 2022
solar pv | TRUE | 57795 | N | . | RE Ajo 1 LLC | Duke Energy Renewables Services | 65411 | AZ | MTN | WECC |  | 22 | 2 | NAICS-22 Non-Cogen | PV | SUN | SUN | AZPS | 23840 | 6987 | 2022
solar pv | TRUE | 57796 | N | . | Golden Springs Building C-1 | Golden Springs Development Company LLC | 57104 | CA | PACC | WECC |  | 22 | 2 | NAICS-22 Non-Cogen | PV | SUN | SUN | CISO | 6448 | 1890 | 2022
solar pv | TRUE | 57797 | N | . | Golden Springs Building D | Golden Springs Development Company LLC | 57104 | CA | PACC | WECC |  | 22 | 2 | NAICS-22 Non-Cogen | PV | SUN | SUN | CISO | 7066 | 2071 | 2022
natural gas peaker | FALSE | 57798 | Y | . | OBP Cogen | OBP Cogen LLC | 57120 | NY | MAT | RFC |  | 53 | 5 | Commercial NAICS Cogen | GT | NG | NG | NYIS | 161799 | 28272 | 2022
solar pv | TRUE | 57799 | N | . | ISH Solar Central, LLC | SunEdison LLC | 59139 | NJ | MAT | RFC |  | 22 | 2 | NAICS-22 Non-Cogen | PV | SUN | SUN | PJM | 3497 | 1025 | 2022
onshore wind | TRUE | 57800 | N | . | Bison 2 Wind Energy Center | ALLETE, Inc. | 12647 | ND | WNC | MRO |  | 22 | 1 | Electric Utility | WT | WND | WND | MISO | 1104931 | 323837 | 2022
onshore wind | TRUE | 57801 | N | . | Bison 3 Wind Energy Center | ALLETE, Inc. | 12647 | ND | WNC | MRO |  | 22 | 1 | Electric Utility | WT | WND | WND | MISO | 1092916 | 320315 | 2022
onshore wind | TRUE | 57802 | N | . | Magic Valley Wind Farm I LLC | RWE Renewables Americas, LLC | 56215 | TX | WSC | TRE |  | 22 | 2 | NAICS-22 Non-Cogen | WT | WND | WND | ERCO | 1847359 | 541430 | 2022
onshore wind | TRUE | 57803 | N | . | Lime Wind | Lime Wind LLC | 57122 | OR | PACC | WECC |  | 22 | 2 | NAICS-22 Non-Cogen | WT | WND | WND | IPCO | 18729 | 5489 | 2022
petroleum | FALSE | 57804 | Y | . | Middlebury College | Middlebury College Biomass | 57123 | VT | NEW | NPCC |  | 611 | 5 | Commercial NAICS Cogen | ST | DFO | DFO | ISNE | 0 | 0.056 | 2022
natural gas steam turbine | FALSE | 57804 | Y | . | Middlebury College | Middlebury College Biomass | 57123 | VT | NEW | NPCC |  | 611 | 5 | Commercial NAICS Cogen | ST | NG | NG | ISNE | 4256 | 919.69 | 2022
petroleum | FALSE | 57804 | Y | . | Middlebury College | Middlebury College Biomass | 57123 | VT | NEW | NPCC |  | 611 | 5 | Commercial NAICS Cogen | ST | RFO | RFO | ISNE | 0 | 0 | 2022
biomass | FALSE | 57804 | Y | . | Middlebury College | Middlebury College Biomass | 57123 | VT | NEW | NPCC |  | 611 | 5 | Commercial NAICS Cogen | ST | WDS | WWW | ISNE | 7551 | 1631.354 | 2022
solar pv | FALSE | 57805 | N | . | William Paterson University | Nautilus Solar WPU LLC | 57124 | NJ | MAT | RFC |  | 611 | 4 | Commercial NAICS Non-Cogen | PV | SUN | SUN | PJM | 7067 | 2071 | 2022
other | TRUE | 57808 | N | . | Lockheed Martin Sunnyvale | Bloom Energy | 57128 | CA | PACC | WECC |  | 22 | 2 | NAICS-22 Non-Cogen | FC | NG | NG | CISO | 1569 | 179 | 2022
other | TRUE | 57809 | N | . | Franklin Templeton San Mateo | Bloom Energy | 57128 | CA | PACC | WECC |  | 22 | 2 | NAICS-22 Non-Cogen | FC | NG | NG | CISO | 18945 | 2442 | 2022
other | TRUE | 57811 | N | . | Adobe San Jose | Bloom Energy | 57128 | CA | PACC | WECC |  | 22 | 2 | NAICS-22 Non-Cogen | FC | NG | NG | CISO | 0 | 0 | 2022
onshore wind | TRUE | 57813 | N | . | GL Wind | GL Wind LLC | 57127 | MN | WNC | MRO |  | 22 | 2 | NAICS-22 Non-Cogen | WT | WND | WND | MISO | 39168 | 11479 | 2022
solar pv | FALSE | 57815 | N | . | Titusville Solar | Janssen Pharmaceutical Co | 57130 | NJ | MAT | NPCC |  | 541 | 4 | Commercial NAICS Non-Cogen | PV | SUN | SUN | PJM | 15116 | 4430 | 2022
solar pv | TRUE | 57816 | N | . | RE McKenzie 1 LLC | MN8 Energy LLC | 61944 | CA | PACC | WECC |  | 22 | 2 | NAICS-22 Non-Cogen | PV | SUN | SUN | BANC | 40927 | 11995 | 2022
solar pv | TRUE | 57817 | N | . | RE McKenzie 2 LLC | MN8 Energy LLC | 61944 | CA | PACC | WECC |  | 22 | 2 | NAICS-22 Non-Cogen | PV | SUN | SUN | BANC | 40155 | 11769 | 2022
solar pv | TRUE | 57818 | N | . | RE McKenzie 3 LLC | MN8 Energy LLC | 61944 | CA | PACC | WECC |  | 22 | 2 | NAICS-22 Non-Cogen | PV | SUN | SUN | BANC | 40379 | 11835 | 2022
solar pv | TRUE | 57819 | N | . | RE McKenzie 4 LLC | MN8 Energy LLC | 61944 | CA | PACC | WECC |  | 22 | 2 | NAICS-22 Non-Cogen | PV | SUN | SUN | BANC | 40280 | 11806 | 2022
solar pv | TRUE | 57820 | N | . | RE McKenzie 5 LLC | MN8 Energy LLC | 61944 | CA | PACC | WECC |  | 22 | 2 | NAICS-22 Non-Cogen | PV | SUN | SUN | BANC | 40706 | 11930 | 2022
solar pv | TRUE | 57821 | N | . | RE McKenzie 6 LLC | MN8 Energy LLC | 61944 | CA | PACC | WECC |  | 22 | 2 | NAICS-22 Non-Cogen | PV | SUN | SUN | BANC | 40805 | 11959 | 2022
hard coal | TRUE | 57822 | Y | . | Middletown Coke Company, LLC | SunCoke Energy, Inc. | 56069 | OH | ENC | RFC |  | 22 | 3 | NAICS-22 Cogen | ST | BIT | COL | PJM | 0 | 0 | 2022
natural gas steam turbine | TRUE | 57822 | Y | . | Middletown Coke Company, LLC | SunCoke Energy, Inc. | 56069 | OH | ENC | RFC |  | 22 | 3 | NAICS-22 Cogen | ST | NG | NG | PJM | 28812 | 6501.79 | 2022
other | TRUE | 57822 | Y | . | Middletown Coke Company, LLC | SunCoke Energy, Inc. | 56069 | OH | ENC | RFC |  | 22 | 3 | NAICS-22 Cogen | ST | OG | OOG | PJM | 1535400 | 346500.21 | 2022
onshore wind | TRUE | 57823 | N | . | WCROC Wind Farm | University of Minnesota WCROC | 57138 | MN | WNC | MRO |  | 22 | 2 | NAICS-22 Non-Cogen | WT | WND | WND | MISO | 18965 | 5558 | 2022
biomass | TRUE | 57824 | N | . | Onalaska Campus Landfill Biogas | Gundersen Lutheran Biogas I LLC | 57142 | WI | ENC | MRO |  | 22 | 2 | NAICS-22 Non-Cogen | IC | LFG | MLG | MISO | 49444 | 4262 | 2022
solar pv | FALSE | 57827 | N | . | Dinuba Wastewater Treatment Plant | AES Distributed Energy | 61012 | CA | PACC | WECC |  | 22132 | 4 | Commercial NAICS Non-Cogen | PV | SUN | SUN | CISO | 4846 | 1420 | 2022
biomass | TRUE | 57828 | N | . | Tulsa LFG LLC | Tulsa LFG LLC | 57146 | OK | WSC | MRO |  | 22 | 2 | NAICS-22 Non-Cogen | IC | LFG | MLG | SWPP | 432036 | 16128 | 2022
onshore wind | TRUE | 57830 | N | . | Rippey Wind Farm | Greenbacker Renewable Energy Corporation | 60025 | IA | WNC | MRO |  | 22 | 2 | NAICS-22 Non-Cogen | WT | WND | WND | MISO | 545695 | 159934 | 2022
solar pv | TRUE | 57831 | N | . | Heliocentric | Heliocentric LLC | 57154 | CA | PACC | WECC |  | 22 | 2 | NAICS-22 Non-Cogen | PV | SUN | SUN | CISO | 6926 | 2030 | 2022
onshore wind | TRUE | 57832 | N | . | Hawkeye Wind Farm | Greenbacker Renewable Energy Corporation | 60025 | IA | WNC | MRO |  | 22 | 2 | NAICS-22 Non-Cogen | WT | WND | WND | MISO | 506024 | 148307 | 2022
onshore wind | TRUE | 57833 | N | . | Mustang Hills LLC | Longroad Energy Services 2 | 63800 | CA | PACC | WECC |  | 22 | 2 | NAICS-22 Non-Cogen | WT | WND | WND | CISO | 965757 | 283047 | 2022
onshore wind | TRUE | 57834 | N | . | Pinyon Pine I | Pinyon Pines Wind I, LLC | 59868 | CA | PACC | WECC |  | 22 | 2 | NAICS-22 Non-Cogen | WT | WND | WND | CISO | 1007547 | 295295 | 2022
onshore wind | TRUE | 57835 | N | . | Alta Wind VIII | Nextera Energy Resources | 64260 | CA | PACC | WECC |  | 22 | 2 | NAICS-22 Non-Cogen | WT | WND | WND | CISO | 665524 | 195054 | 2022
solar pv | TRUE | 57836 | N | . | L-8 Solar Project | L-8 Solar Project LLC | 57159 | CA | PACC | WECC |  | 22 | 2 | NAICS-22 Non-Cogen | PV | SUN | SUN | CISO | 9892 | 2899 | 2022
onshore wind | TRUE | 57837 | N | . | Pinyon Pine II | Pinyon Pines Wind II, LLC | 59869 | CA | PACC | WECC |  | 22 | 2 | NAICS-22 Non-Cogen | WT | WND | WND | CISO | 744515 | 218205 | 2022
solar pv | TRUE | 57838 | N | . | Dartmouth II Solar | Consolidated Edison Development Inc. | 56769 | MA | NEW | NPCC |  | 22 | 2 | NAICS-22 Non-Cogen | PV | SUN | SUN | ISNE | 6027 | 1766 | 2022
natural gas combined cycle | TRUE | 57839 | N | . | Woodbridge Energy Center | Woodbridge Energy Center | 57166 | NJ | MAT | RFC |  | 22 | 2 | NAICS-22 Non-Cogen | CA | NG | NG | PJM | 1320216 | 1682861 | 2022
natural gas combined cycle | TRUE | 57839 | N | . | Woodbridge Energy Center | Woodbridge Energy Center | 57166 | NJ | MAT | RFC |  | 22 | 2 | NAICS-22 Non-Cogen | CT | NG | NG | PJM | 29058989 | 2739263 | 2022
solar pv | TRUE | 57840 | N | . | ISH Solar Hospital SDMC | SunEdison LLC | 59139 | CA | PACC | WECC |  | 22 | 2 | NAICS-22 Non-Cogen | PV | SUN | SUN | CISO | 0 | 0 | 2022
solar pv | TRUE | 57841 | N | . | ISH Solar Hospital Downey | SunEdison LLC | 59139 | CA | PACC | WECC |  | 22 | 2 | NAICS-22 Non-Cogen | PV | SUN | SUN | CISO | 0 | 0 | 2022
natural gas peaker | TRUE | 57842 | N | . | Wabash Valley Power IGCC | Wabash Valley Power Assn, Inc | 40211 | IN | ENC | RFC |  | 22 | 1 | Electric Utility | GT | NG | NG | MISO | 1221756 | 112765 | 2022
other | TRUE | 57842 | N | . | Wabash Valley Power IGCC | Wabash Valley Power Assn, Inc | 40211 | IN | ENC | RFC |  | 22 | 1 | Electric Utility | GT | OTH | OTH | MISO | 0 | 0 | 2022
petroleum | TRUE | 57842 | N | . | Wabash Valley Power IGCC | Wabash Valley Power Assn, Inc | 40211 | IN | ENC | RFC |  | 22 | 1 | Electric Utility | GT | PC | PC | MISO | 0 | 0 | 2022
other | TRUE | 57842 | N | . | Wabash Valley Power IGCC | Wabash Valley Power Assn, Inc | 40211 | IN | ENC | RFC |  | 22 | 1 | Electric Utility | GT | SGP | PC | MISO | 0 | 0 | 2022
onshore wind | TRUE | 57844 | N | . | Franklin County Wind Farm | Interstate Power and Light Co | 9417 | IA | WNC | MRO |  | 22 | 1 | Electric Utility | WT | WND | WND | MISO | 1026920 | 300973 | 2022
solar pv | TRUE | 57848 | N | . | WC Landfill Energy LLC | MN8 Energy LLC | 61944 | NJ | MAT | RFC |  | 22 | 2 | NAICS-22 Non-Cogen | PV | SUN | SUN | PJM | 5125 | 1502 | 2022
solar pv | TRUE | 57849 | N | . | Green Acres Solar Facility 1 | SIT Renewables, Inc. | 57177 | CA | PACC | WECC |  | 22 | 2 | NAICS-22 Non-Cogen | PV | SUN | SUN | BANC | 19470 | 5706 | 2022
solar pv | TRUE | 57850 | N | . | Green Acres Solar Facility 2 | SIT Renewables, Inc. | 57177 | CA | PACC | WECC |  | 22 | 2 | NAICS-22 Non-Cogen | PV | SUN | SUN | BANC | 6634 | 1944 | 2022
onshore wind | TRUE | 57851 | N | . | Sigel Wind Park | DTE Electric Company | 5109 | MI | ENC | RFC |  | 22 | 1 | Electric Utility | WT | WND | WND | MISO | 876034 | 256751 | 2022
onshore wind | TRUE | 57852 | N | . | Minden Wind Park | DTE Electric Company | 5109 | MI | ENC | RFC |  | 22 | 1 | Electric Utility | WT | WND | WND | MISO | 404769 | 118631 | 2022
onshore wind | TRUE | 57853 | N | . | McKinley Wind Park | DTE Electric Company | 5109 | MI | ENC | RFC |  | 22 | 1 | Electric Utility | WT | WND | WND | MISO | 181273 | 53128 | 2022
hydro | FALSE | 57854 | N | . | North Hollywood | Los Angeles Department of Water & Power | 11208 | CA | PACC | WECC |  | 22131 | 4 | Commercial NAICS Non-Cogen | HY | WAT | HYC | LDWP | 0 | 0 | 2022
other | FALSE | 57854 | N | . | North Hollywood | Los Angeles Department of Water & Power | 11208 | CA | PACC | WECC |  | 22131 | 4 | Commercial NAICS Non-Cogen | PS | WAT | HPS | LDWP | 0 | 0 | 2022
onshore wind | TRUE | 57855 | N | . | Ipswich Wind Turbine | Town of Ipswich - (MA) | 9442 | MA | NEW | NPCC |  | 22 | 1 | Electric Utility | WT | WND | WND | ISNE | 12784 | 3747 | 2022
solar pv | FALSE | 57856 | N | . | Univ of California San Diego Solar | University of California San Diego | 56918 | CA | PACC | WECC |  | 611 | 4 | Commercial NAICS Non-Cogen | PV | SUN | SUN | CISO | 9510 | 2787 | 2022
onshore wind | TRUE | 57858 | N | . | Caney River Wind Project | Caney River Wind Project | 57191 | KS | WNC | MRO |  | 22 | 2 | NAICS-22 Non-Cogen | WT | WND | WND | SWPP | 2572931 | 754083 | 2022
solar pv | TRUE | 57859 | N | . | Moapa Southern Paiute | Arevon Energy, Inc. | 61230 | NV | MTN | WECC |  | 22 | 2 | NAICS-22 Non-Cogen | PV | SUN | SUN | NEVP | 2170486 | 636133 | 2022
solar pv | TRUE | 57860 | N | . | Industry MetroLink PV 1 | City of Industry | 57194 | CA | PACC | WECC |  | 22 | 1 | Electric Utility | PV | SUN | SUN | CISO | 5691 | 1668 | 2022
biomass | TRUE | 57861 | N | . | Hidden Hollow Energy | Hidden Hollow Energy LLC | 57189 | ID | MTN | WECC |  | 22 | 2 | NAICS-22 Non-Cogen | IC | LFG | MLG | IPCO | 227880 | 22801 | 2022
onshore wind | TRUE | 57862 | N | . | Wildcat Wind Farm I, LLC | RWE Renewables Americas, LLC | 56215 | IN | ENC | RFC |  | 22 | 2 | NAICS-22 Non-Cogen | WT | WND | WND | PJM | 2452225 | 718706 | 2022
solar pv | TRUE | 57863 | N | . | McKee City Solar Phase 2 | MN8 Energy LLC | 61944 | NJ | MAT | RFC |  | 22 | 2 | NAICS-22 Non-Cogen | PV | SUN | SUN | PJM | 10921 | 3201 | 2022
solar pv | TRUE | 57864 | N | . | Stockton Athletic Center | MN8 Energy LLC | 61944 | NJ | MAT | RFC |  | 22 | 2 | NAICS-22 Non-Cogen | PV | SUN | SUN | PJM | 4588 | 1345 | 2022
natural gas peaker | TRUE | 57865 | N | . | Antelope Station | Golden Spread Electric Cooperative, Inc | 7349 | TX | WSC | MRO |  | 22 | 1 | Electric Utility | IC | NG | NG | SWPP | 2308829 | 251325 | 2022
onshore wind | TRUE | 57866 | N | . | Golden Spread Panhandle Wnd Rch | Golden Spread Electric Cooperative, Inc | 7349 | TX | WSC | MRO |  | 22 | 1 | Electric Utility | WT | WND | WND | SWPP | 667520 | 195639 | 2022
onshore wind | TRUE | 57867 | N | . | Howard Wind Farm | Longroad Energy Services 2 | 63800 | NY | MAT | NPCC |  | 22 | 2 | NAICS-22 Non-Cogen | WT | WND | WND | NYIS | 414834 | 121581 | 2022
solar pv | TRUE | 57868 | N | . | L'Oreal Piscataway | MN8 Energy LLC | 61944 | NJ | MAT | RFC |  | 22 | 2 | NAICS-22 Non-Cogen | PV | SUN | SUN | PJM | 7282 | 2134 | 2022
solar pv | TRUE | 57869 | N | . | Heller Industrial Parks | Marina Energy LLC | 56997 | NJ | MAT | RFC |  | 22 | 2 | NAICS-22 Non-Cogen | PV | SUN | SUN | PJM | 20560 | 6026 | 2022
solar pv | FALSE | 57870 | N | . | Castle Rock Vineyards | Castle Rock Cooling | 57213 | CA | PACC | WECC |  | 493 | 4 | Commercial NAICS Non-Cogen | PV | SUN | SUN | CISO | 3623 | 1062 | 2022
natural gas peaker | TRUE | 57872 | N | . | LCEC Generation LLVC | Western Farmers Elec Coop, Inc | 20447 | NM | MTN | MRO |  | 22 | 1 | Electric Utility | IC | NG | NG | SWPP | 731421 | 78906 | 2022
onshore wind | TRUE | 57873 | N | . | Eclipse Wind Farm | MidAmerican Energy Co | 12341 | IA | WNC | MRO |  | 22 | 1 | Electric Utility | WT | WND | WND | MISO | 2369219 | 694378 | 2022
onshore wind | TRUE | 57874 | N | . | Vienna Wind Farm | MidAmerican Energy Co | 12341 | IA | WNC | MRO |  | 22 | 1 | Electric Utility | WT | WND | WND | MISO | 1922137 | 563346 | 2022
onshore wind | TRUE | 57875 | N | . | Morning Light Wind Farm | MidAmerican Energy Co | 12341 | IA | WNC | MRO |  | 22 | 1 | Electric Utility | WT | WND | WND | MISO | 1098446 | 321936 | 2022
biomass | TRUE | 57876 | N | . | Santa Cruz Energy | Santa Cruz Energy LLC | 57197 | CA | PACC | WECC |  | 22 | 2 | NAICS-22 Non-Cogen | IC | LFG | MLG | CISO | 112680 | 9886 | 2022
solar pv | TRUE | 57879 | N | . | Perdue Salisbury Photovoltaic | Terraform Arcadia | 63249 | MD | SAT | RFC |  | 22 | 2 | NAICS-22 Non-Cogen | PV | SUN | SUN | PJM | 5292 | 1551 | 2022
onshore wind | TRUE | 57880 | N | . | Eolos Wind Energy Research Field Station | Regents of the University of Minnesota | 57215 | MN | WNC | MRO |  | 22 | 2 | NAICS-22 Non-Cogen | WT | WND | WND | MISO | 9647 | 2828 | 2022
natural gas peaker | TRUE | 57881 | N | . | Pioneer Generation Station | Basin Electric Power Coop | 1307 | ND | WNC | MRO |  | 22 | 1 | Electric Utility | GT | NG | NG | SWPP | 3435363 | 309632 | 2022
natural gas peaker | TRUE | 57881 | N | . | Pioneer Generation Station | Basin Electric Power Coop | 1307 | ND | WNC | MRO |  | 22 | 1 | Electric Utility | IC | NG | NG | SWPP | 3774501 | 426069 | 2022
solar pv | TRUE | 57882 | N | . | Baldock Solar Highway | Portland General Electric Co | 15248 | OR | PACC | WECC |  | 22 | 1 | Electric Utility | PV | SUN | SUN | PGE | 6039 | 1770 | 2022
solar pv | TRUE | 57883 | N | . | Queen Creek Solar Farm | Siete Solar LLC | 57219 | AZ | MTN | WECC |  | 22 | 2 | NAICS-22 Non-Cogen | PV | SUN | SUN | SRP | 150439 | 44091 | 2022
natural gas peaker | FALSE | 57884 | N | . | Lake Charles Polymers | Equistar Chemicals LP | 5065 | LA | WSC | SERC |  | 325211 | 6 | Industrial NAICS Non-Cogen | GT | NG | NG | MISO | 1029497 | 88572 | 2022
natural gas peaker | FALSE | 57884 | N | . | Lake Charles Polymers | Equistar Chemicals LP | 5065 | LA | WSC | SERC |  | 325211 | 6 | Industrial NAICS Non-Cogen | IC | NG | NG | MISO | 777242 | 86554 | 2022
other | FALSE | 57884 | N | . | Lake Charles Polymers | Equistar Chemicals LP | 5065 | LA | WSC | SERC |  | 325211 | 6 | Industrial NAICS Non-Cogen | IC | OG | OOG | MISO | 0 | 0 | 2022
biomass | TRUE | 57885 | N | . | Wellford Renewable Energy Plant | Lockhart Power Co | 11118 | SC | SAT | SERC |  | 22 | 1 | Electric Utility | IC | LFG | MLG | DUK | 2343 | 230 | 2022
petroleum | TRUE | 57886 | N | . | City West Diesel Plant | Lockhart Power Co | 11118 | SC | SAT | SERC |  | 22 | 1 | Electric Utility | IC | DFO | DFO | DUK | 733 | 76 | 2022
onshore wind | TRUE | 57887 | N | . | Wildcat Wind | Wildcat Wind, LLC | 57257 | NM | MTN | MRO |  | 22 | 2 | NAICS-22 Non-Cogen | WT | WND | WND | SWPP | 269376 | 78950 | 2022
onshore wind | TRUE | 57888 | N | . | Harvest 2 | Harvest II Windfarm, LLC | 57256 | MI | ENC | RFC |  | 22 | 2 | NAICS-22 Non-Cogen | WT | WND | WND | MISO | 706814 | 207155 | 2022
onshore wind | TRUE | 57889 | N | . | KODE Novus II | DeWind Co. | 56627 | OK | WSC | MRO |  | 22 | 2 | NAICS-22 Non-Cogen | WT | WND | WND | SWPP | 0 | 0 | 2022
onshore wind | TRUE | 57890 | N | . | Horse Butte Wind I, LLC | Utah Associated Mun Power Sys | 40575 | ID | MTN | WECC |  | 22 | 1 | Electric Utility | WT | WND | WND | BPAT | 555306 | 162751 | 2022
solar pv | TRUE | 57891 | N | . | Guernsey Solar Station | Pacific Gas & Electric Co. | 14328 | CA | PACC | WECC |  | 22 | 1 | Electric Utility | PV | SUN | SUN | CISO | 106732 | 31281 | 2022
solar pv | TRUE | 57892 | N | . | Gates Solar Station | Pacific Gas & Electric Co. | 14328 | CA | PACC | WECC |  | 22 | 1 | Electric Utility | PV | SUN | SUN | CISO | 92758 | 27186 | 2022
biomass | TRUE | 57893 | N | . | Martinsville LFG Generator | City of Martinsville - (VA) | 11770 | VA | SAT | RFC |  | 22 | 1 | Electric Utility | IC | LFG | MLG | PJM | 0 | 0 | 2022
natural gas peaker | TRUE | 57893 | N | . | Martinsville LFG Generator | City of Martinsville - (VA) | 11770 | VA | SAT | RFC |  | 22 | 1 | Electric Utility | IC | NG | NG | PJM | 1247 | 109 | 2022
solar pv | FALSE | 57895 | N | . | Improvement Dst No. 4 | Kern County Water Agency | 57262 | CA | PACC | WECC |  | 22131 | 4 | Commercial NAICS Non-Cogen | PV | SUN | SUN | CISO | 27 | 8 | 2022
petroleum | TRUE | 57896 | N | . | Concord Energy | Concord Energy LLC | 57258 | NC | SAT | SERC |  | 22 | 2 | NAICS-22 Non-Cogen | GT | DFO | DFO | DUK | 0 | 0 | 2022
biomass | TRUE | 57896 | N | . | Concord Energy | Concord Energy LLC | 57258 | NC | SAT | SERC |  | 22 | 2 | NAICS-22 Non-Cogen | GT | LFG | MLG | DUK | 916722 | 61626 | 2022
biomass | TRUE | 57897 | N | . | Richmond Energy | Richmond Energy LLC | 57259 | VA | SAT | SERC |  | 22 | 2 | NAICS-22 Non-Cogen | IC | LFG | MLG | PJM | 26670 | 2136 | 2022
natural gas peaker | TRUE | 57897 | N | . | Richmond Energy | Richmond Energy LLC | 57259 | VA | SAT | SERC |  | 22 | 2 | NAICS-22 Non-Cogen | IC | NG | NG | PJM | 0 | 0 | 2022
municipal solid waste | TRUE | 57898 | N | . | Palm Beach Renewable Energy Facility 2 | Solid Waste Authority of Palm Beach Co | 17445 | FL | SAT | SERC |  | 22 | 2 | NAICS-22 Non-Cogen | ST | MSB | MLG | FPL | 3937423 | 208936.72 | 2022
municipal solid waste | TRUE | 57898 | N | . | Palm Beach Renewable Energy Facility 2 | Solid Waste Authority of Palm Beach Co | 17445 | FL | SAT | SERC |  | 22 | 2 | NAICS-22 Non-Cogen | ST | MSN | OTH | FPL | 4812218 | 255357.42 | 2022
natural gas steam turbine | TRUE | 57898 | N | . | Palm Beach Renewable Energy Facility 2 | Solid Waste Authority of Palm Beach Co | 17445 | FL | SAT | SERC |  | 22 | 2 | NAICS-22 Non-Cogen | ST | NG | NG | FPL | 241289 | 12661.858 | 2022
petroleum | TRUE | 57899 | N | . | Hurricane City Power | Hurricane City Power | 9128 | UT | MTN | WECC |  | 22 | 1 | Electric Utility | IC | DFO | DFO | PACE | 3750 | 333.212 | 2022
natural gas peaker | TRUE | 57899 | N | . | Hurricane City Power | Hurricane City Power | 9128 | UT | MTN | WECC |  | 22 | 1 | Electric Utility | IC | NG | NG | PACE | 89212 | 7924.788 | 2022
solar pv | TRUE | 57900 | N | . | Solar Photovoltaic Project #48 | Southern California Edison Co | 17609 | CA | PACC | WECC |  | 22 | 1 | Electric Utility | PV | SUN | SUN | CISO | 13522 | 3963 | 2022
natural gas combined cycle | TRUE | 57901 | N | . | El Segundo Energy Center LLC | El Segundo Energy Center, LLC | 63227 | CA | PACC | WECC |  | 22 | 2 | NAICS-22 Non-Cogen | CA | NG | NG | CISO | 0 | 71474 | 2022
natural gas combined cycle | TRUE | 57901 | N | . | El Segundo Energy Center LLC | El Segundo Energy Center, LLC | 63227 | CA | PACC | WECC |  | 22 | 2 | NAICS-22 Non-Cogen | CT | NG | NG | CISO | 2536538 | 201281 | 2022
biomass | TRUE | 57902 | N | . | Fighting Creek LFGTE Plant | Kootenai Electric Cooperative Inc | 57272 | ID | MTN | WECC |  | 22 | 1 | Electric Utility | IC | LFG | MLG | AVA | 187872 | 13970 | 2022
biomass | TRUE | 57903 | N | . | SMMPA Methane Energy Facility | Southern Minnesota Mun P Agny | 40580 | MN | WNC | MRO |  | 22 | 1 | Electric Utility | IC | LFG | MLG | MISO | 38799 | 3826 | 2022
solar pv | TRUE | 57904 | N | . | San Antonio West Solar Rooftop | SS San Antonio West LLC | 57273 | CA | PACC | WECC |  | 22 | 2 | NAICS-22 Non-Cogen | PV | SUN | SUN | CISO | 5259 | 1541 | 2022
petroleum | FALSE | 57908 | Y | . | Central Utility Plant Cincinnati | University of Cincinnati | 57281 | OH | ENC | RFC |  | 611 | 5 | Commercial NAICS Cogen | CA | DFO | DFO | PJM | 0 | 13.482 | 2022
natural gas combined cycle | FALSE | 57908 | Y | . | Central Utility Plant Cincinnati | University of Cincinnati | 57281 | OH | ENC | RFC |  | 611 | 5 | Commercial NAICS Cogen | CA | NG | NG | PJM | 87499 | 23812.628 | 2022
petroleum | FALSE | 57908 | Y | . | Central Utility Plant Cincinnati | University of Cincinnati | 57281 | OH | ENC | RFC |  | 611 | 5 | Commercial NAICS Cogen | CT | DFO | DFO | PJM | 3160 | 570.349 | 2022
natural gas combined cycle | FALSE | 57908 | Y | . | Central Utility Plant Cincinnati | University of Cincinnati | 57281 | OH | ENC | RFC |  | 611 | 5 | Commercial NAICS Cogen | CT | NG | NG | PJM | 1025250 | 181810.99 | 2022
petroleum | FALSE | 57908 | Y | . | Central Utility Plant Cincinnati | University of Cincinnati | 57281 | OH | ENC | RFC |  | 611 | 5 | Commercial NAICS Cogen | IC | DFO | DFO | PJM | 750 | 140.14 | 2022
biomass | TRUE | 57909 | N | . | Piedmont Green Power | Piedmont Green Power LLC | 57282 | GA | SAT | SERC |  | 22 | 2 | NAICS-22 Non-Cogen | ST | OBL | ORW | SOCO | 7274 | 578.157 | 2022
biomass | TRUE | 57909 | N | . | Piedmont Green Power | Piedmont Green Power LLC | 57282 | GA | SAT | SERC |  | 22 | 2 | NAICS-22 Non-Cogen | ST | WDS | WWW | SOCO | 5012197 | 397475.84 | 2022
petroleum | TRUE | 57910 | N | . | Centennial Generating Station | City of Moorhead - (MN) | 12894 | MN | WNC | MRO |  | 22 | 1 | Electric Utility | IC | DFO | DFO | SWPP | 748 | -242 | 2022
biomass | TRUE | 57911 | N | . | Roseburg LFG | Roseburg LFG Energy LLC | 57285 | OR | PACC | WECC |  | 22 | 2 | NAICS-22 Non-Cogen | IC | LFG | MLG | PACW | 76642 | 7507 | 2022
solar pv | TRUE | 57912 | N | . | Grand Ridge Solar Farm | Invenergy Services LLC | 49893 | IL | ENC | RFC |  | 22 | 2 | NAICS-22 Non-Cogen | PV | SUN | SUN | PJM | 95849 | 28092 | 2022
onshore wind | TRUE | 57913 | N | . | Tule Wind LLC | Avangrid Renewables LLC | 15399 | CA | PACC | WECC |  | 22 | 2 | NAICS-22 Non-Cogen | WT | WND | WND | CISO | 1221401 | 357972 | 2022
lignite | FALSE | 57914 | Y | . | Sidney MT Plant | Sidney Sugars Incorporated | 57296 | MT | MTN | MRO |  | 311 | 7 | Industrial NAICS Cogen | ST | LIG | COL | NWMT | 17103 | 3007.507 | 2022
natural gas steam turbine | FALSE | 57914 | Y | . | Sidney MT Plant | Sidney Sugars Incorporated | 57296 | MT | MTN | MRO |  | 311 | 7 | Industrial NAICS Cogen | ST | NG | NG | NWMT | 15549 | 2734.493 | 2022
other | FALSE | 57914 | Y | . | Sidney MT Plant | Sidney Sugars Incorporated | 57296 | MT | MTN | MRO |  | 311 | 7 | Industrial NAICS Cogen | ST | PG | WOO | NWMT | 0 | 0 | 2022
biomass | FALSE | 57914 | Y | . | Sidney MT Plant | Sidney Sugars Incorporated | 57296 | MT | MTN | MRO |  | 311 | 7 | Industrial NAICS Cogen | ST | WDS | WWW | NWMT | 0 | 0 | 2022
natural gas steam turbine | FALSE | 57915 | Y | . | Genesis Alkali | Genesis Alkali, LLC | 61167 | WY | MTN | WECC |  | 2123 | 7 | Industrial NAICS Cogen | ST | NG | NG | PACE | 153576 | 35557.952 | 2022
hard coal | FALSE | 57915 | Y | . | Genesis Alkali | Genesis Alkali, LLC | 61167 | WY | MTN | WECC |  | 2123 | 7 | Industrial NAICS Cogen | ST | SUB | COL | PACE | 1061863 | 245859.05 | 2022
hard coal | FALSE | 57916 | Y | . | Spreckels Sugar Company | Spreckels Sugar Company | 57299 | CA | PACC | WECC |  | 311 | 7 | Industrial NAICS Cogen | ST | BIT | COL | IID | 0 | 0 | 2022
natural gas steam turbine | FALSE | 57916 | Y | . | Spreckels Sugar Company | Spreckels Sugar Company | 57299 | CA | PACC | WECC |  | 311 | 7 | Industrial NAICS Cogen | ST | NG | NG | IID | 96275 | 21075.19 | 2022
hard coal | FALSE | 57919 | Y | . | Sonoco Products Co | Sonoco Products Co | 57302 | SC | SAT | SERC |  | 32213 | 7 | Industrial NAICS Cogen | ST | BIT | COL | CPLE | 0 | 0 | 2022
natural gas steam turbine | FALSE | 57919 | Y | . | Sonoco Products Co | Sonoco Products Co | 57302 | SC | SAT | SERC |  | 32213 | 7 | Industrial NAICS Cogen | ST | NG | NG | CPLE | 53981 | 8227.879 | 2022
biomass | FALSE | 57919 | Y | . | Sonoco Products Co | Sonoco Products Co | 57302 | SC | SAT | SERC |  | 32213 | 7 | Industrial NAICS Cogen | ST | WDS | WWW | CPLE | 103630 | 16760.121 | 2022
onshore wind | TRUE | 57927 | N | . | Baffin Wind | Avangrid Renewables LLC | 15399 | TX | WSC | TRE |  | 22 | 2 | NAICS-22 Non-Cogen | WT | WND | WND | ERCO | 1441188 | 422388 | 2022
petroleum | FALSE | 57928 | Y | . | SIUC | Southern Illinois University Carbondale | 57306 | IL | ENC | SERC |  | 611 | 5 | Commercial NAICS Cogen | IC | DFO | DFO | MISO | 0 | 0 | 2022
hard coal | FALSE | 57928 | Y | . | SIUC | Southern Illinois University Carbondale | 57306 | IL | ENC | SERC |  | 611 | 5 | Commercial NAICS Cogen | ST | BIT | COL | MISO | 59880 | 7044 | 2022
natural gas steam turbine | FALSE | 57928 | Y | . | SIUC | Southern Illinois University Carbondale | 57306 | IL | ENC | SERC |  | 611 | 5 | Commercial NAICS Cogen | ST | NG | NG | MISO | 0 | 0 | 2022
petroleum | FALSE | 57929 | N | . | East Campus Utility Plant | University of Cincinnati | 57281 | OH | ENC | RFC |  | 611 | 4 | Commercial NAICS Non-Cogen | IC | DFO | DFO | PJM | 2177 | 197.96 | 2022
biomass | FALSE | 57929 | N | . | East Campus Utility Plant | University of Cincinnati | 57281 | OH | ENC | RFC |  | 611 | 4 | Commercial NAICS Non-Cogen | IC | OBL | ORW | PJM | 0 | 0 | 2022
hard coal | FALSE | 57929 | N | . | East Campus Utility Plant | University of Cincinnati | 57281 | OH | ENC | RFC |  | 611 | 4 | Commercial NAICS Non-Cogen | ST | BIT | COL | PJM | 0 | 0 | 2022
petroleum | FALSE | 57929 | N | . | East Campus Utility Plant | University of Cincinnati | 57281 | OH | ENC | RFC |  | 611 | 4 | Commercial NAICS Non-Cogen | ST | DFO | DFO | PJM | 0 | 0 | 2022
natural gas steam turbine | FALSE | 57929 | N | . | East Campus Utility Plant | University of Cincinnati | 57281 | OH | ENC | RFC |  | 611 | 4 | Commercial NAICS Non-Cogen | ST | NG | NG | PJM | 0 | 0 | 2022
solar pv | TRUE | 57930 | N | . | FRB Solar Farm | FRB Solar LLC | 61055 | AZ | MTN | WECC |  | 22 | 2 | NAICS-22 Non-Cogen | PV | SUN | SUN | TEPC | 9007 | 2640 | 2022
solar pv | TRUE | 57931 | N | . | Holyoke Solar Cooperative at Mueller | Holyoke Solar LLC | 57309 | MA | NEW | NPCC |  | 22 | 2 | NAICS-22 Non-Cogen | PV | SUN | SUN | ISNE | 14340 | 4203 | 2022
solar pv | TRUE | 57933 | N | . | Solar Star California II LLC | Solar Star California II LLC | 58101 | CA | PACC | WECC |  | 22 | 2 | NAICS-22 Non-Cogen | PV | SUN | SUN | BANC | 11897 | 3487 | 2022
solar pv | TRUE | 57934 | N | . | Douglas Solar | Consolidated Edison Development Inc. | 56769 | MA | NEW | NPCC |  | 22 | 2 | NAICS-22 Non-Cogen | PV | SUN | SUN | ISNE | 11864 | 3477 | 2022
onshore wind | TRUE | 57935 | N | . | Eva Creek Wind | Golden Valley Elec Assn Inc | 7353 | AK | PACN |  |  | 22 | 1 | Electric Utility | WT | WND | WND |  | 164190 | 48121 | 2022
hard coal | FALSE | 57937 | Y | . | Western Sugar Coop - Scottsbluff | Western Sugar Cooperative | 57315 | NE | WNC | MRO |  | 311 | 7 | Industrial NAICS Cogen | ST | SUB | COL | SWPP | 104350 | 9175 | 2022
natural gas steam turbine | FALSE | 57938 | Y | . | ADA Carbon Solutions Red River | ADA Carbon Solutions (Red River), LLC | 57314 | LA | WSC | SERC |  | 325188 | 7 | Industrial NAICS Cogen | ST | NG | NG | MISO | 0 | 0 | 2022
other | FALSE | 57938 | Y | . | ADA Carbon Solutions Red River | ADA Carbon Solutions (Red River), LLC | 57314 | LA | WSC | SERC |  | 325188 | 7 | Industrial NAICS Cogen | ST | WH | OTH | MISO | 433572 | 127073 | 2022
solar pv | TRUE | 57939 | N | . | Walmart Casa Grande | Tesla Inc. | 60947 | AZ | MTN | WECC |  | 22 | 2 | NAICS-22 Non-Cogen | PV | SUN | SUN | AZPS | 8074 | 2366 | 2022
solar pv | TRUE | 57941 | N | . | Town of Uxbridge MA at Commerce Dr | Luminace Solar Net Metering, LLC | 57318 | MA | NEW | NPCC |  | 22 | 2 | NAICS-22 Non-Cogen | PV | SUN | SUN | ISNE | 8923 | 2615 | 2022
solar pv | TRUE | 57942 | N | . | Town of Norfolk MA at Medway Branch | Luminace Solar Massachusetts, LLC | 57319 | MA | NEW | NPCC |  | 22 | 2 | NAICS-22 Non-Cogen | PV | SUN | SUN | ISNE | 6351 | 1861 | 2022
natural gas peaker | TRUE | 57943 | N | . | Lonesome Creek Station | Basin Electric Power Coop | 1307 | ND | WNC | MRO |  | 22 | 1 | Electric Utility | GT | NG | NG | SWPP | 6549866 | 659580 | 2022
biomass | TRUE | 57945 | N | . | Berkeley County Landfill | South Carolina Public Service Authority | 17543 | SC | SAT | SERC |  | 22 | 1 | Electric Utility | IC | LFG | MLG | SC | 47459 | 2633 | 2022
natural gas peaker | TRUE | 57946 | N | . | Fredericktown Energy Center | Missouri Jnt Muni.Pwr Elec. Ut. Comm. | 12670 | MO | WNC | SERC |  | 22 | 1 | Electric Utility | GT | NG | NG | SWPP | 224441 | 18975.74 | 2022
onshore wind | TRUE | 57947 | N | . | Macho Springs Power I | Capital Power Corporation | 59365 | NM | MTN | WECC |  | 22 | 2 | NAICS-22 Non-Cogen | WT | WND | WND | EPE | 442302 | 129631 | 2022
solar pv | TRUE | 57948 | N | . | NJ Oak Solar Plant | NJR Clean Energy Ventures Corporation | 56990 | NJ | MAT | RFC |  | 22 | 2 | NAICS-22 Non-Cogen | PV | SUN | SUN | PJM | 51723 | 15159 | 2022
hard coal | FALSE | 57949 | Y | . | MSC Sebewaing | Michigan Sugar Company | 57324 | MI | ENC | RFC |  | 311 | 7 | Industrial NAICS Cogen | ST | BIT | COL | MISO | 5524 | 485.728 | 2022
natural gas steam turbine | FALSE | 57949 | Y | . | MSC Sebewaing | Michigan Sugar Company | 57324 | MI | ENC | RFC |  | 311 | 7 | Industrial NAICS Cogen | ST | NG | NG | MISO | 1663 | 146.272 | 2022
hard coal | FALSE | 57950 | Y | . | MSC Croswell | Michigan Sugar Company | 57324 | MI | ENC | RFC |  | 311 | 7 | Industrial NAICS Cogen | ST | BIT | COL | MISO | 0 | 0 | 2022
natural gas steam turbine | FALSE | 57950 | Y | . | MSC Croswell | Michigan Sugar Company | 57324 | MI | ENC | RFC |  | 311 | 7 | Industrial NAICS Cogen | ST | NG | NG | MISO | 2559 | 225 | 2022
solar pv | TRUE | 57951 | N | . | Shore Point Solar | Shore Point Solar LLC | 57328 | NJ | MAT | RFC |  | 22 | 2 | NAICS-22 Non-Cogen | PV | SUN | SUN | PJM | 4408 | 1291.95 | 2022
natural gas combined cycle | FALSE | 57953 | Y | . | Roquette America | Roquette America | 57332 | IA | WNC | MRO |  | 311 | 7 | Industrial NAICS Cogen | CA | NG | NG | MISO | 0 | 0 | 2022
natural gas combined cycle | FALSE | 57953 | Y | . | Roquette America | Roquette America | 57332 | IA | WNC | MRO |  | 311 | 7 | Industrial NAICS Cogen | CT | NG | NG | MISO | 514860 | 129771 | 2022
hard coal | FALSE | 57953 | Y | . | Roquette America | Roquette America | 57332 | IA | WNC | MRO |  | 311 | 7 | Industrial NAICS Cogen | ST | BIT | COL | MISO | 0 | 0 | 2022
petroleum | FALSE | 57953 | Y | . | Roquette America | Roquette America | 57332 | IA | WNC | MRO |  | 311 | 7 | Industrial NAICS Cogen | ST | PC | PC | MISO | 0 | 0 | 2022
hard coal | FALSE | 57953 | Y | . | Roquette America | Roquette America | 57332 | IA | WNC | MRO |  | 311 | 7 | Industrial NAICS Cogen | ST | SUB | COL | MISO | 0 | 0 | 2022
onshore wind | TRUE | 57956 | N | . | Minco Wind II, LLC | FPLE Wind, LLC | 56925 | OK | WSC | MRO |  | 22 | 2 | NAICS-22 Non-Cogen | WT | WND | WND | SWPP | 1293105 | 378987 | 2022
solar pv | TRUE | 57959 | N | . | Desert Green Solar Farm LLC | Invenergy Services LLC | 49893 | CA | PACC | WECC |  | 22 | 2 | NAICS-22 Non-Cogen | PV | SUN | SUN | CISO | 38658 | 11330 | 2022
onshore wind | TRUE | 57962 | N | . | Brookfield Tehachapi 1 | Coram California Development, L.P. | 60081 | CA | PACC | WECC |  | 22 | 2 | NAICS-22 Non-Cogen | WT | WND | WND | CISO | 891005 | 261139 | 2022
onshore wind | TRUE | 57963 | N | . | Musselshell Wind Project | Musselshell Wind Project LLC | 57333 | MT | MTN | WECC |  | 22 | 2 | NAICS-22 Non-Cogen | WT | WND | WND | NWMT | 98233 | 28790 | 2022
onshore wind | TRUE | 57964 | N | . | Shady Oaks Wind Farm | Algonquin Power Co | 59050 | IL | ENC | MRO |  | 22 | 2 | NAICS-22 Non-Cogen | WT | WND | WND | PJM | 1235830 | 362201 | 2022
onshore wind | TRUE | 57965 | N | . | Musselshell Wind Project Two LLC | Musselshell Wind Project Two LLC | 57338 | MT | MTN | WECC |  | 22 | 2 | NAICS-22 Non-Cogen | WT | WND | WND | NWMT | 114880 | 33670 | 2022
petroleum | FALSE | 57966 | Y | . | Southeast Steam Plant | Veolia Energy | 57341 | MN | WNC | MRO |  | 611 | 5 | Commercial NAICS Cogen | ST | DFO | DFO | MISO | 0 | 0 | 2022
natural gas steam turbine | FALSE | 57966 | Y | . | Southeast Steam Plant | Veolia Energy | 57341 | MN | WNC | MRO |  | 611 | 5 | Commercial NAICS Cogen | ST | NG | NG | MISO | 552 | 18.21 | 2022
hard coal | FALSE | 57966 | Y | . | Southeast Steam Plant | Veolia Energy | 57341 | MN | WNC | MRO |  | 611 | 5 | Commercial NAICS Cogen | ST | SUB | COL | MISO | 85 | 2.79 | 2022
onshore wind | TRUE | 57968 | N | . | Cashton Greens Wind Farm | Cashton Greens Wind Farm LLC | 57340 | WI | ENC | MRO |  | 22 | 2 | NAICS-22 Non-Cogen | WT | WND | WND | MISO | 40945 | 12000 | 2022
biomass | FALSE | 57969 | Y | . | Darrington | Hampton Lumber Mills - Washington Inc | 57344 | WA | PACC | WECC |  | 321 | 7 | Industrial NAICS Cogen | ST | WDS | WWW | BPAT | 80870 | 16591 | 2022
solar pv | FALSE | 57970 | N | . | Butte College Main Campus Solar | Butte-Glenn Community College District | 57345 | CA | PACC | WECC |  | 611 | 4 | Commercial NAICS Non-Cogen | PV | SUN | SUN | CISO | 23271 | 6821 | 2022
biomass | FALSE | 57971 | N | . | SF Southeast Cogen Plant | City & County of San Francisco | 16612 | CA | PACC | WECC |  | 22132 | 4 | Commercial NAICS Non-Cogen | IC | OBG | ORW | CISO | 8121 | 572 | 2022
onshore wind | TRUE | 57973 | N | . | Spinning Spur Wind LLC | EDF Renewable Asset Holdings, Inc. | 57170 | TX | WSC | MRO |  | 22 | 2 | NAICS-22 Non-Cogen | WT | WND | WND | SWPP | 2060591 | 603925 | 2022
onshore wind | TRUE | 57974 | N | . | Bobcat Bluff Wind Project LLC | EDF Renewable Asset Holdings, Inc. | 57170 | TX | WSC | TRE |  | 22 | 2 | NAICS-22 Non-Cogen | WT | WND | WND | ERCO | 1878741 | 550627 | 2022
onshore wind | TRUE | 57975 | N | . | Spearville 3 LLC | EDF Renewable Asset Holdings, Inc. | 57170 | KS | WNC | MRO |  | 22 | 2 | NAICS-22 Non-Cogen | WT | WND | WND | SWPP | 1297147 | 380172 | 2022
onshore wind | TRUE | 57976 | N | . | Pocahontas Prairie Wind Farm | MidAmerican Energy Co | 12341 | IA | WNC | MRO |  | 22 | 1 | Electric Utility | WT | WND | WND | MISO | 1389439 | 407221 | 2022
natural gas peaker | TRUE | 57977 | Y | . | High Sierra Cogeneration Plant | Plumas Sierra Rural Electric Coop | 57353 | CA | PACC | WECC |  | 22 | 1 | Electric Utility | IC | NG | NG | CISO | 225614 | 33712 | 2022
natural gas combined cycle | TRUE | 57978 | N | . | Lodi Energy Center | Northern California Power Agny | 40613 | CA | PACC | WECC |  | 22 | 1 | Electric Utility | CA | NG | NG | CISO | 0 | 288266 | 2022
natural gas combined cycle | TRUE | 57978 | N | . | Lodi Energy Center | Northern California Power Agny | 40613 | CA | PACC | WECC |  | 22 | 1 | Electric Utility | CT | NG | NG | CISO | 6089724 | 552040 | 2022
onshore wind | TRUE | 57979 | N | . | Kingdom Community Wind | Green Mountain Power Corp | 7601 | VT | NEW | NPCC |  | 22 | 1 | Electric Utility | WT | WND | WND | ISNE | 641310 | 187957 | 2022
onshore wind | TRUE | 57980 | N | . | Busch Ranch Wind Energy Farm | Black Hills Colorado Electric, LLC | 56146 | CO | MTN | WECC |  | 22 | 1 | Electric Utility | WT | WND | WND | PSCO | 297559 | 87210 | 2022
onshore wind | TRUE | 57981 | N | . | Senate Wind LLC | Algonquin Power Co | 59050 | TX | WSC | TRE |  | 22 | 2 | NAICS-22 Non-Cogen | WT | WND | WND | ERCO | 1671723 | 489954 | 2022
solar pv | TRUE | 57982 | N | . | Meridian Vineyards | CVI CleanCapital Solar 1 LLC | 65432 | CA | PACC | WECC |  | 22 | 2 | NAICS-22 Non-Cogen | PV | SUN | SUN | CISO | 5141 | 1507 | 2022
onshore wind | TRUE | 57983 | N | . | Stephens Ranch Wind Energy LLC | Stephens Ranch Wind Energy LLC | 57355 | TX | WSC | TRE |  | 22 | 2 | NAICS-22 Non-Cogen | WT | WND | WND | ERCO | 4468225 | 1309562 | 2022
onshore wind | TRUE | 57984 | N | . | Lake Winds Energy Park | Consumers Energy Co | 4254 | MI | ENC | RFC |  | 22 | 1 | Electric Utility | WT | WND | WND | MISO | 915950 | 268450 | 2022
solar pv | TRUE | 57985 | N | . | SunE EPE2 LLC | SunE EPE2, LLC | 57361 | NM | MTN | WECC |  | 22 | 2 | NAICS-22 Non-Cogen | PV | SUN | SUN | EPE | 100475 | 29448 | 2022
solar pv | TRUE | 57986 | N | . | SunE EPE1 LLC | SunE EPE1 LLC | 57360 | NM | MTN | WECC |  | 22 | 2 | NAICS-22 Non-Cogen | PV | SUN | SUN | EPE | 87610 | 25677 | 2022
onshore wind | TRUE | 57987 | N | . | Canadian Hills Wind | Canadian Hills Wind LLC | 57363 | OK | WSC | MRO |  | 22 | 2 | NAICS-22 Non-Cogen | WT | WND | WND | SWPP | 2249449 | 659276 | 2022
biomass | TRUE | 57988 | N | . | Lincoln Landfill | Energy 2001 Inc | 57362 | CA | PACC | WECC |  | 22 | 2 | NAICS-22 Non-Cogen | IC | LFG | MLG | CISO | 342252 | 33577 | 2022
solar pv | TRUE | 57989 | N | . | Groveland Solar | Consolidated Edison Development Inc. | 56769 | MA | NEW | NPCC |  | 22 | 2 | NAICS-22 Non-Cogen | PV | SUN | SUN | ISNE | 16462 | 4825 | 2022
solar pv | TRUE | 57990 | N | . | Shrewsbury Solar | Consolidated Edison Development Inc. | 56769 | MA | NEW | NPCC |  | 22 | 2 | NAICS-22 Non-Cogen | PV | SUN | SUN | ISNE | 14570 | 4270 | 2022
onshore wind | TRUE | 57991 | N | . | Highland North Wind Farm | Vitol PA Wind LLC | 65287 | PA | MAT | RFC |  | 22 | 2 | NAICS-22 Non-Cogen | WT | WND | WND | PJM | 590527 | 173073 | 2022
solar pv | TRUE | 57992 | N | . | Boston Scientific Solar | Consolidated Edison Solutions Inc. | 57365 | MA | NEW | NPCC |  | 22 | 2 | NAICS-22 Non-Cogen | PV | SUN | SUN | ISNE | 5067 | 1485 | 2022
solar pv | TRUE | 57993 | N | . | Desert Sunlight 300, LLC | NextEra Energy Desert Sunlight 300, LLC | 58289 | CA | PACC | WECC |  | 22 | 2 | NAICS-22 Non-Cogen | PV | SUN | SUN | CISO | 2341942 | 686384 | 2022
solar pv | FALSE | 57994 | N | . | Apple Data Center PV | Apple, Inc | 57369 | NC | SAT | SERC |  | 518 | 4 | Commercial NAICS Non-Cogen | PV | SUN | SUN | DUK | 134744 | 39492 | 2022
onshore wind | TRUE | 57995 | N | . | NaturEner Rim Rock Energy | NaturEner Rim Rock Energy LLC | 57370 | MT | MTN | WECC |  | 22 | 2 | NAICS-22 Non-Cogen | WT | WND | WND | WWA | 2304823 | 675505 | 2022
other | TRUE | 57996 | N | . | Auwahi Wind Energy Hybrid | Auwahi Wind Energy LLC | 57372 | HI | PACN |  |  | 22 | 2 | NAICS-22 Non-Cogen | BA | MWH | OTH |  | 0 | -177 | 2022
onshore wind | TRUE | 57996 | N | . | Auwahi Wind Energy Hybrid | Auwahi Wind Energy LLC | 57372 | HI | PACN |  |  | 22 | 2 | NAICS-22 Non-Cogen | WT | WND | WND |  | 310081 | 90880 | 2022
solar pv | TRUE | 57997 | N | . | Foothills Solar Plant Hybrid | Arizona Public Service Co | 803 | AZ | MTN | WECC |  | 22 | 1 | Electric Utility | PV | SUN | SUN | AZPS | 330466 | 96854 | 2022
onshore wind | TRUE | 57998 | N | . | Twin Ridges Wind Farm | Vitol PA Wind LLC | 65287 | PA | MAT | RFC |  | 22 | 2 | NAICS-22 Non-Cogen | WT | WND | WND | PJM | 1353494 | 396686 | 2022
onshore wind | TRUE | 57999 | N | . | Patton Wind Farm | Vitol PA Wind LLC | 65287 | PA | MAT | RFC |  | 22 | 2 | NAICS-22 Non-Cogen | WT | WND | WND | PJM | 278423 | 81601 | 2022
onshore wind | TRUE | 58000 | N | . | Anacacho Wind Farm, LLC | RWE Renewables Americas, LLC | 56215 | TX | WSC | TRE |  | 22 | 2 | NAICS-22 Non-Cogen | WT | WND | WND | ERCO | 1136932 | 333216 | 2022
natural gas combined cycle | TRUE | 58001 | N | . | Panda Temple Power Station | PPG - O&M Panda Temple Power LLC | 57377 | TX | WSC | TRE |  | 22 | 2 | NAICS-22 Non-Cogen | CA | NG | NG | ERCO | 4763914 | 2950377 | 2022
natural gas combined cycle | TRUE | 58001 | N | . | Panda Temple Power Station | PPG - O&M Panda Temple Power LLC | 57377 | TX | WSC | TRE |  | 22 | 2 | NAICS-22 Non-Cogen | CT | NG | NG | ERCO | 45446431 | 4079795 | 2022
solar pv | TRUE | 58002 | N | . | Alpaugh North | Consolidated Edison Development Inc. | 56769 | CA | PACC | WECC |  | 22 | 2 | NAICS-22 Non-Cogen | PV | SUN | SUN | CISO | 159429 | 46726 | 2022
solar pv | TRUE | 58003 | N | . | Alpaugh 50 | Consolidated Edison Development Inc. | 56769 | CA | PACC | WECC |  | 22 | 2 | NAICS-22 Non-Cogen | PV | SUN | SUN | CISO | 391548 | 114756 | 2022
onshore wind | TRUE | 58004 | N | . | Granite Reliable Power | NexteraEnergy | 64421 | NH | NEW | NPCC |  | 22 | 2 | NAICS-22 Non-Cogen | WT | WND | WND | ISNE | 704175 | 206382 | 2022
natural gas combined cycle | TRUE | 58005 | N | . | Panda Sherman Power Station | PPG - O&M Panda Sherman Power LLC | 57379 | TX | WSC | TRE |  | 22 | 2 | NAICS-22 Non-Cogen | CA | NG | NG | ERCO | 2178932 | 1350366 | 2022
natural gas combined cycle | TRUE | 58005 | N | . | Panda Sherman Power Station | PPG - O&M Panda Sherman Power LLC | 57379 | TX | WSC | TRE |  | 22 | 2 | NAICS-22 Non-Cogen | CT | NG | NG | ERCO | 21243360 | 1869739 | 2022
solar pv | TRUE | 58006 | N | . | Salt Palace Solar Gen Plant | Wasatch View Solar LLC | 57383 | UT | MTN | WECC |  | 22 | 2 | NAICS-22 Non-Cogen | PV | SUN | SUN | PACE | 7292 | 2137 | 2022
biomass | TRUE | 58007 | N | . | Brea Expansion Plant | Brea Power II | 57384 | CA | PACC | WECC |  | 22 | 2 | NAICS-22 Non-Cogen | CA | LFG | MLG | CISO | 0 | 70698.45 | 2022
biomass | TRUE | 58007 | N | . | Brea Expansion Plant | Brea Power II | 57384 | CA | PACC | WECC |  | 22 | 2 | NAICS-22 Non-Cogen | CT | LFG | MLG | CISO | 2387885 | 183507.51 | 2022
onshore wind | TRUE | 58008 | N | . | California Ridge Wind Energy LLC | SunEdison LLC | 59139 | IL | ENC | SERC |  | 22 | 2 | NAICS-22 Non-Cogen | WT | WND | WND | MISO | 2766030 | 810677 | 2022
solar pv | TRUE | 58009 | N | . | SunE CPS3 LLC | SunE CPS3 LLC | 57386 | TX | WSC | TRE |  | 22 | 2 | NAICS-22 Non-Cogen | PV | SUN | SUN | ERCO | 42281 | 12392 | 2022
solar pv | FALSE | 58011 | N | . | IKEA Savannah 490 | IKEA Property Inc | 57389 | GA | SAT | SERC |  | 53 | 4 | Commercial NAICS Non-Cogen | PV | SUN | SUN | SOCO | 5909 | 1732 | 2022
solar pv | FALSE | 58012 | N | . | IKEA Tampa 042 | IKEA Property Inc | 57389 | FL | SAT | SERC |  | 53 | 4 | Commercial NAICS Non-Cogen | PV | SUN | SUN | TEC | 5383 | 1578 | 2022
solar pv | FALSE | 58013 | N | . | IKEA Round Rock 027 | IKEA Property Inc | 57389 | TX | WSC | TRE |  | 53 | 4 | Commercial NAICS Non-Cogen | PV | SUN | SUN | ERCO | 6382 | 1870 | 2022
solar pv | FALSE | 58014 | N | . | IKEA Perryville 460 | IKEA Property Inc | 57389 | MD | SAT | RFC |  | 53 | 4 | Commercial NAICS Non-Cogen | PV | SUN | SUN | PJM | 18089 | 5302 | 2022
solar pv | FALSE | 58015 | N | . | IKEA College Park 411 | IKEA Property Inc | 57389 | MD | SAT | RFC |  | 53 | 4 | Commercial NAICS Non-Cogen | PV | SUN | SUN | PJM | 5292 | 1551 | 2022
solar pv | FALSE | 58016 | N | . | IKEA Westhampton 061 | IKEA Property Inc | 57389 | NJ | MAT | RFC |  | 53 | 4 | Commercial NAICS Non-Cogen | PV | SUN | SUN | PJM | 7819 | 2292 | 2022
solar pv | TRUE | 58017 | N | . | Copper Mountain Solar 2 | Consolidated Edison Development Inc. | 56769 | NV | MTN | WECC |  | 22 | 2 | NAICS-22 Non-Cogen | PV | SUN | SUN | CISO | 1244574 | 364764 | 2022
onshore wind | TRUE | 58018 | N | . | Shooting Star | Shooting Star Power Partners, LLC | 57395 | KS | WNC | MRO |  | 22 | 2 | NAICS-22 Non-Cogen | WT | WND | WND | SWPP | 1323173 | 387800 | 2022
onshore wind | TRUE | 58019 | N | . | High Mesa | High Mesa Energy, LLC | 57396 | ID | MTN | WECC |  | 22 | 2 | NAICS-22 Non-Cogen | WT | WND | WND | IPCO | 279794 | 82003 | 2022
onshore wind | TRUE | 58020 | N | . | Beebe 1A | Beebe Renewable Energy, LLC | 57397 | MI | ENC | RFC |  | 22 | 2 | NAICS-22 Non-Cogen | WT | WND | WND | MISO | 710148 | 208133 | 2022
onshore wind | TRUE | 58021 | N | . | Whitetail | Whitetail Wind Energy, LLC | 57398 | TX | WSC | TRE |  | 22 | 2 | NAICS-22 Non-Cogen | WT | WND | WND | ERCO | 763422 | 223746 | 2022
geothermal | TRUE | 58022 | N | . | Neal Hot Springs Geothermal Project | US Geothermal Inc. | 50147 | OR | PACC | WECC |  | 22 | 2 | NAICS-22 Non-Cogen | BT | GEO | GEO | IPCO | 610221 | 178846 | 2022
biomass | TRUE | 58024 | N | . | St Joseph Landfill Generating Station | Evergy Missouri West | 56211 | MO | WNC | MRO |  | 22 | 1 | Electric Utility | IC | LFG | MLG | SWPP | 120955 | 8867 | 2022
onshore wind | FALSE | 58025 | N | . | Mt Wachusett Community College | Mt Wachusett Community College | 57401 | MA | NEW | NPCC |  | 611 | 4 | Commercial NAICS Non-Cogen | WT | WND | WND | ISNE | 17590 | 5155.92 | 2022
onshore wind | TRUE | 58026 | N | . | Spruce Mountain WInd | Spruce Mountain Wind LLC | 57402 | ME | NEW | NPCC |  | 22 | 2 | NAICS-22 Non-Cogen | WT | WND | WND | ISNE | 204786 | 60020 | 2022
solar pv | TRUE | 58027 | N | . | SunE CPS2 LLC | SunE CPS2 LLC | 57403 | TX | WSC | TRE |  | 22 | 2 | NAICS-22 Non-Cogen | PV | SUN | SUN | ERCO | 36808 | 10788 | 2022
solar pv | FALSE | 58028 | N | . | IKEA Tejon 345 | IKEA Property Inc | 57389 | CA | PACC | WECC |  | 53 | 4 | Commercial NAICS Non-Cogen | PV | SUN | SUN | CISO | 8447 | 2476 | 2022
solar pv | TRUE | 58029 | N | . | Constellation New Energy Inc | Luminace Solar Federal, LLC | 57311 | NJ | MAT | RFC |  | 22 | 2 | NAICS-22 Non-Cogen | PV | SUN | SUN | PJM | 21281 | 6237 | 2022
solar pv | TRUE | 58030 | N | . | Reeves Station Rd East | NJR Clean Energy Ventures Corporation | 56990 | NJ | MAT | RFC |  | 22 | 2 | NAICS-22 Non-Cogen | PV | SUN | SUN | PJM | 31468 | 9223 | 2022
solar pv | TRUE | 58032 | N | . | Padelford Solar | Consolidated Edison Solutions Inc. | 57365 | MA | NEW | NPCC |  | 22 | 2 | NAICS-22 Non-Cogen | PV | SUN | SUN | ISNE | 10902 | 3195 | 2022
solar pv | TRUE | 58034 | N | . | Nickel 1 Solar Facility | Altus Power America Management, LLC | 60281 | CA | PACC | WECC |  | 22 | 2 | NAICS-22 Non-Cogen | PV | SUN | SUN | CISO | 9127 | 2675 | 2022
offshore wind | TRUE | 58035 | N | . | Block Island Wind Farm | Deepwater Wind Block Island LLC | 57406 | RI | NEW | NPCC |  | 22 | 2 | NAICS-22 Non-Cogen | WS | WND | WND | ISNE | 379397 | 111195 | 2022
solar pv | TRUE | 58036 | N | . | Riverside Renewable Energy LLC | Riverside Renewable Energy | 57407 | NJ | MAT | RFC |  | 22 | 2 | NAICS-22 Non-Cogen | PV | SUN | SUN | PJM | 39944 | 11707 | 2022
solar pv | TRUE | 58037 | N | . | Buckeye Union HS District 201 | Luminace Solar Arizona, LLC | 57408 | AZ | MTN | WECC |  | 22 | 2 | NAICS-22 Non-Cogen | PV | SUN | SUN | AZPS | 22929 | 6720 | 2022
onshore wind | TRUE | 58038 | N | . | Buffalo Center Wind LLC | Buffalo Center Wind LLC | 57409 | IA | WNC | MRO |  | 22 | 2 | NAICS-22 Non-Cogen | WT | WND | WND | MISO | 19865 | 5822 | 2022
solar pv | TRUE | 58039 | N | . | Axium Modesto Solar | Axium US Solar Holdings LLC | 60898 | CA | PACC | WECC |  | 22 | 2 | NAICS-22 Non-Cogen | PV | SUN | SUN | CISO | 211679 | 62040 | 2022
solar pv | FALSE | 58040 | N | . | United Stationers Supply Solar Electric | CVI CleanCapital Solar 4 LLC | 63068 | NJ | MAT | RFC |  | 421 | 4 | Commercial NAICS Non-Cogen | PV | SUN | SUN | PJM | 12352 | 3620 | 2022
onshore wind | TRUE | 58041 | N | . | Chisholm View Wind Project | Chisholm View Wind Project | 57412 | OK | WSC | MRO |  | 22 | 2 | NAICS-22 Non-Cogen | WT | WND | WND | SWPP | 3693385 | 1082469 | 2022
solar pv | TRUE | 58042 | N | . | Black Mountain Solar LLC | Duke Energy Renewables Services | 65411 | AZ | MTN | WECC |  | 22 | 2 | NAICS-22 Non-Cogen | PV | SUN | SUN | AZPS | 71185 | 20863 | 2022
petroleum | FALSE | 58043 | N | . | Lilly Technical Center | Eli Lilly and Company | 57414 | IN | ENC | RFC |  | 325 | 6 | Industrial NAICS Non-Cogen | IC | DFO | DFO | MISO | 113 | 0 | 2022
onshore wind | TRUE | 58044 | N | . | Anchor Wind, LLC | Acciona Energy USA Global, LLC | 57416 | IA | WNC | MRO |  | 22 | 2 | NAICS-22 Non-Cogen | WT | WND | WND | MISO | 30397 | 8909 | 2022
onshore wind | TRUE | 58045 | N | . | Community Wind South | Greenbacker Renewable Energy Corporation | 60025 | MN | WNC | MRO |  | 22 | 2 | NAICS-22 Non-Cogen | WT | WND | WND | MISO | 262629 | 76972 | 2022
petroleum | FALSE | 58046 | N | . | Works 53 | PPG Ind Fiber Glass Prdcts Inc | 57422 | NC | SAT | SERC |  | 327 | 6 | Industrial NAICS Non-Cogen | IC | DFO | DFO | DUK | 0 | 0 | 2022
petroleum | FALSE | 58047 | N | . | PPG Monroeville Chemicals Center | PPG Monroeville Chemicals Center | 57423 | PA | MAT | RFC |  | 325 | 6 | Industrial NAICS Non-Cogen | IC | DFO | DFO | PJM | 35 | 0 | 2022
onshore wind | TRUE | 58048 | N | . | BayWa r.e Mozart LLC | Chopin Wind, LLC | 57421 | TX | WSC | TRE |  | 22 | 2 | NAICS-22 Non-Cogen | WT | WND | WND | ERCO | 221254 | 64846 | 2022
solar pv | FALSE | 58049 | N | . | Jordache Enterprises Solar | Jordache Enterprises | 57420 | NJ | MAT | NPCC |  | 493 | 4 | Commercial NAICS Non-Cogen | PV | SUN | SUN | PJM | 4690 | 1375 | 2022
petroleum | FALSE | 58051 | N | . | Vitro Architectural Glass (PA) | Vitro Architectural Glass (PA) | 57425 | PA | MAT | RFC |  | 327 | 6 | Industrial NAICS Non-Cogen | IC | DFO | DFO | PJM | 1264 | 133.28 | 2022
petroleum | FALSE | 58052 | Y | . | Battle Creek Mill | RockTenn-Battle Creek Mill | 57427 | MI | ENC | RFC |  | 32213 | 7 | Industrial NAICS Cogen | ST | DFO | DFO | MISO | 0 | 0 | 2022
natural gas steam turbine | FALSE | 58052 | Y | . | Battle Creek Mill | RockTenn-Battle Creek Mill | 57427 | MI | ENC | RFC |  | 32213 | 7 | Industrial NAICS Cogen | ST | NG | NG | MISO | 17078 | 4455 | 2022
petroleum | FALSE | 58053 | N | . | Vitro Flat Glass LLC | Vitro Flat Glass LLC | 60608 | CA | PACC | WECC |  | 339 | 6 | Industrial NAICS Non-Cogen | IC | DFO | DFO | CISO | 0 | 0 | 2022
petroleum | TRUE | 58054 | N | . | Burgess BioPower | Berlin Station, LLC | 57430 | NH | NEW | NPCC |  | 22 | 2 | NAICS-22 Non-Cogen | ST | DFO | DFO | ISNE | 2348 | 172.051 | 2022
biomass | TRUE | 58054 | N | . | Burgess BioPower | Berlin Station, LLC | 57430 | NH | NEW | NPCC |  | 22 | 2 | NAICS-22 Non-Cogen | ST | WDS | WWW | ISNE | 7401825 | 540408.95 | 2022
natural gas peaker | FALSE | 58056 | N | . | Irwindale Brew Yard, LLC | Irwindale Brew Yard, LLC | 63952 | CA | PACC | WECC |  | 312 | 6 | Industrial NAICS Non-Cogen | GT | NG | NG | CISO | 0 | 0 | 2022
biomass | FALSE | 58056 | N | . | Irwindale Brew Yard, LLC | Irwindale Brew Yard, LLC | 63952 | CA | PACC | WECC |  | 312 | 6 | Industrial NAICS Non-Cogen | IC | OBG | ORW | CISO | 8 | 0 | 2022
solar pv | FALSE | 58056 | N | . | Irwindale Brew Yard, LLC | Irwindale Brew Yard, LLC | 63952 | CA | PACC | WECC |  | 312 | 6 | Industrial NAICS Non-Cogen | PV | SUN | SUN | CISO | 5705 | 1672 | 2022
biomass | FALSE | 58057 | N | . | Molson Coors Shenandoah Brewery | Molson Coors Shenandoah Brewery | 57436 | VA | SAT | SERC |  | 312 | 6 | Industrial NAICS Non-Cogen | GT | OBG | ORW | PJM | 47598 | 5183 | 2022
biomass | TRUE | 58061 | N | . | Decatur-Morgan Co LFG Recovery Project | EDL Inc | 55858 | AL | ESC | SERC |  | 22 | 2 | NAICS-22 Non-Cogen | IC | LFG | MLG | TVA | 144054 | 13040 | 2022
solar pv | TRUE | 58062 | N | . | Imperial Valley Solar Company 1 LLC | Imperial Irrigation District | 9216 | CA | PACC | WECC |  | 22 | 1 | Electric Utility | PV | SUN | SUN | IID | 97492 | 28573 | 2022
hard coal | FALSE | 58063 | Y | . | SABIC Innovative Plastics Mt. Vernon | SABIC IP Mt. Vernon, LLC | 57440 | IN | ENC | RFC |  | 325211 | 7 | Industrial NAICS Cogen | GT | BIT | COL | MISO | 0 | 0 | 2022
natural gas peaker | FALSE | 58063 | Y | . | SABIC Innovative Plastics Mt. Vernon | SABIC IP Mt. Vernon, LLC | 57440 | IN | ENC | RFC |  | 325211 | 7 | Industrial NAICS Cogen | GT | NG | NG | MISO | 6262526 | 560332 | 2022
solar pv | FALSE | 58064 | N | . | Laredo Bus Facility Solar Canopies | MARTA | 57441 | GA | SAT | SERC |  | 485 | 4 | Commercial NAICS Non-Cogen | PV | SUN | SUN | SOCO | 398 | 117 | 2022
onshore wind | TRUE | 58065 | N | . | Charlestown Wind Turbine | MWRA Charlestown | 57443 | MA | NEW | NPCC |  | 22 | 2 | NAICS-22 Non-Cogen | WT | WND | WND | ISNE | 5245 | 1537 | 2022
hard coal | FALSE | 58066 | Y | . | PCA, Filer City Mill | PCA, Filer City Mill | 57442 | MI | ENC | RFC |  | 322 | 7 | Industrial NAICS Cogen | ST | BIT | COL | MISO | 0 | 0 | 2022
natural gas steam turbine | FALSE | 58066 | Y | . | PCA, Filer City Mill | PCA, Filer City Mill | 57442 | MI | ENC | RFC |  | 322 | 7 | Industrial NAICS Cogen | ST | NG | NG | MISO | 1011359 | 88057.695 | 2022
biomass | FALSE | 58066 | Y | . | PCA, Filer City Mill | PCA, Filer City Mill | 57442 | MI | ENC | RFC |  | 322 | 7 | Industrial NAICS Cogen | ST | OBG | ORW | MISO | 4041 | 351.16 | 2022
solar pv | TRUE | 58068 | N | . | SunE CPS1 LLC | SunE CPS1 LLC | 57419 | TX | WSC | TRE |  | 22 | 2 | NAICS-22 Non-Cogen | PV | SUN | SUN | ERCO | 42974 | 12595 | 2022
natural gas steam turbine | FALSE | 58069 | Y | . | PRSI FCC Generator | Pasadena Refining System Inc | 57445 | TX | WSC | TRE |  | 32411 | 7 | Industrial NAICS Cogen | ST | NG | NG | ERCO | 0 | 0 | 2022
petroleum | FALSE | 58069 | Y | . | PRSI FCC Generator | Pasadena Refining System Inc | 57445 | TX | WSC | TRE |  | 32411 | 7 | Industrial NAICS Cogen | ST | PC | PC | ERCO | 0 | 0 | 2022
petroleum | FALSE | 58069 | Y | . | PRSI FCC Generator | Pasadena Refining System Inc | 57445 | TX | WSC | TRE |  | 32411 | 7 | Industrial NAICS Cogen | ST | RFO | RFO | ERCO | 0 | 0 | 2022
solar pv | FALSE | 58070 | N | . | Mercer Mall | FRIT Solar Inc | 57446 | NJ | MAT | RFC |  | 441 | 4 | Commercial NAICS Non-Cogen | PV | SUN | SUN | PJM | 4384 | 1285 | 2022
onshore wind | TRUE | 58071 | N | . | Windwalkers LLC | Consolidated Edison Development Inc. | 56769 | IA | WNC | MRO |  | 22 | 2 | NAICS-22 Non-Cogen | WT | WND | WND | MISO | 18049 | 5290 | 2022
solar pv | TRUE | 58073 | N | . | SEPV 1 | CVI CleanCapital Solar 1 LLC | 65432 | CA | PACC | WECC |  | 22 | 2 | NAICS-22 Non-Cogen | PV | SUN | SUN | CISO | 11127 | 3261 | 2022
solar pv | TRUE | 58074 | N | . | SEPV 2 | CVI CleanCapital Solar 1 LLC | 65432 | CA | PACC | WECC |  | 22 | 2 | NAICS-22 Non-Cogen | PV | SUN | SUN | CISO | 9653 | 2829 | 2022
natural gas peaker | FALSE | 58075 | Y | . | El Dorado Refinery | Frontier El Dorado Refinery LLC | 57448 | KS | WNC | MRO |  | 32411 | 7 | Industrial NAICS Cogen | GT | NG | NG | SWPP | 797742 | 132894.86 | 2022
solar pv | TRUE | 58076 | N | . | Edwards Air Force Base | CleanCapital Holdings | 65164 | CA | PACC | WECC |  | 22 | 2 | NAICS-22 Non-Cogen | PV | SUN | SUN | CISO | 0 | 0 | 2022
onshore wind | TRUE | 58078 | N | . | Rocky Ridge Wind Project | Rocky Ridge Wind Project LLC | 57451 | OK | WSC | MRO |  | 22 | 2 | NAICS-22 Non-Cogen | WT | WND | WND | SWPP | 1961158 | 574783 | 2022
natural gas combined cycle | TRUE | 58079 | N | . | Newark Energy Center | Newark Energy Center, LLC | 57457 | NJ | MAT | RFC |  | 22 | 2 | NAICS-22 Non-Cogen | CA | NG | NG | PJM | 439586 | 1630702 | 2022
natural gas combined cycle | TRUE | 58079 | N | . | Newark Energy Center | Newark Energy Center, LLC | 57457 | NJ | MAT | RFC |  | 22 | 2 | NAICS-22 Non-Cogen | CT | NG | NG | PJM | 30434218 | 2877336 | 2022
onshore wind | TRUE | 58080 | N | . | Wolf Ridge Wind | NextEra Wolf Ridge LLC | 57460 | TX | WSC | TRE |  | 22 | 2 | NAICS-22 Non-Cogen | WT | WND | WND | ERCO | 1386206 | 406274 | 2022
natural gas steam turbine | FALSE | 58081 | Y | . | Western Sugar Coop- Ft Morgan | Western Sugar Cooperative | 57315 | CO | MTN | WECC |  | 311 | 7 | Industrial NAICS Cogen | ST | NG | NG | PSCO | 40818 | 8972 | 2022
hard coal | FALSE | 58081 | Y | . | Western Sugar Coop- Ft Morgan | Western Sugar Cooperative | 57315 | CO | MTN | WECC |  | 311 | 7 | Industrial NAICS Cogen | ST | SUB | COL | PSCO | 0 | 0 | 2022
solar pv | TRUE | 58082 | N | . | AMP Napoleon Solar Facility | American Mun Power-Ohio, Inc | 40577 | OH | ENC | RFC |  | 22 | 1 | Electric Utility | PV | SUN | SUN | PJM | 15954 | 4676 | 2022
natural gas combined cycle | FALSE | 58084 | Y | . | Kimberly Clark-Unit 1,2,3 | Kimberly-Clark Corporation | 57464 | CT | NEW | NPCC |  | 322 | 7 | Industrial NAICS Cogen | CA | NG | NG | ISNE | 217 | 13145 | 2022
natural gas combined cycle | FALSE | 58084 | Y | . | Kimberly Clark-Unit 1,2,3 | Kimberly-Clark Corporation | 57464 | CT | NEW | NPCC |  | 322 | 7 | Industrial NAICS Cogen | CT | NG | NG | ISNE | 633058 | 115715 | 2022
natural gas peaker | FALSE | 58084 | Y | . | Kimberly Clark-Unit 1,2,3 | Kimberly-Clark Corporation | 57464 | CT | NEW | NPCC |  | 322 | 7 | Industrial NAICS Cogen | GT | NG | NG | ISNE | 519615 | 105744 | 2022
solar pv | TRUE | 58086 | N | . | Intel Folsom | Tesla Inc. | 60947 | CA | PACC | WECC |  | 22 | 2 | NAICS-22 Non-Cogen | PV | SUN | SUN | BANC | 5340 | 1565 | 2022
onshore wind | TRUE | 58088 | N | . | Stony Creek Wind Farm NY | Invenergy Services LLC | 49893 | NY | MAT | NPCC |  | 22 | 2 | NAICS-22 Non-Cogen | WT | WND | WND | NYIS | 800950 | 234745 | 2022
onshore wind | TRUE | 58089 | N | . | Roeder Family Wind Farm LLC | Consolidated Edison Development Inc. | 56769 | IA | WNC | MRO |  | 22 | 2 | NAICS-22 Non-Cogen | WT | WND | WND | MISO | 20376 | 5972 | 2022
solar pv | FALSE | 58090 | N | . | Middlesex Apple Orchard Solar | CVI CleanCapital Solar 4 LLC | 63068 | NJ | MAT | RFC |  | 92214 | 4 | Commercial NAICS Non-Cogen | PV | SUN | SUN | PJM | 24020 | 7040 | 2022
solar pv | TRUE | 58091 | N | . | Keystone Solar | Altus Power America Management, LLC | 60281 | PA | MAT | RFC |  | 22 | 2 | NAICS-22 Non-Cogen | PV | SUN | SUN | PJM | 26666 | 7815 | 2022
solar pv | TRUE | 58093 | N | . | BBB Corporate Headquarters | Bed Bath & Beyond | 57474 | NJ | MAT | RFC |  | 22 | 2 | NAICS-22 Non-Cogen | PV | SUN | SUN | PJM | 4402 | 1290 | 2022
solar pv | TRUE | 58094 | N | . | Christmas Tree Shops DC Burlington NJ | Bed Bath & Beyond | 57474 | NJ | MAT | RFC |  | 22 | 2 | NAICS-22 Non-Cogen | PV | SUN | SUN | PJM | 8854 | 2595 | 2022
solar pv | TRUE | 58095 | N | . | Harmon DC Totowa NJ | Bed Bath & Beyond | 57474 | NJ | MAT | RFC |  | 22 | 2 | NAICS-22 Non-Cogen | PV | SUN | SUN | PJM | 6198 | 1817 | 2022
solar pv | FALSE | 58096 | N | . | Bed Bath & Beyond DC Port Reading NJ | Bed Bath & Beyond | 57474 | NJ | MAT | RFC |  | 441 | 4 | Commercial NAICS Non-Cogen | PV | SUN | SUN | PJM | 7874 | 2308 | 2022
solar pv | TRUE | 58097 | N | . | Green Meadows | Altus Power America Management, LLC | 60281 | MA | NEW | NPCC |  | 22 | 2 | NAICS-22 Non-Cogen | PV | SUN | SUN | ISNE | 12287 | 3601 | 2022
onshore wind | TRUE | 58098 | N | . | El Cabo Wind | Avangrid Renewables LLC | 15399 | NM | MTN | WECC |  | 22 | 2 | NAICS-22 Non-Cogen | WT | WND | WND | PNM | 3628083 | 1063330 | 2022
onshore wind | TRUE | 58099 | N | . | Montague Wind Power Facility LLC | Avangrid Renewables LLC | 15399 | OR | PACC | WECC |  | 22 | 2 | NAICS-22 Non-Cogen | WT | WND | WND | AVRN | 1677279 | 491582 | 2022
natural gas peaker | FALSE | 58100 | N | . | Kern Oil & Refining Co | Kern Oil & Refining Co | 57477 | CA | PACC | WECC |  | 32411 | 6 | Industrial NAICS Non-Cogen | GT | NG | NG | CISO | 467880 | 34512 | 2022
onshore wind | TRUE | 58101 | N | . | Foundation Cemex River Plant | Foundation CA Fund VI Manager LLC | 57476 | CA | PACC | WECC |  | 22 | 2 | NAICS-22 Non-Cogen | WT | WND | WND | CISO | 9695 | 2842 | 2022
onshore wind | TRUE | 58102 | N | . | Foundation Cemex BMQ | Foundation CA Fund VI Manager LLC | 57476 | CA | PACC | WECC |  | 22 | 2 | NAICS-22 Non-Cogen | WT | WND | WND | CISO | 11258 | 3299 | 2022
onshore wind | TRUE | 58103 | N | . | Heritage Garden Wind Farm I LLC | DTE Sustainable Generation | 64331 | MI | ENC | RFC |  | 22 | 2 | NAICS-22 Non-Cogen | WT | WND | WND | MISO | 230494 | 67554 | 2022
onshore wind | FALSE | 58104 | N | . | Foundation Superior Farms | Foundation CA Fund VI Manager LLC | 57476 | CA | PACC | WECC |  | 311 | 6 | Industrial NAICS Non-Cogen | WT | WND | WND | CISO | 4166 | 1221 | 2022
onshore wind | FALSE | 58105 | N | . | Foundation Wal-Mart Red Bluff | Foundation CA Fund VI Manager LLC | 57476 | CA | PACC | WECC |  | 421 | 4 | Commercial NAICS Non-Cogen | WT | WND | WND | CISO | 6189 | 1814 | 2022
onshore wind | TRUE | 58106 | N | . | Meadow Creek Project Company | Ridgeline Energy LLC | 57075 | ID | MTN | WECC |  | 22 | 2 | NAICS-22 Non-Cogen | WT | WND | WND | PACE | 983672 | 288298 | 2022
biomass | FALSE | 58108 | Y | . | International Paper Red River Mill | Red River Mill Intl Paper Company | 57481 | LA | WSC | SERC |  | 322 | 7 | Industrial NAICS Cogen | ST | BLQ | WWW | MISO | 1137118 | 184303.89 | 2022
natural gas steam turbine | FALSE | 58108 | Y | . | International Paper Red River Mill | Red River Mill Intl Paper Company | 57481 | LA | WSC | SERC |  | 322 | 7 | Industrial NAICS Cogen | ST | NG | NG | MISO | 436264 | 69986.689 | 2022
biomass | FALSE | 58108 | Y | . | International Paper Red River Mill | Red River Mill Intl Paper Company | 57481 | LA | WSC | SERC |  | 322 | 7 | Industrial NAICS Cogen | ST | WDS | WWW | MISO | 809456 | 131058.42 | 2022
biomass | FALSE | 58109 | Y | . | Georgia-Pacific Toledo Mill | Georgia-Pacific Toledo LLC | 57492 | OR | PACC | WECC |  | 32213 | 7 | Industrial NAICS Cogen | ST | BLQ | WWW | BPAT | 108860 | 11166.76 | 2022
natural gas steam turbine | FALSE | 58109 | Y | . | Georgia-Pacific Toledo Mill | Georgia-Pacific Toledo LLC | 57492 | OR | PACC | WECC |  | 32213 | 7 | Industrial NAICS Cogen | ST | NG | NG | BPAT | 94894 | 9734.24 | 2022
other | TRUE | 58110 | N | . | Brookside Newark | Diamond State Generation Partners, LLC | 57485 | DE | SAT | RFC |  | 22 | 2 | NAICS-22 Non-Cogen | FC | NG | NG | PJM | 137271 | 19694 | 2022
onshore wind | TRUE | 58111 | N | . | Bishop Hill II Wind Farm | Bishop Hill Energy II, LLC | 59870 | IL | ENC | SERC |  | 22 | 2 | NAICS-22 Non-Cogen | WT | WND | WND | MISO | 1085000 | 317995 | 2022
onshore wind | TRUE | 58112 | N | . | Foundation Cemex Madison | Foundation CA Fund V Manager, LLC | 57484 | CA | PACC | WECC |  | 22 | 2 | NAICS-22 Non-Cogen | WT | WND | WND | CISO | 5487 | 1608 | 2022
onshore wind | TRUE | 58113 | N | . | Foundation RRM | Foundation CA Fund V Manager, LLC | 57484 | CA | PACC | WECC |  | 22 | 2 | NAICS-22 Non-Cogen | WT | WND | WND | CISO | 26994 | 7912 | 2022
onshore wind | TRUE | 58114 | N | . | Foundation NWNA | Foundation CA Fund V Manager, LLC | 57484 | CA | PACC | WECC |  | 22 | 2 | NAICS-22 Non-Cogen | WT | WND | WND | CISO | 74843 | 21935 | 2022
natural gas peaker | FALSE | 58116 | N | . | Cellu Tissue | Dunn Paper East Hartford, LLC | 60642 | CT | NEW | NPCC |  | 322 | 6 | Industrial NAICS Non-Cogen | IC | NG | NG | ISNE | 123140 | 11297 | 2022
natural gas peaker | TRUE | 58117 | N | . | TNSG South Plant | TDX North Slope Generating Inc. | 57494 | AK | PACN |  |  | 22 | 1 | Electric Utility | IC | NG | NG |  | 12 | -309 | 2022
solar pv | TRUE | 58118 | N | . | La Joya Del Sol | CVI CleanCapital Solar 1 LLC | 65432 | CA | PACC | WECC |  | 22 | 2 | NAICS-22 Non-Cogen | PV | SUN | SUN | CISO | 315 | 92 | 2022
solar pv | TRUE | 58119 | N | . | Depot Park Solar System | Depot Park Solar Farm | 62034 | CA | PACC | WECC |  | 22 | 2 | NAICS-22 Non-Cogen | PV | SUN | SUN | BANC | 7161 | 2098 | 2022
onshore wind | TRUE | 58121 | N | . | Echo Wind Park | DTE Electric Company | 5109 | MI | ENC | RFC |  | 22 | 1 | Electric Utility | WT | WND | WND | MISO | 1396260 | 409220 | 2022
natural gas peaker | TRUE | 58122 | N | . | Delano Energy Center | Wellhead Services, Inc | 20323 | CA | PACC | WECC |  | 22 | 2 | NAICS-22 Non-Cogen | GT | NG | NG | CISO | 160459 | 15028 | 2022
solar pv | TRUE | 58123 | N | . | Wakefern Food Corp | NJR Clean Energy Ventures Corporation | 56990 | NJ | MAT | RFC |  | 22 | 2 | NAICS-22 Non-Cogen | PV | SUN | SUN | PJM | 10062 | 2949 | 2022
natural gas steam turbine | TRUE | 58124 | Y | . | Rothschild Biomass Cogen Facility | Wisconsin Electric Power Co | 20847 | WI | ENC | RFC |  | 22 | 1 | Electric Utility | ST | NG | NG | MISO | 60530 | 8901.323 | 2022
biomass | TRUE | 58124 | Y | . | Rothschild Biomass Cogen Facility | Wisconsin Electric Power Co | 20847 | WI | ENC | RFC |  | 22 | 1 | Electric Utility | ST | WDS | WWW | MISO | 1117887 | 164221.68 | 2022
petroleum | TRUE | 58125 | N | . | Quay County | Southwestern Public Service Co | 17718 | NM | MTN | WECC |  | 22 | 1 | Electric Utility | GT | DFO | DFO | SWPP | 3032 | 170 | 2022
onshore wind | TRUE | 58126 | N | . | Limon Wind I | Limon | 57503 | CO | MTN | WECC |  | 22 | 2 | NAICS-22 Non-Cogen | WT | WND | WND | PSCO | 2355194 | 690268 | 2022
onshore wind | TRUE | 58127 | N | . | Limon Wind II | Limon | 57503 | CO | MTN | WECC |  | 22 | 2 | NAICS-22 Non-Cogen | WT | WND | WND | PSCO | 2049633 | 600713 | 2022
biomass | TRUE | 58128 | N | . | Kaiser Downey | Bloom Energy 2009 PPA | 56778 | CA | PACC | WECC |  | 22 | 2 | NAICS-22 Non-Cogen | FC | LFG | MLG | CISO | 0 | 0 | 2022
other | TRUE | 58128 | N | . | Kaiser Downey | Bloom Energy 2009 PPA | 56778 | CA | PACC | WECC |  | 22 | 2 | NAICS-22 Non-Cogen | FC | NG | NG | CISO | 49814 | 6310 | 2022
natural gas peaker | FALSE | 58129 | N | . | Prairies Edge Generating Facility | Prairies Edge Dairy Farms LLC | 58082 | IN | ENC | RFC |  | 112 | 6 | Industrial NAICS Non-Cogen | IC | NG | NG | MISO | 0 | 0 | 2022
biomass | TRUE | 58130 | N | . | Blue Mountain Biogas | Blue Mountain Biogas LLC | 58081 | UT | MTN | WECC |  | 22 | 2 | NAICS-22 Non-Cogen | IC | OBG | ORW | PACE | 18981 | 1684 | 2022
solar pv | TRUE | 58131 | N | . | Outback Solar At Christmas Valley | Outback Solar, LLC | 58083 | OR | PACC | WECC |  | 22 | 2 | NAICS-22 Non-Cogen | PV | SUN | SUN | BPAT | 32825 | 9621 | 2022
other | TRUE | 58132 | N | . | Kaiser Ontario | Bloom Energy 2009 PPA | 56778 | CA | PACC | WECC |  | 22 | 2 | NAICS-22 Non-Cogen | FC | NG | NG | CISO | 45024 | 5873 | 2022
biomass | TRUE | 58132 | N | . | Kaiser Ontario | Bloom Energy 2009 PPA | 56778 | CA | PACC | WECC |  | 22 | 2 | NAICS-22 Non-Cogen | FC | OBG | ORW | CISO | 0 | 0 | 2022
solar pv | TRUE | 58135 | N | . | Washington White Post Solar LLC | Duke Energy Renewables Services | 65411 | NC | SAT | SERC |  | 22 | 2 | NAICS-22 Non-Cogen | PV | SUN | SUN | CPLE | 68265 | 20007 | 2022
natural gas peaker | FALSE | 58136 | Y | . | Adkins Energy LLC | Adkins Energy LLC | 58089 | IL | ENC | RFC |  | 325193 | 7 | Industrial NAICS Cogen | GT | NG | NG | PJM | 129721 | 30035 | 2022
natural gas steam turbine | FALSE | 58136 | Y | . | Adkins Energy LLC | Adkins Energy LLC | 58089 | IL | ENC | RFC |  | 325193 | 7 | Industrial NAICS Cogen | ST | NG | NG | PJM | 41459 | 9599 | 2022
onshore wind | TRUE | 58137 | N | . | Ensign Wind LLC | NextEra Energy Resources Ensign Wind | 58090 | KS | WNC | MRO |  | 22 | 2 | NAICS-22 Non-Cogen | WT | WND | WND | SWPP | 1672853 | 490285 | 2022
natural gas peaker | FALSE | 58138 | Y | . | Otter Creek Ethanol Poet - Ashton | Otter Creek Ethanol LLC - Poet Ashton | 58093 | IA | WNC | MRO |  | 325193 | 7 | Industrial NAICS Cogen | GT | NG | NG | MISO | 217723 | 43949 | 2022
petroleum | FALSE | 58139 | N | . | Central Energy Plant USU | Utah State University | 19663 | UT | MTN | WECC |  | 611 | 4 | Commercial NAICS Non-Cogen | GT | DFO | DFO | PACE | 0 | 0 | 2022
natural gas peaker | FALSE | 58139 | N | . | Central Energy Plant USU | Utah State University | 19663 | UT | MTN | WECC |  | 611 | 4 | Commercial NAICS Non-Cogen | GT | NG | NG | PACE | 350495 | 21758 | 2022
petroleum | FALSE | 58139 | N | . | Central Energy Plant USU | Utah State University | 19663 | UT | MTN | WECC |  | 611 | 4 | Commercial NAICS Non-Cogen | GT | RFO | RFO | PACE | 0 | 0 | 2022
petroleum | FALSE | 58140 | Y | . | Summit Street Power Plant | Kent State University | 58097 | OH | ENC | RFC |  | 611 | 5 | Commercial NAICS Cogen | GT | DFO | DFO | PJM | 45 | 9.856 | 2022
natural gas peaker | FALSE | 58140 | Y | . | Summit Street Power Plant | Kent State University | 58097 | OH | ENC | RFC |  | 611 | 5 | Commercial NAICS Cogen | GT | NG | NG | PJM | 109752 | 23803.144 | 2022
onshore wind | TRUE | 58141 | N | . | Groton Wind LLC | Avangrid Renewables LLC | 15399 | NH | NEW | NPCC |  | 22 | 2 | NAICS-22 Non-Cogen | WT | WND | WND | ISNE | 379576 | 111247 | 2022
biomass | TRUE | 58142 | N | . | Rock Creek Dairy | New Energy One LLC | 58098 | ID | MTN | WECC |  | 22 | 2 | NAICS-22 Non-Cogen | IC | OBG | ORW | IPCO | 114339 | 8803 | 2022
solar pv | TRUE | 58144 | N | . | SVEP Solar Project Company | CVI CleanCapital Solar 1 LLC | 65432 | VT | NEW | NPCC |  | 22 | 2 | NAICS-22 Non-Cogen | PV | SUN | SUN | ISNE | 7583 | 2222 | 2022
solar pv | TRUE | 58145 | N | . | Williamstown Solar | CVI CleanCapital Solar 1 LLC | 65432 | VT | NEW | NPCC |  | 22 | 2 | NAICS-22 Non-Cogen | PV | SUN | SUN | ISNE | 6751 | 1978 | 2022
other | FALSE | 58146 | Y | . | Twin Rivers Paper Co LLC | Twin Rivers Paper Co LLC | 58103 | ME | NEW | NPCC |  | 322 | 7 | Industrial NAICS Cogen | ST | PUR | OTH | NBSO | 352446 | 103296 | 2022
solar pv | TRUE | 58147 | N | . | Prescott Solar Plant | SunE AZ1, LLC | 58108 | AZ | MTN | WECC |  | 22 | 2 | NAICS-22 Non-Cogen | PV | SUN | SUN | AZPS | 78015 | 22865 | 2022
solar pv | TRUE | 58148 | N | . | RE Kansas South LLC | RE Kansas South LLC | 58111 | CA | PACC | WECC |  | 22 | 2 | NAICS-22 Non-Cogen | PV | SUN | SUN | CISO | 181680 | 53247 | 2022
solar pv | TRUE | 58149 | N | . | TA-High Desert LLC | TA-High Desert LLC | 58112 | CA | PACC | WECC |  | 22 | 2 | NAICS-22 Non-Cogen | PV | SUN | SUN | CISO | 161582 | 47357 | 2022
solar pv | TRUE | 58150 | N | . | Black Cap Solar Plant | PacifiCorp | 14354 | OR | PACC | WECC |  | 22 | 1 | Electric Utility | PV | SUN | SUN | PACW | 13422 | 3934 | 2022
petroleum | FALSE | 58151 | Y | . | Central Utility Plant - Texas A&M | Texas A&M, Utilities & Energy Services | 58113 | TX | WSC | TRE |  | 611 | 5 | Commercial NAICS Cogen | CA | DFO | DFO | ERCO | 6 | 1.036 | 2022
natural gas combined cycle | FALSE | 58151 | Y | . | Central Utility Plant - Texas A&M | Texas A&M, Utilities & Energy Services | 58113 | TX | WSC | TRE |  | 611 | 5 | Commercial NAICS Cogen | CA | NG | NG | ERCO | 136624 | 24858.124 | 2022
petroleum | FALSE | 58151 | Y | . | Central Utility Plant - Texas A&M | Texas A&M, Utilities & Energy Services | 58113 | TX | WSC | TRE |  | 611 | 5 | Commercial NAICS Cogen | CT | DFO | DFO | ERCO | 0 | 0 | 2022
natural gas combined cycle | FALSE | 58151 | Y | . | Central Utility Plant - Texas A&M | Texas A&M, Utilities & Energy Services | 58113 | TX | WSC | TRE |  | 611 | 5 | Commercial NAICS Cogen | CT | NG | NG | ERCO | 522648 | 95093.95 | 2022
natural gas peaker | FALSE | 58152 | Y | . | Danbury Hospital Cogen Plant | Danbury Hospital | 58120 | CT | NEW | NPCC |  | 622 | 5 | Commercial NAICS Cogen | GT | NG | NG | ISNE | 113563 | 23760 | 2022
petroleum | FALSE | 58153 | Y | . | Eastern Maine Medical Center | Eastern Maine Medical Center | 58122 | ME | NEW | NPCC |  | 622 | 5 | Commercial NAICS Cogen | GT | DFO | DFO | ISNE | 17 | 3.673 | 2022
natural gas peaker | FALSE | 58153 | Y | . | Eastern Maine Medical Center | Eastern Maine Medical Center | 58122 | ME | NEW | NPCC |  | 622 | 5 | Commercial NAICS Cogen | GT | NG | NG | ISNE | 149268 | 31498.327 | 2022
onshore wind | TRUE | 58154 | N | . | North Sky River Energy LLC | North Sky River Energy LLC | 58121 | CA | PACC | WECC |  | 22 | 2 | NAICS-22 Non-Cogen | WT | WND | WND | CISO | 1371941 | 402093 | 2022
onshore wind | TRUE | 58155 | N | . | Perrin Ranch Wind LLC | Perrin Ranch Wind LLC | 58132 | AZ | MTN | WECC |  | 22 | 2 | NAICS-22 Non-Cogen | WT | WND | WND | AZPS | 715643 | 209743 | 2022
natural gas peaker | FALSE | 58156 | N | . | SUNY Old Westbury College | SUNY Old Westbury College | 58110 | NY | MAT | NPCC |  | 611 | 4 | Commercial NAICS Non-Cogen | IC | NG | NG | NYIS | 8952 | 744.8 | 2022
petroleum | FALSE | 58157 | Y | . | University of Rochester | University of Rochester | 58107 | NY | MAT | NPCC |  | 611 | 5 | Commercial NAICS Cogen | ST | DFO | DFO | NYIS | 0 | 0 | 2022
natural gas steam turbine | FALSE | 58157 | Y | . | University of Rochester | University of Rochester | 58107 | NY | MAT | NPCC |  | 611 | 5 | Commercial NAICS Cogen | ST | NG | NG | NYIS | 306447 | 49520 | 2022
natural gas peaker | FALSE | 58158 | Y | . | Wesleyan University Cogen 1 | Wesleyan University | 58131 | CT | NEW | NPCC |  | 611 | 5 | Commercial NAICS Cogen | IC | NG | NG | ISNE | 75489 | 9956 | 2022
petroleum | FALSE | 58159 | Y | . | UCONN Cogen Facility | University of Connecticut | 58130 | CT | NEW | NPCC |  | 611 | 5 | Commercial NAICS Cogen | CA | DFO | DFO | ISNE | 0 | 126.146 | 2022
natural gas combined cycle | FALSE | 58159 | Y | . | UCONN Cogen Facility | University of Connecticut | 58130 | CT | NEW | NPCC |  | 611 | 5 | Commercial NAICS Cogen | CA | NG | NG | ISNE | 40726 | 6843.854 | 2022
petroleum | FALSE | 58159 | Y | . | UCONN Cogen Facility | University of Connecticut | 58130 | CT | NEW | NPCC |  | 611 | 5 | Commercial NAICS Cogen | CT | DFO | DFO | ISNE | 25194 | 4118.36 | 2022
natural gas combined cycle | FALSE | 58159 | Y | . | UCONN Cogen Facility | University of Connecticut | 58130 | CT | NEW | NPCC |  | 611 | 5 | Commercial NAICS Cogen | CT | NG | NG | ISNE | 632036 | 106016.64 | 2022
petroleum | FALSE | 58160 | Y | . | Williams College - Campus CHP | President & Trustees of Williams College | 58109 | MA | NEW | NPCC |  | 611 | 5 | Commercial NAICS Cogen | IC | DFO | DFO | ISNE | 259 | 58 | 2022
petroleum | FALSE | 58160 | Y | . | Williams College - Campus CHP | President & Trustees of Williams College | 58109 | MA | NEW | NPCC |  | 611 | 5 | Commercial NAICS Cogen | ST | DFO | DFO | ISNE | 4 | 0.996 | 2022
natural gas steam turbine | FALSE | 58160 | Y | . | Williams College - Campus CHP | President & Trustees of Williams College | 58109 | MA | NEW | NPCC |  | 611 | 5 | Commercial NAICS Cogen | ST | NG | NG | ISNE | 15967 | 3557.004 | 2022
petroleum | FALSE | 58160 | Y | . | Williams College - Campus CHP | President & Trustees of Williams College | 58109 | MA | NEW | NPCC |  | 611 | 5 | Commercial NAICS Cogen | ST | RFO | RFO | ISNE | 0 | 0 | 2022
natural gas combined cycle | FALSE | 58161 | Y | . | Western Michigan University Power Plant | Western Michigan University | 58106 | MI | ENC | RFC |  | 611 | 5 | Commercial NAICS Cogen | CA | NG | NG | MISO | 0 | 4638 | 2022
natural gas combined cycle | FALSE | 58161 | Y | . | Western Michigan University Power Plant | Western Michigan University | 58106 | MI | ENC | RFC |  | 611 | 5 | Commercial NAICS Cogen | CT | NG | NG | MISO | 250229 | 45029 | 2022
natural gas peaker | FALSE | 58161 | Y | . | Western Michigan University Power Plant | Western Michigan University | 58106 | MI | ENC | RFC |  | 611 | 5 | Commercial NAICS Cogen | IC | NG | NG | MISO | 44533 | 8839 | 2022
solar pv | TRUE | 58164 | N | . | Slayton Solar | Ecos Energy LLC | 58135 | MN | WNC | MRO |  | 22 | 2 | NAICS-22 Non-Cogen | PV | SUN | SUN | MISO | 8811 | 2582 | 2022
natural gas peaker | FALSE | 58165 | Y | . | College of New Jersey | The College of New Jersey | 58137 | NJ | MAT | RFC |  | 611 | 5 | Commercial NAICS Cogen | IC | NG | NG | PJM | 134198 | 28712 | 2022
petroleum | FALSE | 58166 | Y | . | Smith College Central Heating Plant | The Trustees of Smith College | 58138 | MA | NEW | NPCC |  | 611 | 5 | Commercial NAICS Cogen | GT | DFO | DFO | ISNE | 0 | 0 | 2022
natural gas peaker | FALSE | 58166 | Y | . | Smith College Central Heating Plant | The Trustees of Smith College | 58138 | MA | NEW | NPCC |  | 611 | 5 | Commercial NAICS Cogen | GT | NG | NG | ISNE | 58061 | 14294 | 2022
petroleum | FALSE | 58167 | Y | . | William Floyd School District | William Floyd School District | 58136 | NY | MAT | NPCC |  | 611 | 5 | Commercial NAICS Cogen | IC | DFO | DFO | NYIS | 0 | 0 | 2022
natural gas peaker | FALSE | 58167 | Y | . | William Floyd School District | William Floyd School District | 58136 | NY | MAT | NPCC |  | 611 | 5 | Commercial NAICS Cogen | IC | NG | NG | NYIS | 18074 | 3907 | 2022
natural gas peaker | FALSE | 58168 | Y | . | Energy Center | University of Redlands | 58105 | CA | PACC | WECC |  | 611 | 5 | Commercial NAICS Cogen | GT | NG | NG | CISO | 56358 | 4532.5 | 2022
natural gas peaker | FALSE | 58168 | Y | . | Energy Center | University of Redlands | 58105 | CA | PACC | WECC |  | 611 | 5 | Commercial NAICS Cogen | IC | NG | NG | CISO | 0 | 0 | 2022
natural gas peaker | FALSE | 58169 | Y | . | CSUF Trigeneration | California State University at Fullerton | 58104 | CA | PACC | WECC |  | 611 | 5 | Commercial NAICS Cogen | GT | NG | NG | CISO | 158610 | 32251 | 2022
solar pv | FALSE | 58169 | Y | . | CSUF Trigeneration | California State University at Fullerton | 58104 | CA | PACC | WECC |  | 611 | 5 | Commercial NAICS Cogen | PV | SUN | SUN | CISO | 25550 | 7488 | 2022
solar pv | FALSE | 58170 | N | . | Crafton Hills College Solar Farm | San Bernardino Comm College Dist | 58140 | CA | PACC | WECC |  | 611 | 4 | Commercial NAICS Non-Cogen | PV | SUN | SUN | CISO | 189 | 55 | 2022
solar pv | TRUE | 58171 | N | . | Prairie Fire | Tucson Electric Power Co | 24211 | AZ | MTN | WECC |  | 22 | 1 | Electric Utility | PV | SUN | SUN | TEPC | 28173 | 8257 | 2022
petroleum | TRUE | 58172 | N | . | Seaside Heights Power Plant | Seaside Heights Municipal Utility | 16864 | NJ | MAT | RFC |  | 22 | 1 | Electric Utility | IC | DFO | DFO | PJM | 0 | 0 | 2022
biomass | FALSE | 58173 | Y | . | BMW Manufacturing Co | BMW Manufacturing Co LLC | 58144 | SC | SAT | SERC |  | 336 | 7 | Industrial NAICS Cogen | GT | LFG | MLG | DUK | 359692 | 27831.024 | 2022
natural gas peaker | FALSE | 58173 | Y | . | BMW Manufacturing Co | BMW Manufacturing Co LLC | 58144 | SC | SAT | SERC |  | 336 | 7 | Industrial NAICS Cogen | GT | NG | NG | DUK | 35167 | 2720.976 | 2022
solar pv | TRUE | 58174 | N | . | Wilson Solar | Consolidated Edison Solutions Inc. | 57365 | MA | NEW | NPCC |  | 22 | 2 | NAICS-22 Non-Cogen | PV | SUN | SUN | ISNE | 10305 | 3020 | 2022
natural gas peaker | TRUE | 58177 | Y | . | Kishwaukee CHP Plant | Four Rivers Sanitation Authority | 58129 | IL | ENC | RFC |  | 22 | 3 | NAICS-22 Cogen | IC | NG | NG | PJM | 4892 | 1111.148 | 2022
biomass | TRUE | 58177 | Y | . | Kishwaukee CHP Plant | Four Rivers Sanitation Authority | 58129 | IL | ENC | RFC |  | 22 | 3 | NAICS-22 Cogen | IC | OBG | ORW | PJM | 42383 | 9628.852 | 2022
solar pv | TRUE | 58178 | N | . | M. G. Emmett J. Bean Federal Center | U.S. General Services Administration | 58148 | IN | ENC | RFC |  | 22 | 2 | NAICS-22 Non-Cogen | PV | SUN | SUN | MISO | 146 | 43 | 2022
natural gas peaker | FALSE | 58179 | Y | . | MTSU Power Co-Gen Plant | Middle Tennessee State University | 58100 | TN | ESC | SERC |  | 611 | 5 | Commercial NAICS Cogen | GT | NG | NG | TVA | 286904 | 38680 | 2022
petroleum | FALSE | 58179 | Y | . | MTSU Power Co-Gen Plant | Middle Tennessee State University | 58100 | TN | ESC | SERC |  | 611 | 5 | Commercial NAICS Cogen | IC | DFO | DFO | TVA | 0 | 0 | 2022
petroleum | FALSE | 58180 | Y | . | UNH 7.9 MW Plant | Emcor Energy Services | 58099 | NH | NEW | NPCC |  | 611 | 5 | Commercial NAICS Cogen | GT | DFO | DFO | ISNE | 1998 | 484.782 | 2022
biomass | FALSE | 58180 | Y | . | UNH 7.9 MW Plant | Emcor Energy Services | 58099 | NH | NEW | NPCC |  | 611 | 5 | Commercial NAICS Cogen | GT | LFG | MLG | ISNE | 187137 | 45412.738 | 2022
natural gas peaker | FALSE | 58180 | Y | . | UNH 7.9 MW Plant | Emcor Energy Services | 58099 | NH | NEW | NPCC |  | 611 | 5 | Commercial NAICS Cogen | GT | NG | NG | ISNE | 37292 | 9050.48 | 2022
natural gas peaker | FALSE | 58181 | Y | . | Loyola University Health Plant | Loyola University Health System | 58151 | IL | ENC | RFC |  | 622 | 5 | Commercial NAICS Cogen | GT | NG | NG | PJM | 19938 | 1753 | 2022
natural gas steam turbine | FALSE | 58183 | Y | . | Prairie Horizon Agri Energy | Prairie Horizon Agri Energy LLC | 58157 | KS | WNC | MRO |  | 325193 | 7 | Industrial NAICS Cogen | ST | NG | NG | SWPP | 11458 | 781.82 | 2022
petroleum | FALSE | 58184 | Y | . | Rand Whitney CHP Plant | Rand Whitney Containerboard L.P. | 58156 | CT | NEW | NPCC |  | 32213 | 7 | Industrial NAICS Cogen | GT | DFO | DFO | ISNE | 0 | 0 | 2022
natural gas peaker | FALSE | 58184 | Y | . | Rand Whitney CHP Plant | Rand Whitney Containerboard L.P. | 58156 | CT | NEW | NPCC |  | 32213 | 7 | Industrial NAICS Cogen | GT | NG | NG | ISNE | 511443 | 121678 | 2022
petroleum | FALSE | 58185 | Y | . | Amherst College Co Gen | Amherst College | 58152 | MA | NEW | NPCC |  | 611 | 5 | Commercial NAICS Cogen | GT | DFO | DFO | ISNE | 0 | 0 | 2022
natural gas peaker | FALSE | 58185 | Y | . | Amherst College Co Gen | Amherst College | 58152 | MA | NEW | NPCC |  | 611 | 5 | Commercial NAICS Cogen | GT | NG | NG | ISNE | 3494 | 856 | 2022
natural gas steam turbine | FALSE | 58185 | Y | . | Amherst College Co Gen | Amherst College | 58152 | MA | NEW | NPCC |  | 611 | 5 | Commercial NAICS Cogen | ST | NG | NG | ISNE | 0 | 0 | 2022
petroleum | FALSE | 58185 | Y | . | Amherst College Co Gen | Amherst College | 58152 | MA | NEW | NPCC |  | 611 | 5 | Commercial NAICS Cogen | ST | RFO | RFO | ISNE | 0 | 0 | 2022
petroleum | FALSE | 58186 | Y | . | HVCC Cogen Plant | Hudson Valley Community College | 58154 | NY | MAT | NPCC |  | 611 | 5 | Commercial NAICS Cogen | IC | DFO | DFO | NYIS | 210 | 18.845 | 2022
biomass | FALSE | 58186 | Y | . | HVCC Cogen Plant | Hudson Valley Community College | 58154 | NY | MAT | NPCC |  | 611 | 5 | Commercial NAICS Cogen | IC | LFG | MLG | NYIS | 0 | 0 | 2022
natural gas peaker | FALSE | 58186 | Y | . | HVCC Cogen Plant | Hudson Valley Community College | 58154 | NY | MAT | NPCC |  | 611 | 5 | Commercial NAICS Cogen | IC | NG | NG | NYIS | 153436 | 13220.955 | 2022
solar pv | TRUE | 58187 | N | . | 180 Raritan Solar | 180 Raritan Energy Solutions, LLC | 58164 | NJ | MAT | RFC |  | 22 | 2 | NAICS-22 Non-Cogen | PV | SUN | SUN | PJM | 9066 | 2657 | 2022
petroleum | FALSE | 58191 | Y | . | US Magnesium | US Magnesium | 58153 | UT | MTN | WECC |  | 331 | 7 | Industrial NAICS Cogen | GT | DFO | DFO | PACE | 0 | 0 | 2022
natural gas peaker | FALSE | 58191 | Y | . | US Magnesium | US Magnesium | 58153 | UT | MTN | WECC |  | 331 | 7 | Industrial NAICS Cogen | GT | NG | NG | PACE | 511208 | 44049.04 | 2022
natural gas steam turbine | FALSE | 58192 | Y | . | Arkalon Ethanol LLC | Arkalon Ethanol LLC | 58167 | KS | WNC | MRO |  | 325193 | 7 | Industrial NAICS Cogen | ST | NG | NG | SWPP | 13787 | 3233 | 2022
natural gas steam turbine | FALSE | 58193 | Y | . | Bonanza BioEnergy LLC | Bonanza BioEnergy LLC | 58166 | KS | WNC | MRO |  | 325 | 7 | Industrial NAICS Cogen | ST | NG | NG | SWPP | 19554 | 4012 | 2022
petroleum | FALSE | 58194 | Y | . | West Campus Steam Plant | Penn State University | 58159 | PA | MAT | RFC |  | 611 | 5 | Commercial NAICS Cogen | GT | DFO | DFO | PJM | 59 | 14.62 | 2022
natural gas peaker | FALSE | 58194 | Y | . | West Campus Steam Plant | Penn State University | 58159 | PA | MAT | RFC |  | 611 | 5 | Commercial NAICS Cogen | GT | NG | NG | PJM | 99992 | 24757.98 | 2022
petroleum | FALSE | 58194 | Y | . | West Campus Steam Plant | Penn State University | 58159 | PA | MAT | RFC |  | 611 | 5 | Commercial NAICS Cogen | ST | DFO | DFO | PJM | 1 | 0.313 | 2022
natural gas steam turbine | FALSE | 58194 | Y | . | West Campus Steam Plant | Penn State University | 58159 | PA | MAT | RFC |  | 611 | 5 | Commercial NAICS Cogen | ST | NG | NG | PJM | 48187 | 11781.307 | 2022
petroleum | FALSE | 58195 | Y | . | East Campus Steam Plant | Penn State University | 58159 | PA | MAT | RFC |  | 611 | 5 | Commercial NAICS Cogen | GT | DFO | DFO | PJM | 860 | 200.072 | 2022
natural gas peaker | FALSE | 58195 | Y | . | East Campus Steam Plant | Penn State University | 58159 | PA | MAT | RFC |  | 611 | 5 | Commercial NAICS Cogen | GT | NG | NG | PJM | 214518 | 49907.328 | 2022
natural gas steam turbine | FALSE | 58196 | Y | . | Cargill Salt Hersey | Cargill Salt Hersey | 58170 | MI | ENC | RFC |  | 2123 | 7 | Industrial NAICS Cogen | ST | NG | NG | MISO | 26348 | 1722.72 | 2022
petroleum | FALSE | 58197 | Y | . | POET Biorefining Lake Crystal | POET Biorefining Lake Crystal | 58163 | MN | WNC | MRO |  | 325 | 7 | Industrial NAICS Cogen | IC | DFO | DFO | MISO | 4005 | 497 | 2022
natural gas steam turbine | FALSE | 58197 | Y | . | POET Biorefining Lake Crystal | POET Biorefining Lake Crystal | 58163 | MN | WNC | MRO |  | 325 | 7 | Industrial NAICS Cogen | ST | NG | NG | MISO | 26887 | 2364 | 2022
petroleum | FALSE | 58198 | Y | . | Parnassus Central Utility Plant | University of California-San Francisco | 58171 | CA | PACC | WECC |  | 611 | 5 | Commercial NAICS Cogen | CA | DFO | DFO | CISO | 0 | 0.096 | 2022
natural gas combined cycle | FALSE | 58198 | Y | . | Parnassus Central Utility Plant | University of California-San Francisco | 58171 | CA | PACC | WECC |  | 611 | 5 | Commercial NAICS Cogen | CA | NG | NG | CISO | 31117 | 6430.904 | 2022
petroleum | FALSE | 58198 | Y | . | Parnassus Central Utility Plant | University of California-San Francisco | 58171 | CA | PACC | WECC |  | 611 | 5 | Commercial NAICS Cogen | CT | DFO | DFO | CISO | 6 | 0.818 | 2022
natural gas combined cycle | FALSE | 58198 | Y | . | Parnassus Central Utility Plant | University of California-San Francisco | 58171 | CA | PACC | WECC |  | 611 | 5 | Commercial NAICS Cogen | CT | NG | NG | CISO | 383077 | 63416.182 | 2022
natural gas combined cycle | FALSE | 58199 | Y | . | Arizona State University CHP | Energy Center Phoenix LLC | 58172 | AZ | MTN | WECC |  | 611 | 5 | Commercial NAICS Cogen | CS | NG | NG | AZPS | 180106 | 37478 | 2022
natural gas peaker | FALSE | 58199 | Y | . | Arizona State University CHP | Energy Center Phoenix LLC | 58172 | AZ | MTN | WECC |  | 611 | 5 | Commercial NAICS Cogen | GT | NG | NG | AZPS | 0 | 0 | 2022
natural gas peaker | FALSE | 58201 | Y | . | Monroe Community College Plant | Monroe County (NY) | 60791 | NY | MAT | NPCC |  | 611 | 5 | Commercial NAICS Cogen | IC | NG | NG | NYIS | 0 | 0 | 2022
solar pv | TRUE | 58202 | N | . | RE Victor Phelan Solar One LLC | MN8 Energy LLC | 61944 | CA | PACC | WECC |  | 22 | 2 | NAICS-22 Non-Cogen | PV | SUN | SUN | CISO | 143694 | 42114 | 2022
onshore wind | TRUE | 58203 | N | . | Minco Wind III, LLC | FPLE Wind, LLC | 56925 | OK | WSC | MRO |  | 22 | 2 | NAICS-22 Non-Cogen | WT | WND | WND | SWPP | 1716438 | 503059 | 2022
solar pv | TRUE | 58204 | N | . | Grassland 3&4 Solar Project | Yolo County of | 56751 | CA | PACC | WECC |  | 22 | 2 | NAICS-22 Non-Cogen | PV | SUN | SUN | CISO | 5718 | 1676 | 2022
hard coal | TRUE | 58205 | Y | . | Grand Ave Plant | Veolia Energy Kansas City | 58176 | MO | WNC | MRO |  | 22 | 3 | NAICS-22 Cogen | ST | BIT | COL | SWPP | 0 | 0 | 2022
natural gas steam turbine | TRUE | 58205 | Y | . | Grand Ave Plant | Veolia Energy Kansas City | 58176 | MO | WNC | MRO |  | 22 | 3 | NAICS-22 Cogen | ST | NG | NG | SWPP | 170590 | 36998 | 2022
solar pv | TRUE | 58206 | N | . | West Gates Solar Station | Pacific Gas & Electric Co. | 14328 | CA | PACC | WECC |  | 22 | 1 | Electric Utility | PV | SUN | SUN | CISO | 67351 | 19739 | 2022
petroleum | FALSE | 58207 | Y | . | Central Utility Plant at White Oak | GSA Metropolitan Service Center | 58178 | MD | SAT | RFC |  | 921 | 5 | Commercial NAICS Cogen | CA | DFO | DFO | PJM | 0 | 0 | 2022
natural gas combined cycle | FALSE | 58207 | Y | . | Central Utility Plant at White Oak | GSA Metropolitan Service Center | 58178 | MD | SAT | RFC |  | 921 | 5 | Commercial NAICS Cogen | CA | NG | NG | PJM | 0 | 0 | 2022
petroleum | FALSE | 58207 | Y | . | Central Utility Plant at White Oak | GSA Metropolitan Service Center | 58178 | MD | SAT | RFC |  | 921 | 5 | Commercial NAICS Cogen | CT | DFO | DFO | PJM | 1149 | 94.739 | 2022
natural gas combined cycle | FALSE | 58207 | Y | . | Central Utility Plant at White Oak | GSA Metropolitan Service Center | 58178 | MD | SAT | RFC |  | 921 | 5 | Commercial NAICS Cogen | CT | NG | NG | PJM | 502744 | 41448.421 | 2022
petroleum | FALSE | 58207 | Y | . | Central Utility Plant at White Oak | GSA Metropolitan Service Center | 58178 | MD | SAT | RFC |  | 921 | 5 | Commercial NAICS Cogen | GT | DFO | DFO | PJM | 0 | 0 | 2022
natural gas peaker | FALSE | 58207 | Y | . | Central Utility Plant at White Oak | GSA Metropolitan Service Center | 58178 | MD | SAT | RFC |  | 921 | 5 | Commercial NAICS Cogen | GT | NG | NG | PJM | 673106 | 56065.8 | 2022
petroleum | FALSE | 58207 | Y | . | Central Utility Plant at White Oak | GSA Metropolitan Service Center | 58178 | MD | SAT | RFC |  | 921 | 5 | Commercial NAICS Cogen | IC | DFO | DFO | PJM | 905 | 78.836 | 2022
natural gas peaker | FALSE | 58207 | Y | . | Central Utility Plant at White Oak | GSA Metropolitan Service Center | 58178 | MD | SAT | RFC |  | 921 | 5 | Commercial NAICS Cogen | IC | NG | NG | PJM | 24822 | 2126.164 | 2022
onshore wind | TRUE | 58209 | N | . | NextEra-Blackwell Wind, LLC | Blackwell Wind, LLC | 58180 | OK | WSC | MRO |  | 22 | 2 | NAICS-22 Non-Cogen | WT | WND | WND | SWPP | 629132 | 184388 | 2022
solar pv | TRUE | 58210 | N | . | NFM Solar Power LLC | FirstLight Power Resources, Inc. - MA | 58185 | MA | NEW | NPCC |  | 22 | 2 | NAICS-22 Non-Cogen | PV | SUN | SUN | ISNE | 5837 | 1711 | 2022
solar pv | TRUE | 58213 | N | . | Saddle Mountain Solar I | SunE AZ2, LLC | 58182 | AZ | MTN | WECC |  | 22 | 2 | NAICS-22 Non-Cogen | PV | SUN | SUN | AZPS | 114996 | 33703 | 2022
solar pv | TRUE | 58214 | N | . | West Greenwich Solar | Consolidated Edison Development Inc. | 56769 | RI | NEW | NPCC |  | 22 | 2 | NAICS-22 Non-Cogen | PV | SUN | SUN | ISNE | 9470 | 2775 | 2022
petroleum | TRUE | 58215 | N | . | Lee Combined Cycle Plant | Duke Energy Progress - (NC) | 3046 | NC | SAT | SERC |  | 22 | 1 | Electric Utility | CA | DFO | DFO | DUK | 0 | 8.936 | 2022
natural gas combined cycle | TRUE | 58215 | N | . | Lee Combined Cycle Plant | Duke Energy Progress - (NC) | 3046 | NC | SAT | SERC |  | 22 | 1 | Electric Utility | CA | NG | NG | DUK | 9781414 | 2230303.1 | 2022
petroleum | TRUE | 58215 | N | . | Lee Combined Cycle Plant | Duke Energy Progress - (NC) | 3046 | NC | SAT | SERC |  | 22 | 1 | Electric Utility | CT | DFO | DFO | DUK | 613 | 54.621 | 2022
natural gas combined cycle | TRUE | 58215 | N | . | Lee Combined Cycle Plant | Duke Energy Progress - (NC) | 3046 | NC | SAT | SERC |  | 22 | 1 | Electric Utility | CT | NG | NG | DUK | 36029939 | 3810679.4 | 2022
other | FALSE | 58216 | N | . | J.R. Simplot Company | J.R. Simplot Company | 58183 | CA | PACC | WECC |  | 325311 | 6 | Industrial NAICS Non-Cogen | ST | WH | OTH | CISO | 48934 | 14342.42 | 2022
solar pv | TRUE | 58217 | N | . | Grassland 1&2 Solar Project | Yolo County of | 56751 | CA | PACC | WECC |  | 22 | 2 | NAICS-22 Non-Cogen | PV | SUN | SUN | CISO | 9867 | 2892 | 2022
onshore wind | TRUE | 58218 | N | . | Spion Kop Wind Farm | NorthWestern Energy (MT wind/thermal) | 56815 | MT | MTN | WECC |  | 22 | 1 | Electric Utility | WT | WND | WND | NWMT | 412677 | 120949 | 2022
onshore wind | FALSE | 58220 | N | . | Haviland Plastic Products | Haviland Plastic Products Co | 58187 | OH | ENC | RFC |  | 326 | 6 | Industrial NAICS Non-Cogen | WT | WND | WND | PJM | 46000 | 13482 | 2022
hard coal | FALSE | 58222 | Y | . | E.B. Eddy Paper Inc | E.B. Eddy Paper Inc | 58194 | MI | ENC | RFC |  | 322 | 7 | Industrial NAICS Cogen | ST | BIT | COL | MISO | 0 | 0 | 2022
petroleum | FALSE | 58222 | Y | . | E.B. Eddy Paper Inc | E.B. Eddy Paper Inc | 58194 | MI | ENC | RFC |  | 322 | 7 | Industrial NAICS Cogen | ST | DFO | DFO | MISO | 0 | 0 | 2022
natural gas steam turbine | FALSE | 58222 | Y | . | E.B. Eddy Paper Inc | E.B. Eddy Paper Inc | 58194 | MI | ENC | RFC |  | 322 | 7 | Industrial NAICS Cogen | ST | NG | NG | MISO | 0 | 0 | 2022
natural gas peaker | FALSE | 58223 | Y | . | Hoag Hospital Cogen Plant | Hoag Memorial Presbyterian Hospital | 58195 | CA | PACC | WECC |  | 622 | 5 | Commercial NAICS Cogen | IC | NG | NG | CISO | 141415 | 2727.34 | 2022
petroleum | FALSE | 58224 | Y | . | CCSU Co-Gen-STBY Gen | Central Connecticut State University | 58188 | CT | NEW | NPCC |  | 611 | 5 | Commercial NAICS Cogen | IC | DFO | DFO | ISNE | 0 | 0 | 2022
natural gas peaker | FALSE | 58224 | Y | . | CCSU Co-Gen-STBY Gen | Central Connecticut State University | 58188 | CT | NEW | NPCC |  | 611 | 5 | Commercial NAICS Cogen | IC | NG | NG | ISNE | 58 | 14.7 | 2022
solar pv | TRUE | 58226 | N | . | Newberry Solar 1 LLC | Newberry Solar 1 LLC | 58197 | CA | PACC | WECC |  | 22 | 2 | NAICS-22 Non-Cogen | PV | SUN | SUN | CISO | 9884 | 2897 | 2022
solar pv | TRUE | 58227 | N | . | SEPV9 Power Plant | Duke Energy Renewables Services | 65411 | CA | PACC | WECC |  | 22 | 2 | NAICS-22 Non-Cogen | PV | SUN | SUN | CISO | 76558 | 22438 | 2022
solar pv | TRUE | 58228 | N | . | Milford Solar Farm | Milford Solar LLC | 58201 | DE | SAT | RFC |  | 22 | 2 | NAICS-22 Non-Cogen | PV | SUN | SUN | PJM | 68244 | 20001 | 2022
solar pv | TRUE | 58231 | N | . | Lincoln Financial Field | NRG Energy Center Eagles LLC | 58203 | PA | MAT | RFC |  | 22 | 2 | NAICS-22 Non-Cogen | PV | SUN | SUN | PJM | 10210 | 2992 | 2022
solar pv | FALSE | 58232 | N | . | Tahquitz High School | AES Distributed Energy | 61012 | CA | PACC | WECC |  | 611 | 4 | Commercial NAICS Non-Cogen | PV | SUN | SUN | CISO | 5704 | 1672 | 2022
onshore wind | TRUE | 58233 | N | . | Wagner Wind LLC | Greenbacker Renewable Energy Corporation | 60025 | CA | PACC | WECC |  | 22 | 2 | NAICS-22 Non-Cogen | WT | WND | WND | CISO | 48831 | 14312 | 2022
solar pv | TRUE | 58234 | N | . | SEPV 8 | Duke Energy Renewables Services | 65411 | CA | PACC | WECC |  | 22 | 2 | NAICS-22 Non-Cogen | PV | SUN | SUN | CISO | 108614 | 31833 | 2022
natural gas peaker | TRUE | 58235 | N | . | Clayville | City of Vineland - (NJ) | 19856 | NJ | MAT | RFC |  | 22 | 1 | Electric Utility | GT | NG | NG | PJM | 617862 | 60239 | 2022
other | TRUE | 58236 | N | . | Marshalltown Generating Station | Interstate Power and Light Co | 9417 | IA | WNC | MRO |  | 22 | 1 | Electric Utility | BA | MWH | OTH | MISO | 0 | -13 | 2022
natural gas combined cycle | TRUE | 58236 | N | . | Marshalltown Generating Station | Interstate Power and Light Co | 9417 | IA | WNC | MRO |  | 22 | 1 | Electric Utility | CA | NG | NG | MISO | 0 | 1001870 | 2022
natural gas combined cycle | TRUE | 58236 | N | . | Marshalltown Generating Station | Interstate Power and Light Co | 9417 | IA | WNC | MRO |  | 22 | 1 | Electric Utility | CT | NG | NG | MISO | 19548220 | 1722145 | 2022
solar pv | TRUE | 58236 | N | . | Marshalltown Generating Station | Interstate Power and Light Co | 9417 | IA | WNC | MRO |  | 22 | 1 | Electric Utility | PV | SUN | SUN | MISO | 0 | 0 | 2022
other | FALSE | 58237 | Y | . | CCSU Fuel Cell Project | New Britain Renewable Energy, LLC | 58213 | CT | NEW | NPCC |  | 611 | 5 | Commercial NAICS Cogen | FC | NG | NG | ISNE | 59789 | 8596 | 2022
onshore wind | TRUE | 58238 | N | . | Georgia Mountain Community Wind Farm | Greenbacker Renewable Energy Corporation | 60025 | VT | NEW | NPCC |  | 22 | 2 | NAICS-22 Non-Cogen | WT | WND | WND | ISNE | 104797 | 30714 | 2022
solar pv | TRUE | 58239 | N | . | Kent County-Kennedyville | Terraform Arcadia | 63249 | MD | SAT | RFC |  | 22 | 2 | NAICS-22 Non-Cogen | PV | SUN | SUN | PJM | 5421 | 1589 | 2022
solar pv | TRUE | 58240 | N | . | Kit Carson | Terraform Arcadia | 63249 | NM | MTN | WECC |  | 22 | 2 | NAICS-22 Non-Cogen | PV | SUN | SUN | PNM | 8740 | 2562 | 2022
solar pv | TRUE | 58241 | N | . | Rock Hall | Terraform Arcadia | 63249 | MD | SAT | RFC |  | 22 | 2 | NAICS-22 Non-Cogen | PV | SUN | SUN | PJM | 5961 | 1747 | 2022
onshore wind | TRUE | 58242 | N | . | Pattern Panhandle Wind LLC | Pattern Operators LP | 56545 | TX | WSC | TRE |  | 22 | 2 | NAICS-22 Non-Cogen | WT | WND | WND | ERCO | 2396384 | 702340 | 2022
solar pv | TRUE | 58243 | N | . | Kent County - Worton Complex | Terraform Arcadia | 63249 | MD | SAT | RFC |  | 22 | 2 | NAICS-22 Non-Cogen | PV | SUN | SUN | PJM | 5530 | 1621 | 2022
solar pv | FALSE | 58244 | N | . | West Valley High School Solar | AES Distributed Energy | 61012 | CA | PACC | WECC |  | 611 | 4 | Commercial NAICS Non-Cogen | PV | SUN | SUN | CISO | 4959 | 1453 | 2022
natural gas peaker | FALSE | 58245 | Y | . | Northeastern Illinois University Cogen | Northeastern Illinois University | 58220 | IL | ENC | RFC |  | 611 | 5 | Commercial NAICS Cogen | IC | NG | NG | PJM | 39 | 10.78 | 2022
biomass | TRUE | 58246 | N | . | Millersville LFG | LES Operations Services LLC | 58221 | MD | SAT | RFC |  | 22 | 2 | NAICS-22 Non-Cogen | IC | LFG | MLG | PJM | 234847 | 23185 | 2022
solar pv | FALSE | 58248 | N | . | Pierce College | Los Angeles Community College District | 57276 | CA | PACC | WECC |  | 611 | 4 | Commercial NAICS Non-Cogen | PV | SUN | SUN | LDWP | 10587 | 3103 | 2022
biomass | TRUE | 58250 | N | . | Tullytown | WM Renewable Energy LLC | 54842 | PA | MAT | RFC |  | 22 | 2 | NAICS-22 Non-Cogen | IC | LFG | MLG | PJM | 136778 | 12913 | 2022
other | FALSE | 58251 | Y | . | C&H Sugar Plant | C&H Sugar Company Inc | 58223 | CA | PACC | WECC |  | 311 | 7 | Industrial NAICS Cogen | ST | PUR | OTH | CISO | 158565 | 46472 | 2022
biomass | TRUE | 58252 | N | . | Alpha Ridge LFG | Howard County - Maryland | 58229 | MD | SAT | RFC |  | 22 | 2 | NAICS-22 Non-Cogen | IC | LFG | MLG | PJM | 15280 | 1583 | 2022
other | FALSE | 58253 | N | . | CBS Television City | Televison City Studios, LLC. | 63330 | CA | PACC | WECC |  | 512 | 4 | Commercial NAICS Non-Cogen | FC | NG | NG | LDWP | 64650 | 4796 | 2022
solar pv | FALSE | 58253 | N | . | CBS Television City | Televison City Studios, LLC. | 63330 | CA | PACC | WECC |  | 512 | 4 | Commercial NAICS Non-Cogen | PV | SUN | SUN | LDWP | 5169 | 1515 | 2022
natural gas peaker | TRUE | 58254 | N | . | Chatham | City of Lowell - (MI) | 11268 | MI | ENC | RFC |  | 22 | 1 | Electric Utility | GT | NG | NG | MISO | 1187 | 85 | 2022
natural gas peaker | TRUE | 58255 | N | . | Rubart | Sunflower Electric Power Corp | 18315 | KS | WNC | MRO |  | 22 | 1 | Electric Utility | IC | NG | NG | SWPP | 1276205 | 130957 | 2022
other | TRUE | 58256 | N | . | Los Alamos PV Site | Los Alamos County | 11204 | NM | MTN | WECC |  | 22 | 1 | Electric Utility | BA | MWH | OTH | PNM | 0 | -83 | 2022
solar pv | TRUE | 58256 | N | . | Los Alamos PV Site | Los Alamos County | 11204 | NM | MTN | WECC |  | 22 | 1 | Electric Utility | PV | SUN | SUN | PNM | 2274 | 666 | 2022
hydro | TRUE | 58257 | N | . | Upper Pacolet Hydro | Lockhart Power Co | 11118 | SC | SAT | SERC |  | 22 | 1 | Electric Utility | HY | WAT | HYC | DUK | 16511 | 4839 | 2022
natural gas peaker | FALSE | 58258 | Y | . | Central Utilities Plant LAX 2 | LAX Airport | 10810 | CA | PACC | WECC |  | 4881 | 5 | Commercial NAICS Cogen | GT | NG | NG | LDWP | 162589 | 39227.44 | 2022
solar pv | TRUE | 58259 | N | . | Kalaeloa Solar Two | Altus Power America Management, LLC | 60281 | HI | PACN |  |  | 22 | 2 | NAICS-22 Non-Cogen | PV | SUN | SUN |  | 22608 | 6626 | 2022
natural gas combined cycle | TRUE | 58260 | N | . | Brunswick County Power Station | Virginia Electric & Power Co | 19876 | VA | SAT | SERC |  | 22 | 1 | Electric Utility | CA | NG | NG | PJM | 0 | 0 | 2022
natural gas combined cycle | TRUE | 58260 | N | . | Brunswick County Power Station | Virginia Electric & Power Co | 19876 | VA | SAT | SERC |  | 22 | 1 | Electric Utility | CT | NG | NG | PJM | 51315683 | 7228016 | 2022
solar pv | TRUE | 58261 | N | . | FAA NorCal TRACON | Enfinity NorCal 1 FAA LLC | 58238 | CA | PACC | WECC |  | 22 | 2 | NAICS-22 Non-Cogen | PV | SUN | SUN | BANC | 5462 | 1601 | 2022
solar pv | TRUE | 58262 | N | . | Badger 1 | Desert Sky Solar LLC | 58239 | AZ | MTN | WECC |  | 22 | 2 | NAICS-22 Non-Cogen | PV | SUN | SUN | AZPS | 130867 | 38355 | 2022
natural gas peaker | FALSE | 58265 | Y | . | NCAH Central Utility Plant | National Centers for Animal Health | 58247 | IA | WNC | MRO |  | 921 | 5 | Commercial NAICS Cogen | GT | NG | NG | MISO | 38572 | 9195.34 | 2022
petroleum | FALSE | 58265 | Y | . | NCAH Central Utility Plant | National Centers for Animal Health | 58247 | IA | WNC | MRO |  | 921 | 5 | Commercial NAICS Cogen | IC | DFO | DFO | MISO | 245 | 58.8 | 2022
natural gas peaker | TRUE | 58266 | N | . | Port Westward Unit 2 | Portland General Electric Co | 15248 | OR | PACC | WECC |  | 22 | 1 | Electric Utility | IC | NG | NG | PGE | 6019149 | 694770 | 2022
petroleum | TRUE | 58269 | N | . | Bay View Backup Power Facility | COT/Division of Water Reclamation | 58240 | OH | ENC | RFC |  | 22 | 1 | Electric Utility | IC | DFO | DFO | PJM | 259 | 91.648 | 2022
natural gas peaker | TRUE | 58269 | N | . | Bay View Backup Power Facility | COT/Division of Water Reclamation | 58240 | OH | ENC | RFC |  | 22 | 1 | Electric Utility | IC | NG | NG | PJM | 1 | 0.352 | 2022
biomass | TRUE | 58269 | N | . | Bay View Backup Power Facility | COT/Division of Water Reclamation | 58240 | OH | ENC | RFC |  | 22 | 1 | Electric Utility | IC | OBG | ORW | PJM | 0 | 0 | 2022
solar pv | TRUE | 58270 | N | . | Acushnet AD Makepeace | CleanCapital Holdings | 65164 | MA | NEW | NPCC |  | 22 | 2 | NAICS-22 Non-Cogen | PV | SUN | SUN | ISNE | 20628 | 6046 | 2022
solar pv | TRUE | 58271 | N | . | Acushnet Hawes Reed Road | CleanCapital Holdings | 65164 | MA | NEW | NPCC |  | 22 | 2 | NAICS-22 Non-Cogen | PV | SUN | SUN | ISNE | 6176 | 1810 | 2022
solar pv | TRUE | 58272 | N | . | Easthampton Landfill-City of Easthampton | CleanCapital Holdings | 65164 | MA | NEW | NPCC |  | 22 | 2 | NAICS-22 Non-Cogen | PV | SUN | SUN | ISNE | 9919 | 2907 | 2022
solar pv | TRUE | 58273 | N | . | South Robeson Farm | USF Surry, LLC | 63233 | NC | SAT | SERC |  | 22 | 2 | NAICS-22 Non-Cogen | PV | SUN | SUN | CPLE | 25693 | 7530 | 2022
solar pv | TRUE | 58274 | N | . | Raeford Farm | SRE Utility Solar 1, LLC | 61119 | NC | SAT | SERC |  | 22 | 2 | NAICS-22 Non-Cogen | PV | SUN | SUN | CPLE | 29673 | 8697 | 2022
solar pv | TRUE | 58275 | N | . | Mass Midstate Solar 3 | Evergreen Wind, LLC | 59155 | MA | NEW | NPCC |  | 22 | 2 | NAICS-22 Non-Cogen | PV | SUN | SUN | ISNE | 21969 | 6439 | 2022
solar pv | TRUE | 58276 | N | . | Mass Midstate Solar 2 | Evergreen Wind, LLC | 59155 | MA | NEW | NPCC |  | 22 | 2 | NAICS-22 Non-Cogen | PV | SUN | SUN | ISNE | 23707 | 6948 | 2022
natural gas peaker | TRUE | 58278 | N | . | TNSG North Plant | TDX North Slope Generating Inc. | 57494 | AK | PACN |  |  | 22 | 1 | Electric Utility | GT | NG | NG |  | 664699 | 49378 | 2022
petroleum | TRUE | 58278 | N | . | TNSG North Plant | TDX North Slope Generating Inc. | 57494 | AK | PACN |  |  | 22 | 1 | Electric Utility | IC | DFO | DFO |  | 0 | 0 | 2022
solar pv | TRUE | 58279 | N | . | Mass Midstate Solar 1 | Evergreen Wind, LLC | 59155 | MA | NEW | NPCC |  | 22 | 2 | NAICS-22 Non-Cogen | PV | SUN | SUN | ISNE | 26658 | 7813 | 2022
solar pv | TRUE | 58280 | N | . | Millbury Solar | Evergreen Wind, LLC | 59155 | MA | NEW | NPCC |  | 22 | 2 | NAICS-22 Non-Cogen | PV | SUN | SUN | ISNE | 16938 | 4964 | 2022
solar pv | TRUE | 58281 | N | . | Lanikuhana Solar LLC | Lanikuhana Solar LLC | 60987 | HI | PACN |  |  | 22 | 2 | NAICS-22 Non-Cogen | PV | SUN | SUN | HECO | 97212 | 28491 | 2022
solar pv | TRUE | 58282 | N | . | Leicester One MA Solar LLC | CVI CleanCapital Solar 1 LLC | 65432 | MA | NEW | NPCC |  | 22 | 2 | NAICS-22 Non-Cogen | PV | SUN | SUN | ISNE | 20846 | 6109 | 2022
solar pv | TRUE | 58283 | N | . | Freetown Solar | Mass Solar, LLC | 58598 | MA | NEW | NPCC |  | 22 | 2 | NAICS-22 Non-Cogen | PV | SUN | SUN | ISNE | 23797 | 6974 | 2022
natural gas peaker | TRUE | 58284 | N | . | La Luz Energy Center | Public Service Co of NM | 15473 | NM | MTN | WECC |  | 22 | 1 | Electric Utility | GT | NG | NG | PNM | 75 | 6095 | 2022
solar pv | TRUE | 58289 | N | . | Venable Solar 1 | Venable Solar, LLC | 59455 | CA | PACC | WECC |  | 22 | 2 | NAICS-22 Non-Cogen | PV | SUN | SUN | CISO | 5439 | 1594 | 2022
solar pv | TRUE | 58290 | N | . | Venable Solar 2 | Venable Solar, LLC | 59455 | CA | PACC | WECC |  | 22 | 2 | NAICS-22 Non-Cogen | PV | SUN | SUN | CISO | 5435 | 1593 | 2022
solar pv | TRUE | 58292 | N | . | Jewish Community Center PV | AES Distributed Energy | 61012 | AZ | MTN | WECC |  | 22 | 2 | NAICS-22 Non-Cogen | PV | SUN | SUN | AZPS | 7456 | 2185 | 2022
solar pv | TRUE | 58293 | N | . | Paradise Valley H.S. PV | AES Distributed Energy | 61012 | AZ | MTN | WECC |  | 22 | 2 | NAICS-22 Non-Cogen | PV | SUN | SUN | AZPS | 8000 | 2345 | 2022
other | TRUE | 58296 | N | . | Roll Delano 2 | Bloom Energy | 57128 | CA | PACC | WECC |  | 22 | 2 | NAICS-22 Non-Cogen | FC | NG | NG | CISO | 61611 | 8086 | 2022
other | TRUE | 58297 | N | . | Roll Delano | Bloom Energy | 57128 | CA | PACC | WECC |  | 22 | 2 | NAICS-22 Non-Cogen | FC | NG | NG | CISO | 54466 | 7125 | 2022
other | TRUE | 58298 | N | . | Roll Lost Hills | Bloom Energy | 57128 | CA | PACC | WECC |  | 22 | 2 | NAICS-22 Non-Cogen | FC | NG | NG | CISO | 46068 | 6501 | 2022
other | TRUE | 58299 | N | . | Xilinx San Jose | Bloom Energy | 57128 | CA | PACC | WECC |  | 22 | 2 | NAICS-22 Non-Cogen | FC | NG | NG | CISO | 46783 | 6344 | 2022
other | TRUE | 58300 | N | . | Honda Torrance | Bloom Energy | 57128 | CA | PACC | WECC |  | 22 | 2 | NAICS-22 Non-Cogen | FC | NG | NG | CISO | 40351 | 5241 | 2022
other | TRUE | 58301 | N | . | Juniper Networks Sunnyvale | Bloom Energy | 57128 | CA | PACC | WECC |  | 22 | 2 | NAICS-22 Non-Cogen | FC | NG | NG | CISO | 47155 | 6320 | 2022
other | TRUE | 58302 | N | . | Life Technologies Carlsbad | Bloom Energy | 57128 | CA | PACC | WECC |  | 22 | 2 | NAICS-22 Non-Cogen | FC | NG | NG | CISO | 55309 | 7760 | 2022
other | TRUE | 58303 | N | . | Taylor Farms Salinas | Bloom Energy | 57128 | CA | PACC | WECC |  | 22 | 2 | NAICS-22 Non-Cogen | FC | NG | NG | CISO | 134365 | 1898 | 2022
solar pv | TRUE | 58304 | N | . | Kingsburg Solar | Altus Power America Management, LLC | 60281 | CA | PACC | WECC |  | 22 | 2 | NAICS-22 Non-Cogen | PV | SUN | SUN | CISO | 21868 | 6409 | 2022
solar pv | TRUE | 58305 | N | . | PCIP Solar | Greenbacker Renewable Energy Corporation | 60025 | NC | SAT | SERC |  | 22 | 2 | NAICS-22 Non-Cogen | PV | SUN | SUN | CPLE | 5524 | 1619 | 2022
solar pv | TRUE | 58306 | N | . | Exeter Solar | Altus Power America Management, LLC | 60281 | CA | PACC | WECC |  | 22 | 2 | NAICS-22 Non-Cogen | PV | SUN | SUN | CISO | 22697 | 6652 | 2022
solar pv | TRUE | 58307 | N | . | Ivanhoe Solar | Altus Power America Management, LLC | 60281 | CA | PACC | WECC |  | 22 | 2 | NAICS-22 Non-Cogen | PV | SUN | SUN | CISO | 22324 | 6543 | 2022
solar pv | TRUE | 58308 | N | . | Lindsay Solar | Altus Power America Management, LLC | 60281 | CA | PACC | WECC |  | 22 | 2 | NAICS-22 Non-Cogen | PV | SUN | SUN | CISO | 20825 | 6104 | 2022
solar pv | TRUE | 58309 | N | . | Porterville Solar | Altus Power America Management, LLC | 60281 | CA | PACC | WECC |  | 22 | 2 | NAICS-22 Non-Cogen | PV | SUN | SUN | CISO | 21202 | 6214 | 2022
petroleum | FALSE | 58310 | N | . | Lake Charles Plant | Rain CII Carbon LLC | 58287 | LA | WSC | SERC |  | 324 | 6 | Industrial NAICS Non-Cogen | ST | PC | PC | MISO | 0 | 0 | 2022
other | FALSE | 58310 | N | . | Lake Charles Plant | Rain CII Carbon LLC | 58287 | LA | WSC | SERC |  | 324 | 6 | Industrial NAICS Non-Cogen | ST | WH | OTH | MISO | 628058 | 184073 | 2022
solar pv | TRUE | 58311 | N | . | Chadbourn Farm | Strata Manager, LLC | 64778 | NC | SAT | SERC |  | 22 | 2 | NAICS-22 Non-Cogen | PV | SUN | SUN | CPLE | 30992 | 9083 | 2022
solar pv | TRUE | 58312 | N | . | Warrenton Farm | Palmetto Power Management LLC | 63248 | NC | SAT | SERC |  | 22 | 2 | NAICS-22 Non-Cogen | PV | SUN | SUN | CPLE | 24790 | 7266 | 2022
solar pv | TRUE | 58313 | N | . | Mocksville Farm | Strata Manager, LLC | 64778 | NC | SAT | SERC |  | 22 | 2 | NAICS-22 Non-Cogen | PV | SUN | SUN | CPLE | 31483 | 9227 | 2022
solar pv | TRUE | 58314 | N | . | Belwood Farm | Palmetto Power Management LLC | 63248 | NC | SAT | SERC |  | 22 | 2 | NAICS-22 Non-Cogen | PV | SUN | SUN | CPLE | 23252 | 6815 | 2022
solar pv | TRUE | 58315 | N | . | Arndt Farm | Strata Manager, LLC | 64778 | NC | SAT | SERC |  | 22 | 2 | NAICS-22 Non-Cogen | PV | SUN | SUN | DUK | 32033 | 9388 | 2022
solar pv | TRUE | 58316 | N | . | Railroad Farm | Palmetto Power Management LLC | 63248 | NC | SAT | SERC |  | 22 | 2 | NAICS-22 Non-Cogen | PV | SUN | SUN | CPLE | 27694 | 8116 | 2022
solar pv | TRUE | 58317 | N | . | Watts Farm | Palmetto Power Management LLC | 63248 | NC | SAT | SERC |  | 22 | 2 | NAICS-22 Non-Cogen | PV | SUN | SUN | CPLE | 29404 | 8618 | 2022
solar pv | TRUE | 58318 | N | . | Farrington Farm | Strata Manager, LLC | 64778 | NC | SAT | SERC |  | 22 | 2 | NAICS-22 Non-Cogen | PV | SUN | SUN | CPLE | 4683 | 1372 | 2022
geothermal | TRUE | 58319 | N | . | Patua Acquisition Project, LLC | Patua Acquisition Company, LLC | 58245 | NV | MTN | WECC |  | 22 | 2 | NAICS-22 Non-Cogen | BT | GEO | GEO | NEVP | 337950 | 99048 | 2022
solar pv | TRUE | 58319 | N | . | Patua Acquisition Project, LLC | Patua Acquisition Company, LLC | 58245 | NV | MTN | WECC |  | 22 | 2 | NAICS-22 Non-Cogen | PV | SUN | SUN | NEVP | 92946 | 27241 | 2022
biomass | TRUE | 58320 | N | . | G2 Energy Hay Rd | G2 Energy LLC | 56440 | CA | PACC | WECC |  | 22 | 2 | NAICS-22 Non-Cogen | IC | LFG | MLG | CISO | 128174 | 12493 | 2022
onshore wind | TRUE | 58321 | N | . | Goldthwaite Wind Energy Facility | Invenergy Services LLC | 49893 | TX | WSC | TRE |  | 22 | 2 | NAICS-22 Non-Cogen | WT | WND | WND | ERCO | 1692760 | 496120 | 2022
onshore wind | TRUE | 58322 | N | . | Prairie Breeze | SunEdison LLC | 59139 | NE | WNC | MRO |  | 22 | 2 | NAICS-22 Non-Cogen | WT | WND | WND | SWPP | 3149017 | 922924 | 2022
solar pv | TRUE | 58323 | N | . | Shannon Farm | Strata Manager, LLC | 64778 | NC | SAT | SERC |  | 22 | 2 | NAICS-22 Non-Cogen | PV | SUN | SUN | CPLE | 28040 | 8218 | 2022
onshore wind | TRUE | 58324 | N | . | Vansycle II Wind Energy Center | FPL Energy Stateline II Inc | 58298 | OR | PACC | WECC |  | 22 | 2 | NAICS-22 Non-Cogen | WT | WND | WND | PACW | 621206 | 182065 | 2022
natural gas peaker | TRUE | 58325 | N | . | Charles D. Lamb Energy Center | Oklahoma Municipal Power Authority | 14077 | OK | WSC | MRO |  | 22 | 1 | Electric Utility | GT | NG | NG | SWPP | 1752451 | 137371 | 2022
natural gas peaker | FALSE | 58326 | Y | . | PWD Northeast WPCP Biogas Cogen Plant | Philadelphia Water Department | 56205 | PA | MAT | RFC |  | 22132 | 5 | Commercial NAICS Cogen | IC | NG | NG | PJM | 88499 | 8839.443 | 2022
biomass | FALSE | 58326 | Y | . | PWD Northeast WPCP Biogas Cogen Plant | Philadelphia Water Department | 56205 | PA | MAT | RFC |  | 22132 | 5 | Commercial NAICS Cogen | IC | OBG | ORW | PJM | 178842 | 18036.557 | 2022
natural gas peaker | FALSE | 58327 | Y | . | Bradley Energy Center | Ameresco Select Inc | 58300 | CT | NEW | NPCC |  | 481 | 5 | Commercial NAICS Cogen | IC | NG | NG | ISNE | 105054 | 13791 | 2022
natural gas peaker | FALSE | 58328 | Y | . | North Chicago Energy Center | Energy Systems Group LLC | 58303 | IL | ENC | RFC |  | 622 | 5 | Commercial NAICS Cogen | GT | NG | NG | PJM | 200581 | 35277 | 2022
solar pv | TRUE | 58329 | N | . | UMMS at Pocomoke | Luminace Solar Maryland II, LLC | 58304 | MD | SAT | RFC |  | 22 | 2 | NAICS-22 Non-Cogen | PV | SUN | SUN | PJM | 17856 | 5233 | 2022
natural gas peaker | FALSE | 58330 | Y | . | The Andersons Albion Ethanol LLC | The Andersons Albion Ethanol LLC | 58313 | MI | ENC | RFC |  | 325193 | 7 | Industrial NAICS Cogen | GT | NG | NG | MISO | 292288 | 60445.42 | 2022
natural gas steam turbine | FALSE | 58330 | Y | . | The Andersons Albion Ethanol LLC | The Andersons Albion Ethanol LLC | 58313 | MI | ENC | RFC |  | 325193 | 7 | Industrial NAICS Cogen | ST | NG | NG | MISO | 0 | 0 | 2022
solar pv | TRUE | 58331 | N | . | Fuquay Farm | Strata Manager, LLC | 64778 | NC | SAT | SERC |  | 22 | 2 | NAICS-22 Non-Cogen | PV | SUN | SUN | CPLE | 29423 | 8624 | 2022
solar pv | TRUE | 58332 | N | . | Haynes Farm | Strata Manager, LLC | 64778 | NC | SAT | SERC |  | 22 | 2 | NAICS-22 Non-Cogen | PV | SUN | SUN | DUK | 28167 | 8255 | 2022
solar pv | TRUE | 58333 | N | . | Lenoir Farm | Strata Manager, LLC | 64778 | NC | SAT | SERC |  | 22 | 2 | NAICS-22 Non-Cogen | PV | SUN | SUN | CPLE | 28838 | 8452 | 2022
solar pv | TRUE | 58334 | N | . | Lenoir Farm 2 | Strata Manager, LLC | 64778 | NC | SAT | SERC |  | 22 | 2 | NAICS-22 Non-Cogen | PV | SUN | SUN | CPLE | 28258 | 8282 | 2022
solar pv | TRUE | 58335 | N | . | Marshville Farm | Strata Manager, LLC | 64778 | NC | SAT | SERC |  | 22 | 2 | NAICS-22 Non-Cogen | PV | SUN | SUN | DUK | 27568 | 8080 | 2022
solar pv | TRUE | 58336 | N | . | Mile Farm | Palmetto Power Management LLC | 63248 | NC | SAT | SERC |  | 22 | 2 | NAICS-22 Non-Cogen | PV | SUN | SUN | CPLE | 29909 | 8766 | 2022
solar pv | TRUE | 58337 | N | . | Moore Solar Farm | Strata Manager, LLC | 64778 | NC | SAT | SERC |  | 22 | 2 | NAICS-22 Non-Cogen | PV | SUN | SUN | DUK | 28062 | 8224 | 2022
solar pv | TRUE | 58338 | N | . | Moorings Farm | Strata Manager, LLC | 64778 | NC | SAT | SERC |  | 22 | 2 | NAICS-22 Non-Cogen | PV | SUN | SUN | CPLE | 27909 | 8180 | 2022
solar pv | TRUE | 58339 | N | . | New Bern Farm | Strata Manager, LLC | 64778 | NC | SAT | SERC |  | 22 | 2 | NAICS-22 Non-Cogen | PV | SUN | SUN | CPLE | 29598 | 8675 | 2022
solar pv | TRUE | 58340 | N | . | Roxboro Farm | Strata Manager, LLC | 64778 | NC | SAT | SERC |  | 22 | 2 | NAICS-22 Non-Cogen | PV | SUN | SUN | CPLE | 29598 | 8675 | 2022
solar pv | TRUE | 58341 | N | . | White Cross Farm | Strata Manager, LLC | 64778 | NC | SAT | SERC |  | 22 | 2 | NAICS-22 Non-Cogen | PV | SUN | SUN | DUK | 28573 | 8374 | 2022
solar pv | TRUE | 58342 | N | . | Wilson Farm 1 | Strata Manager, LLC | 64778 | NC | SAT | SERC |  | 22 | 2 | NAICS-22 Non-Cogen | PV | SUN | SUN | CPLE | 28474 | 8345 | 2022
solar pv | TRUE | 58343 | N | . | Yanceyville Farm | Palmetto Power Management LLC | 63248 | NC | SAT | SERC |  | 22 | 2 | NAICS-22 Non-Cogen | PV | SUN | SUN | CPLE | 28465 | 8343 | 2022
solar pv | TRUE | 58344 | N | . | AM Best Farm | Strata Manager, LLC | 64778 | NC | SAT | SERC |  | 22 | 2 | NAICS-22 Non-Cogen | PV | SUN | SUN | CPLE | 31123 | 9122 | 2022
solar pv | TRUE | 58345 | N | . | Mt Olive Farm 2 | Strata Manager, LLC | 64778 | NC | SAT | SERC |  | 22 | 2 | NAICS-22 Non-Cogen | PV | SUN | SUN | CPLE | 31963 | 9368 | 2022
solar pv | TRUE | 58346 | N | . | Dibrell Farm | Strata Manager, LLC | 64778 | NC | SAT | SERC |  | 22 | 2 | NAICS-22 Non-Cogen | PV | SUN | SUN | DUK | 31825 | 9327 | 2022
solar pv | TRUE | 58347 | N | . | Rock Farm | Strata Manager, LLC | 64778 | NC | SAT | SERC |  | 22 | 2 | NAICS-22 Non-Cogen | PV | SUN | SUN | CPLE | 30227 | 8859 | 2022
solar pv | TRUE | 58348 | N | . | Two Lines Farm | Strata Manager, LLC | 64778 | NC | SAT | SERC |  | 22 | 2 | NAICS-22 Non-Cogen | PV | SUN | SUN | DUK | 31725 | 9298 | 2022
solar pv | TRUE | 58349 | N | . | Bolton Farm | Strata Manager, LLC | 64778 | NC | SAT | SERC |  | 22 | 2 | NAICS-22 Non-Cogen | PV | SUN | SUN | CPLE | 29120 | 8535 | 2022
solar pv | TRUE | 58350 | N | . | McCallum Farm | Strata Manager, LLC | 64778 | NC | SAT | SERC |  | 22 | 2 | NAICS-22 Non-Cogen | PV | SUN | SUN | CPLE | 30817 | 9032 | 2022
onshore wind | TRUE | 58351 | N | . | Tuscola Bay Wind | Tuscola Bay Wind LLC | 58340 | MI | ENC | RFC |  | 22 | 2 | NAICS-22 Non-Cogen | WT | WND | WND | MISO | 1312919 | 384795 | 2022
petroleum | FALSE | 58352 | N | . | McKinley Paper Co. - Washington Mill | McKinley Paper Co. - Washington Mill | 58341 | WA | PACC | WECC |  | 322 | 6 | Industrial NAICS Non-Cogen | ST | DFO | DFO | BPAT | 6543 | 62.167 | 2022
biomass | FALSE | 58352 | N | . | McKinley Paper Co. - Washington Mill | McKinley Paper Co. - Washington Mill | 58341 | WA | PACC | WECC |  | 322 | 6 | Industrial NAICS Non-Cogen | ST | WDS | WWW | BPAT | 1605378 | 10692.833 | 2022
solar pv | TRUE | 58354 | N | . | Radiance Solar 4 | Greenbacker Renewable Energy Corporation | 60025 | CA | PACC | WECC |  | 22 | 2 | NAICS-22 Non-Cogen | PV | SUN | SUN | CISO | 11338 | 3323 | 2022
solar pv | TRUE | 58355 | N | . | Radiance Solar 5 | Greenbacker Renewable Energy Corporation | 60025 | CA | PACC | WECC |  | 22 | 2 | NAICS-22 Non-Cogen | PV | SUN | SUN | CISO | 11261 | 3300 | 2022
solar pv | TRUE | 58356 | N | . | The Lawrenceville School Solar Facility | CVI CleanCapital Solar 4 LLC | 63068 | NJ | MAT | RFC |  | 22 | 2 | NAICS-22 Non-Cogen | PV | SUN | SUN | PJM | 26847 | 7868 | 2022
solar pv | FALSE | 58357 | N | . | Amazon | CVI CleanCapital Solar 4 LLC | 63068 | NJ | MAT | RFC |  | 421 | 4 | Commercial NAICS Non-Cogen | PV | SUN | SUN | PJM | 4318 | 1266 | 2022
solar pv | FALSE | 58358 | N | . | North Jersey Media Group Solar Facility | CVI CleanCapital Solar 4 LLC | 63068 | NJ | MAT | RFC |  | 511 | 4 | Commercial NAICS Non-Cogen | PV | SUN | SUN | PJM | 16199 | 4748 | 2022
solar pv | FALSE | 58359 | N | . | Corning Pharmaceutical Glass | CVI CleanCapital Solar 4 LLC | 63068 | NJ | MAT | RFC |  | 421 | 4 | Commercial NAICS Non-Cogen | PV | SUN | SUN | PJM | 11126 | 3261 | 2022
solar pv | FALSE | 58360 | N | . | Atlantic Coast Freezers Solar Facility | CVI CleanCapital Solar 4 LLC | 63068 | NJ | MAT | RFC |  | 421 | 4 | Commercial NAICS Non-Cogen | PV | SUN | SUN | PJM | 8943 | 2621 | 2022
solar pv | FALSE | 58361 | N | . | Williams-Sonoma Solar Facility | CVI CleanCapital Solar 4 LLC | 63068 | NJ | MAT | RFC |  | 421 | 4 | Commercial NAICS Non-Cogen | PV | SUN | SUN | PJM | 15082 | 4420 | 2022
solar pv | TRUE | 58362 | N | . | Quittacas Pond Solar | Consolidated Edison Solutions Inc. | 57365 | MA | NEW | NPCC |  | 22 | 2 | NAICS-22 Non-Cogen | PV | SUN | SUN | ISNE | 23088 | 6767 | 2022
onshore wind | TRUE | 58363 | N | . | Majestic II Wind | NextEra Energy Majestic Wind | 58353 | TX | WSC | TRE |  | 22 | 2 | NAICS-22 Non-Cogen | WT | WND | WND | SWPP | 962634 | 282132 | 2022
solar pv | TRUE | 58364 | N | . | Tissington Solar | MN8 Energy LLC | 61944 | NJ | MAT | RFC |  | 22 | 2 | NAICS-22 Non-Cogen | PV | SUN | SUN | PJM | 13787 | 4041 | 2022
solar pv | TRUE | 58366 | N | . | Atwell Island | SPS Atwell Island LLC | 58355 | CA | PACC | WECC |  | 22 | 2 | NAICS-22 Non-Cogen | PV | SUN | SUN | CISO | 128177 | 37567 | 2022
solar pv | TRUE | 58370 | N | . | Gridley Main | Altus Power America Management, LLC | 60281 | CA | PACC | WECC |  | 22 | 2 | NAICS-22 Non-Cogen | PV | SUN | SUN | CISO | 6161 | 1806 | 2022
solar pv | TRUE | 58371 | N | . | Gridley Main Two | Altus Power America Management, LLC | 60281 | CA | PACC | WECC |  | 22 | 2 | NAICS-22 Non-Cogen | PV | SUN | SUN | CISO | 16188 | 4745 | 2022
onshore wind | TRUE | 58372 | N | . | Blue Summit Wind LLC | Blue Summit Wind LLC | 58360 | TX | WSC | TRE |  | 22 | 2 | NAICS-22 Non-Cogen | WT | WND | WND | ERCO | 1437934 | 421434 | 2022
solar pv | TRUE | 58373 | N | . | White River Solar | Consolidated Edison Development Inc. | 56769 | CA | PACC | WECC |  | 22 | 2 | NAICS-22 Non-Cogen | PV | SUN | SUN | CISO | 165380 | 48470 | 2022
solar pv | TRUE | 58374 | N | . | Corcoran Solar | Consolidated Edison Development Inc. | 56769 | CA | PACC | WECC |  | 22 | 2 | NAICS-22 Non-Cogen | PV | SUN | SUN | CISO | 160545 | 47053 | 2022
natural gas peaker | FALSE | 58375 | Y | . | Triton East and West Cogen | Triton College | 58361 | IL | ENC | RFC |  | 611 | 5 | Commercial NAICS Cogen | IC | NG | NG | PJM | 1296 | 420 | 2022
solar pv | FALSE | 58376 | N | . | Oakley Solar Project | Oakley Solar Project LLC | 58363 | CA | PACC | WECC |  | 493 | 4 | Commercial NAICS Non-Cogen | PV | SUN | SUN | CISO | 6588 | 1930 | 2022
biomass | TRUE | 58377 | N | . | Rochelle Energy Center | Frontier Operation Services | 63199 | IL | ENC | RFC |  | 22 | 2 | NAICS-22 Non-Cogen | IC | LFG | MLG | PJM | 232625 | 20771 | 2022
natural gas peaker | TRUE | 58378 | Y | . | W.A. Parish Carbon Capture Plant | Petra Nova Power I LLC | 58365 | TX | WSC | TRE |  | 22 | 3 | NAICS-22 Cogen | GT | NG | NG | ERCO | 0 | 0 | 2022
biomass | TRUE | 58379 | N | . | Cold Canyon 1 | Toro Energy of California SLO | 58366 | CA | PACC | WECC |  | 22 | 2 | NAICS-22 Non-Cogen | IC | LFG | MLG | CISO | 128019 | 10783 | 2022
biomass | FALSE | 58380 | N | . | JBER Landfill Gas Power Plant | Doyon Utilities, LLC | 58368 | AK | PACN |  |  | 928 | 4 | Commercial NAICS Non-Cogen | IC | LFG | MLG |  | 420316 | 40835.788 | 2022
natural gas peaker | FALSE | 58380 | N | . | JBER Landfill Gas Power Plant | Doyon Utilities, LLC | 58368 | AK | PACN |  |  | 928 | 4 | Commercial NAICS Non-Cogen | IC | NG | NG |  | 74 | 7.212 | 2022
solar pv | TRUE | 58381 | N | . | Bryan Solar Field | City of Bryan - (OH) | 2439 | OH | ENC | RFC |  | 22 | 1 | Electric Utility | PV | SUN | SUN | PJM | 8799 | 2579 | 2022
natural gas peaker | TRUE | 58382 | Y | . | Threemile Digester | TMF Biofuels, LLC | 58370 | OR | PACC | WECC |  | 22 | 3 | NAICS-22 Cogen | IC | NG | NG | PACW | 172545 | 34431 | 2022
biomass | TRUE | 58382 | Y | . | Threemile Digester | TMF Biofuels, LLC | 58370 | OR | PACC | WECC |  | 22 | 3 | NAICS-22 Cogen | IC | OBG | ORW | PACW | 0 | 0 | 2022
solar pv | TRUE | 58383 | N | . | Hyder II Hybrid | Arizona Public Service Co | 803 | AZ | MTN | WECC |  | 22 | 1 | Electric Utility | PV | SUN | SUN | AZPS | 117512 | 34441 | 2022
hydro | TRUE | 58384 | N | . | Fargo Drop | Riverside Investments LLC | 58372 | ID | MTN | WECC |  | 22 | 2 | NAICS-22 Non-Cogen | HY | WAT | HYC | IPCO | 9595 | 2812 | 2022
solar pv | TRUE | 58385 | N | . | Northbridge Solar | Consolidated Edison Development Inc. | 56769 | MA | NEW | NPCC |  | 22 | 2 | NAICS-22 Non-Cogen | PV | SUN | SUN | ISNE | 12237 | 3586 | 2022
solar pv | TRUE | 58386 | N | . | CU Solar Plant | CU Solar LLC | 58373 | OH | ENC | RFC |  | 22 | 2 | NAICS-22 Non-Cogen | PV | SUN | SUN | PJM | 5547 | 1626 | 2022
solar pv | TRUE | 58387 | N | . | CES Sterling LLC | SunEdison LLC | 59139 | MA | NEW | NPCC |  | 22 | 2 | NAICS-22 Non-Cogen | PV | SUN | SUN | ISNE | 11352 | 3327 | 2022
solar pv | TRUE | 58388 | N | . | Solar Star 1 | Solar Star California XIX, LLC | 59873 | CA | PACC | WECC |  | 22 | 2 | NAICS-22 Non-Cogen | PV | SUN | SUN | CISO | 3160151 | 926187 | 2022
solar pv | TRUE | 58389 | N | . | Solar Star 2 | Solar Star California XX, LLC | 59872 | CA | PACC | WECC |  | 22 | 2 | NAICS-22 Non-Cogen | PV | SUN | SUN | CISO | 2718157 | 796646 | 2022
hydro | TRUE | 58390 | N | . | Jordan Hydroelectric Project | Jordan Hydroelectric LTD PTP | 58378 | NC | SAT | SERC |  | 22 | 2 | NAICS-22 Non-Cogen | HY | WAT | HYC | DUK | 17759 | 5205 | 2022
solar pv | TRUE | 58391 | N | . | IND Community Solar Farm 1st Phase | Terraform Arcadia | 63249 | IN | ENC | RFC |  | 22 | 2 | NAICS-22 Non-Cogen | PV | SUN | SUN | MISO | 50759 | 14877 | 2022
hydro | TRUE | 58392 | N | . | Flint Creek Hydroelectric LLC | Hydrodynamics Inc | 9370 | MT | MTN | WECC |  | 22 | 2 | NAICS-22 Non-Cogen | HY | WAT | HYC | NWMT | 29967 | 8783 | 2022
onshore wind | TRUE | 58394 | N | . | Alta Wind X | Alta Wind X, LLC | 58379 | CA | PACC | WECC |  | 22 | 2 | NAICS-22 Non-Cogen | WT | WND | WND | CISO | 1272513 | 372952 | 2022
onshore wind | TRUE | 58395 | N | . | Alta Wind XI | Alta Wind XI, LLC | 58380 | CA | PACC | WECC |  | 22 | 2 | NAICS-22 Non-Cogen | WT | WND | WND | CISO | 882979 | 258787 | 2022
biomass | TRUE | 58397 | N | . | Ameresco Johnson Canyon | Ameresco Johnson Canyon LLC | 58382 | CA | PACC | WECC |  | 22 | 2 | NAICS-22 Non-Cogen | IC | LFG | MLG | CISO | 106005 | 10137 | 2022
solar pv | TRUE | 58398 | N | . | Heber Solar | Axium US Solar Holdings LLC | 60898 | CA | PACC | WECC |  | 22 | 2 | NAICS-22 Non-Cogen | PV | SUN | SUN | IID | 87913 | 25766 | 2022
biomass | FALSE | 58399 | N | . | Synergy Biogas | CH4 Biogas LLC | 58383 | NY | MAT | NPCC |  | 562 | 4 | Commercial NAICS Non-Cogen | IC | OBG | ORW | NYIS | 0 | 0 | 2022
natural gas peaker | FALSE | 58400 | N | . | Central Energy Facility | Clemson University - Main Campus | 58384 | SC | SAT | SERC |  | 611 | 4 | Commercial NAICS Non-Cogen | GT | NG | NG | DUK | 242 | 12 | 2022
solar pv | TRUE | 58401 | N | . | Volkswagen Solar System | SR Enterprise South, LLC | 58385 | TN | ESC | SERC |  | 22 | 2 | NAICS-22 Non-Cogen | PV | SUN | SUN | TVA | 38144 | 11179 | 2022
solar pv | TRUE | 58402 | N | . | Solar Star New Jersey NJ LLC | Solar Star New Jersey VI LLC | 58387 | NJ | MAT | RFC |  | 22 | 2 | NAICS-22 Non-Cogen | PV | SUN | SUN | PJM | 6977 | 2045 | 2022
solar pv | TRUE | 58403 | N | . | Bellingham PV | Terraform Arcadia | 63249 | MA | NEW | NPCC |  | 22 | 2 | NAICS-22 Non-Cogen | PV | SUN | SUN | ISNE | 12068 | 3537 | 2022
onshore wind | FALSE | 58404 | N | . | Pantex | Pantex (NNSA) | 58388 | TX | WSC | MRO |  | 928 | 4 | Commercial NAICS Non-Cogen | WT | WND | WND | SWPP | 132816 | 38926 | 2022
other | TRUE | 58405 | N | . | ESS Battery Microgrid | Kodiak Electric Assn Inc | 10433 | AK | PACN |  |  | 22 | 1 | Electric Utility | BA | MWH | OTH |  | 0 | -237 | 2022
onshore wind | TRUE | 58407 | N | . | Luther College Wind Project | Luther College Wind Energy Project LLC | 58389 | IA | WNC | MRO |  | 22 | 2 | NAICS-22 Non-Cogen | WT | WND | WND | MISO | 8416 | 2467 | 2022
solar pv | TRUE | 58408 | N | . | Maryland Solar | Arevon Energy, Inc. | 61230 | MD | SAT | RFC |  | 22 | 2 | NAICS-22 Non-Cogen | PV | SUN | SUN | PJM | 101984 | 29890 | 2022
solar pv | TRUE | 58410 | N | . | Marshfield PV | Terraform Arcadia | 63249 | MA | NEW | NPCC |  | 22 | 2 | NAICS-22 Non-Cogen | PV | SUN | SUN | ISNE | 16578 | 4859 | 2022
solar pv | TRUE | 58411 | N | . | Orange PV | Terraform Arcadia | 63249 | MA | NEW | NPCC |  | 22 | 2 | NAICS-22 Non-Cogen | PV | SUN | SUN | ISNE | 9345 | 2739 | 2022
solar pv | TRUE | 58412 | N | . | Maynard PV | Terraform Arcadia | 63249 | MA | NEW | NPCC |  | 22 | 2 | NAICS-22 Non-Cogen | PV | SUN | SUN | ISNE | 5306 | 1555 | 2022
onshore wind | TRUE | 58414 | N | . | NLMU Wind | New London Municipal Utilities | 13468 | IA | WNC | MRO |  | 22 | 1 | Electric Utility | WT | WND | WND | MISO | 20206 | 5922 | 2022
onshore wind | TRUE | 58416 | N | . | Headwaters Wind Farm LLC | Headwaters Wind Farm LLC | 58412 | IN | ENC | RFC |  | 22 | 2 | NAICS-22 Non-Cogen | WT | WND | WND | PJM | 2330500 | 683030 | 2022
solar pv | TRUE | 58417 | N | . | Lone Valley Solar Park I LLC | Lone Valley Solar Park I LLC | 58413 | CA | PACC | WECC |  | 22 | 2 | NAICS-22 Non-Cogen | PV | SUN | SUN | CISO | 80428 | 23572 | 2022
solar pv | TRUE | 58418 | N | . | Victor Dry Farm Ranch A | AES Distributed Energy | 61012 | CA | PACC | WECC |  | 22 | 2 | NAICS-22 Non-Cogen | PV | SUN | SUN | CISO | 34594 | 10139 | 2022
solar pv | TRUE | 58419 | N | . | Victor Dry Farm Ranch B | AES Distributed Energy | 61012 | CA | PACC | WECC |  | 22 | 2 | NAICS-22 Non-Cogen | PV | SUN | SUN | CISO | 31862 | 9338 | 2022
natural gas combined cycle | TRUE | 58420 | N | . | Hamilton Liberty | Hamilton Liberty O&M LLC | 58417 | PA | MAT | RFC |  | 22 | 2 | NAICS-22 Non-Cogen | CS | NG | NG | PJM | 40055038 | 6042720 | 2022
other | FALSE | 58422 | N | . | CSU Northridge Plant | California State University, Northridge | 58416 | CA | PACC | WECC |  | 611 | 4 | Commercial NAICS Non-Cogen | FC | NG | NG | LDWP | 0 | 0 | 2022
solar pv | FALSE | 58422 | N | . | CSU Northridge Plant | California State University, Northridge | 58416 | CA | PACC | WECC |  | 611 | 4 | Commercial NAICS Non-Cogen | PV | SUN | SUN | LDWP | 3592 | 1053 | 2022
solar pv | TRUE | 58423 | N | . | Southbridge PV | Terraform Arcadia | 63249 | MA | NEW | NPCC |  | 22 | 2 | NAICS-22 Non-Cogen | PV | SUN | SUN | ISNE | 13712 | 4019 | 2022
onshore wind | TRUE | 58425 | N | . | Fire Island Wind | Fire Island Wind LLC | 58422 | AK | PACN |  |  | 22 | 2 | NAICS-22 Non-Cogen | WT | WND | WND |  | 185758 | 54443 | 2022
natural gas combined cycle | TRUE | 58426 | N | . | Hamilton Patriot Generation Plant | Hamilton Patriot Operating Services, LLC | 64025 | PA | MAT | RFC |  | 22 | 2 | NAICS-22 Non-Cogen | CS | NG | NG | PJM | 42461265 | 6387011 | 2022
natural gas combined cycle | TRUE | 58427 | Y | . | Lansing BWL REO Town Plant | Lansing Board of Water and Light | 56155 | MI | ENC | RFC |  | 22 | 1 | Electric Utility | CA | NG | NG | MISO | 11354 | 77897 | 2022
natural gas combined cycle | TRUE | 58427 | Y | . | Lansing BWL REO Town Plant | Lansing Board of Water and Light | 56155 | MI | ENC | RFC |  | 22 | 1 | Electric Utility | CT | NG | NG | MISO | 3498339 | 561018 | 2022
natural gas peaker | FALSE | 58428 | Y | . | LSU Cogen | LSU and A&M College | 58425 | LA | WSC | SERC |  | 611 | 5 | Commercial NAICS Cogen | GT | NG | NG | MISO | 461154 | 101989.58 | 2022
biomass | TRUE | 58429 | N | . | Sunshine Gas Producers | Sunshine Gas Producers LLC | 58426 | CA | PACC | WECC |  | 22 | 2 | NAICS-22 Non-Cogen | GT | LFG | MLG | CISO | 1787677 | 133263 | 2022
solar pv | TRUE | 58430 | N | . | Centinela Solar Energy | Arevon Energy, Inc. | 61230 | CA | PACC | WECC |  | 22 | 2 | NAICS-22 Non-Cogen | PV | SUN | SUN | CISO | 1717377 | 503334 | 2022
solar pv | TRUE | 58431 | N | . | West Tennessee Solar Farm | UT West Tennessee Solar Farm | 58428 | TN | ESC | SERC |  | 22 | 2 | NAICS-22 Non-Cogen | PV | SUN | SUN | TVA | 13969 | 4094 | 2022
natural gas peaker | TRUE | 58432 | Y | . | Glass House Camarillo Cultivation | Glass House Camarillo Cultivation | 64570 | CA | PACC | WECC |  | 22 | 3 | NAICS-22 Cogen | IC | NG | NG | CISO | 391978 | 44844 | 2022
other | TRUE | 58433 | N | . | Red Lion Energy Center | Diamond State Generation Partners, LLC | 57485 | DE | SAT | RFC |  | 22 | 2 | NAICS-22 Non-Cogen | FC | NG | NG | PJM | 1323826 | 187976 | 2022
hydro | TRUE | 58434 | N | . | Red Rock Hydro Plant | Western Minnesota Mun Pwr Agny | 20421 | IA | WNC | MRO |  | 22 | 1 | Electric Utility | HY | WAT | HYC | MISO | 352668 | 103269 | 2022
biomass | TRUE | 58435 | N | . | Ameresco Vasco Road | Ameresco Vasco Road, LLC | 58431 | CA | PACC | WECC |  | 22 | 2 | NAICS-22 Non-Cogen | IC | LFG | MLG | CISO | 323606 | 31713 | 2022
biomass | TRUE | 58436 | N | . | Ameresco San Joaquin | Ameresco San Joaquin, LLC | 58432 | CA | PACC | WECC |  | 22 | 2 | NAICS-22 Non-Cogen | IC | LFG | MLG | CISO | 247060 | 24090 | 2022
biomass | TRUE | 58437 | N | . | Ameresco Forward | Ameresco Forward, LLC | 58433 | CA | PACC | WECC |  | 22 | 2 | NAICS-22 Non-Cogen | IC | LFG | MLG | CISO | 302950 | 28939 | 2022
hydro | TRUE | 58438 | N | . | Spearfish Hydro | City of Spearfish | 58434 | SD | WNC | MRO |  | 22 | 1 | Electric Utility | HY | WAT | HYC | WACM | 6917 | 2027 | 2022
biomass | FALSE | 58439 | N | . | Collinwood BioEnergy Facility | Collinwood BioEnergy | 58435 | OH | ENC | RFC |  | 115 | 6 | Industrial NAICS Non-Cogen | IC | OBG | ORW | PJM | 41247 | 2647 | 2022
other | FALSE | 58440 | N | . | CBS Studio Center | Crestmark Bank | 59413 | CA | PACC | WECC |  | 512 | 4 | Commercial NAICS Non-Cogen | FC | NG | NG | LDWP | 58991 | 5834 | 2022
onshore wind | TRUE | 58441 | N | . | Swauk Wind LLC | Gamesa Wind US LLC | 58430 | WA | PACC | WECC |  | 22 | 2 | NAICS-22 Non-Cogen | WT | WND | WND | PSEI | 27087 | 7939 | 2022
solar pv | FALSE | 58443 | N | . | Martin Limestone Solar Array | Sunstream Energy LLC | 58438 | PA | MAT | RFC |  | 32731 | 6 | Industrial NAICS Non-Cogen | PV | SUN | SUN | PJM | 5276 | 1546 | 2022
onshore wind | TRUE | 58444 | N | . | Junction Hilltop Wind Farm | Junction Hilltop Management LLC | 58439 | IA | WNC | MRO |  | 22 | 2 | NAICS-22 Non-Cogen | WT | WND | WND | MISO | 96960 | 28418 | 2022
solar pv | TRUE | 58445 | N | . | Arrache 4006 | CD US Solar MT 2 LLC | 58440 | CA | PACC | WECC |  | 22 | 2 | NAICS-22 Non-Cogen | PV | SUN | SUN | CISO | 7539 | 2209 | 2022
solar pv | TRUE | 58446 | N | . | Arrache 4013 | CD US Solar MT 2 LLC | 58440 | CA | PACC | WECC |  | 22 | 2 | NAICS-22 Non-Cogen | PV | SUN | SUN | CISO | 10422 | 3055 | 2022
solar pv | TRUE | 58447 | N | . | Arrache 8083 | CD US Solar MT 2 LLC | 58440 | CA | PACC | WECC |  | 22 | 2 | NAICS-22 Non-Cogen | PV | SUN | SUN | CISO | 12065 | 3536 | 2022
solar pv | TRUE | 58448 | N | . | Nunn | CD US Solar MT 2 LLC | 58440 | CA | PACC | WECC |  | 22 | 2 | NAICS-22 Non-Cogen | PV | SUN | SUN | CISO | 8493 | 2489 | 2022
solar pv | TRUE | 58449 | N | . | Rutan | CD US Solar MT 2 LLC | 58440 | CA | PACC | WECC |  | 22 | 2 | NAICS-22 Non-Cogen | PV | SUN | SUN | CISO | 11123 | 3260 | 2022
solar pv | TRUE | 58450 | N | . | Vinam | CD US Solar MT 2 LLC | 58440 | CA | PACC | WECC |  | 22 | 2 | NAICS-22 Non-Cogen | PV | SUN | SUN | CISO | 11344 | 3325 | 2022
solar pv | TRUE | 58451 | N | . | Ma | CD US Solar MT 2 LLC | 58440 | CA | PACC | WECC |  | 22 | 2 | NAICS-22 Non-Cogen | PV | SUN | SUN | CISO | 10252 | 3005 | 2022
solar pv | TRUE | 58452 | N | . | Horn | CD US Solar MT 2 LLC | 58440 | CA | PACC | WECC |  | 22 | 2 | NAICS-22 Non-Cogen | PV | SUN | SUN | CISO | 10605 | 3108 | 2022
solar pv | TRUE | 58453 | N | . | Dixon Dairy Road Solar | Palmetto Power Management LLC | 63248 | NC | SAT | SERC |  | 22 | 2 | NAICS-22 Non-Cogen | PV | SUN | SUN | DUK | 22670 | 6644 | 2022
solar pv | TRUE | 58454 | N | . | Watts 3115 | CD US Solar MT 2 LLC | 58440 | CA | PACC | WECC |  | 22 | 2 | NAICS-22 Non-Cogen | PV | SUN | SUN | CISO | 12377 | 3628 | 2022
hydro | TRUE | 58455 | N | . | 45 Mile Hydroelectric Project | EBD Hydro LLC | 58443 | OR | PACC | WECC |  | 22 | 2 | NAICS-22 Non-Cogen | HY | WAT | HYC | PACW | 13844 | 4057 | 2022
onshore wind | TRUE | 58456 | N | . | Cumberland Rose | Cumberland Rose Wind Energy, LLC | 58444 | IA | WNC | MRO |  | 22 | 2 | NAICS-22 Non-Cogen | WT | WND | WND | MISO | 18702 | 5481 | 2022
onshore wind | TRUE | 58457 | N | . | Fontanelle | Forward Fontanelle Power, LLC | 58445 | IA | WNC | MRO |  | 22 | 2 | NAICS-22 Non-Cogen | WT | WND | WND | MISO | 22133 | 6487 | 2022
onshore wind | TRUE | 58458 | N | . | Greenfield Wind | Greenfield Wind Power, LLC | 58446 | IA | WNC | MRO |  | 22 | 2 | NAICS-22 Non-Cogen | WT | WND | WND | MISO | 19926 | 5840 | 2022
onshore wind | TRUE | 58459 | N | . | Meadow Ridge | Meadow Ridge Wind Energy, LLC | 58447 | IA | WNC | MRO |  | 22 | 2 | NAICS-22 Non-Cogen | WT | WND | WND | MISO | 19274 | 5649 | 2022
onshore wind | TRUE | 58460 | N | . | Sky Volt | Sky Volt, LLC | 58448 | IA | WNC | MRO |  | 22 | 2 | NAICS-22 Non-Cogen | WT | WND | WND | MISO | 20671 | 6058 | 2022
onshore wind | TRUE | 58461 | N | . | Wiota | Wiota Wind Energy, LLC #1 | 58449 | IA | WNC | MRO |  | 22 | 2 | NAICS-22 Non-Cogen | WT | WND | WND | MISO | 19097 | 5597 | 2022
other | TRUE | 58462 | N | . | McCoy Solar Energy Project Hybrid | McCoy Solar, LLC | 58451 | CA | PACC | WECC |  | 22 | 2 | NAICS-22 Non-Cogen | BA | MWH | OTH | CISO | 0 | -27738 | 2022
solar pv | TRUE | 58462 | N | . | McCoy Solar Energy Project Hybrid | McCoy Solar, LLC | 58451 | CA | PACC | WECC |  | 22 | 2 | NAICS-22 Non-Cogen | PV | SUN | SUN | CISO | 2302138 | 674718 | 2022
solar pv | TRUE | 58463 | N | . | Herbert Farm Solar | SMECO Solar LLC | 58452 | MD | SAT | RFC |  | 22 | 1 | Electric Utility | PV | SUN | SUN | PJM | 28452 | 8339 | 2022
onshore wind | TRUE | 58464 | N | . | Broadview Energy Prime LLC | Chopin Wind, LLC | 57421 | NM | MTN | MRO |  | 22 | 2 | NAICS-22 Non-Cogen | WT | WND | WND | SWPP | 121905 | 35728 | 2022
onshore wind | TRUE | 58465 | N | . | Broadview Energy Prime 2 LLC | Chopin Wind, LLC | 57421 | NM | MTN | MRO |  | 22 | 2 | NAICS-22 Non-Cogen | WT | WND | WND | SWPP | 118881 | 34842 | 2022
solar pv | TRUE | 58467 | N | . | Campo Verde Solar | Southern Power Co | 17650 | CA | PACC | WECC |  | 22 | 2 | NAICS-22 Non-Cogen | PV | SUN | SUN | CISO | 1191307 | 349152 | 2022
petroleum | TRUE | 58469 | N | . | HNL Emergency Power Facility | Hawaiian Electric Co Inc | 19547 | HI | PACN |  |  | 22 | 1 | Electric Utility | IC | DFO | DFO |  | 0 | 0 | 2022
biomass | TRUE | 58469 | N | . | HNL Emergency Power Facility | Hawaiian Electric Co Inc | 19547 | HI | PACN |  |  | 22 | 1 | Electric Utility | IC | OBL | ORW |  | 12706 | 1346 | 2022
hydro | TRUE | 58470 | N | . | C-Drop Hydro | C-Drop | 58459 | OR | PACC | WECC |  | 22 | 2 | NAICS-22 Non-Cogen | HY | WAT | HYC | PACW | 0 | 0 | 2022
natural gas peaker | TRUE | 58471 | N | . | Ector County Energy Center | Ector County Generation, LLC | 65431 | TX | WSC | TRE |  | 22 | 2 | NAICS-22 Non-Cogen | GT | NG | NG | ERCO | 1121303 | 118780 | 2022
solar pv | TRUE | 58473 | N | . | Bruce A Henry Solar Farm | Delaware Electric Cooperative | 5070 | DE | SAT | RFC |  | 22 | 1 | Electric Utility | PV | SUN | SUN | PJM | 23040 | 6753 | 2022
onshore wind | TRUE | 58474 | N | . | Buffalo Dunes Wind Project | Buffalo Dunes Wind Project LLC | 58461 | KS | WNC | MRO |  | 22 | 2 | NAICS-22 Non-Cogen | WT | WND | WND | SWPP | 3302820 | 968001 | 2022
other | TRUE | 58475 | N | . | Battery Utility of Ohio | Battery Utility of Ohio LLC | 58462 | OH | ENC | RFC |  | 22 | 2 | NAICS-22 Non-Cogen | BA | MWH | OTH | PJM | 0 | -7 | 2022
biomass | FALSE | 58476 | Y | . | Dart Container Corp | Dart Container Corp | 58463 | PA | MAT | RFC |  | 326 | 7 | Industrial NAICS Cogen | GT | LFG | MLG | PJM | 375543 | 32879 | 2022
solar pv | TRUE | 58477 | N | . | Las Vegas WPCF Solar Plant | City of Las Vegas | 58464 | NV | MTN | WECC |  | 22 | 2 | NAICS-22 Non-Cogen | PV | SUN | SUN | NEVP | 22541 | 6606 | 2022
natural gas combined cycle | TRUE | 58478 | N | . | LEPA Unit No. 1 | Louisiana Energy & Power Authority | 26253 | LA | WSC | SERC |  | 22 | 1 | Electric Utility | CA | NG | NG | MISO | 0 | 70802 | 2022
natural gas combined cycle | TRUE | 58478 | N | . | LEPA Unit No. 1 | Louisiana Energy & Power Authority | 26253 | LA | WSC | SERC |  | 22 | 1 | Electric Utility | CT | NG | NG | MISO | 2567170 | 242946 | 2022
solar pv | TRUE | 58479 | N | . | SEV NM Phase 2 | Altus Power America Management, LLC | 60281 | NM | MTN | WECC |  | 22 | 2 | NAICS-22 Non-Cogen | PV | SUN | SUN | SWPP | 14598 | 4279 | 2022
solar pv | TRUE | 58480 | N | . | Plymouth Solar LLC | SunEnergy1 | 58466 | NC | SAT | SERC |  | 22 | 2 | NAICS-22 Non-Cogen | PV | SUN | SUN | PJM | 13764 | 4034 | 2022
solar pv | FALSE | 58481 | N | . | CSU Pueblo | Scale Sustainable I, LLC | 65242 | CO | MTN | WECC |  | 611 | 4 | Commercial NAICS Non-Cogen | PV | SUN | SUN | WACM | 5130 | 1504 | 2022
solar pv | TRUE | 58482 | N | . | Azalea Solar, LLC | Onward Energy | 60453 | GA | SAT | SERC |  | 22 | 2 | NAICS-22 Non-Cogen | PV | SUN | SUN | SOCO | 40623 | 11906 | 2022
solar pv | TRUE | 58483 | N | . | Tinton Falls Solar Farm | Tinton Falls Solar | 58469 | NJ | MAT | RFC |  | 22 | 2 | NAICS-22 Non-Cogen | PV | SUN | SUN | PJM | 75739 | 22198 | 2022
biomass | FALSE | 58484 | Y | . | MAS ASB Cogen Plant | Cube District Energy, LLC | 61038 | GA | SAT | SERC |  | 312 | 7 | Industrial NAICS Cogen | IC | LFG | MLG | SOCO | 25327 | 2364.864 | 2022
natural gas peaker | FALSE | 58484 | Y | . | MAS ASB Cogen Plant | Cube District Energy, LLC | 61038 | GA | SAT | SERC |  | 312 | 7 | Industrial NAICS Cogen | IC | NG | NG | SOCO | 382403 | 38381.716 | 2022
solar pv | TRUE | 58485 | N | . | Upson Rocky Creek Solar Plant | Axium US Solar Holdings LLC | 60898 | GA | SAT | SERC |  | 22 | 2 | NAICS-22 Non-Cogen | PV | SUN | SUN | SOCO | 4304 | 1261 | 2022
solar pv | TRUE | 58486 | N | . | Picture Rocks Solar, LLC | MN8 Energy LLC | 61944 | AZ | MTN | WECC |  | 22 | 2 | NAICS-22 Non-Cogen | PV | SUN | SUN | TEPC | 179781 | 52691 | 2022
solar pv | TRUE | 58487 | N | . | Granville Solar PV Power Project | Southern Power Co | 17650 | NC | SAT | SERC |  | 22 | 2 | NAICS-22 Non-Cogen | PV | SUN | SUN | CPLE | 16903 | 4954 | 2022
solar pv | TRUE | 58488 | N | . | Bryan Solar, LLC | MN8 Energy LLC | 61944 | TX | WSC | TRE |  | 22 | 2 | NAICS-22 Non-Cogen | PV | SUN | SUN | ERCO | 83416 | 24448 | 2022
solar pv | TRUE | 58489 | N | . | Apex Solar PV Power Project | Southern Power Co | 17650 | NV | MTN | WECC |  | 22 | 2 | NAICS-22 Non-Cogen | PV | SUN | SUN | NEVP | 176148 | 51626 | 2022
solar pv | TRUE | 58490 | N | . | Spectrum Solar PV Power Project | Southern Power Co | 17650 | NV | MTN | WECC |  | 22 | 2 | NAICS-22 Non-Cogen | PV | SUN | SUN | NEVP | 286551 | 83983 | 2022
solar pv | TRUE | 58491 | N | . | Sandy Cross Solar, LLC | Oppidum Renewables USA, LLC | 63026 | NC | SAT | SERC |  | 22 | 2 | NAICS-22 Non-Cogen | PV | SUN | SUN | CPLE | 6201 | 1817 | 2022
solar pv | TRUE | 58492 | N | . | Ararat Rock Solar, LLC | Oppidum Renewables USA, LLC | 63026 | NC | SAT | SERC |  | 22 | 2 | NAICS-22 Non-Cogen | PV | SUN | SUN | DUK | 19435 | 5696 | 2022
solar pv | TRUE | 58493 | N | . | Progress Solar 1, LLC | Oppidum Renewables USA, LLC | 63026 | NC | SAT | SERC |  | 22 | 2 | NAICS-22 Non-Cogen | PV | SUN | SUN | CPLE | 21069 | 6175 | 2022
solar pv | TRUE | 58494 | N | . | Progress Solar II, LLC | Oppidum Renewables USA, LLC | 63026 | NC | SAT | SERC |  | 22 | 2 | NAICS-22 Non-Cogen | PV | SUN | SUN | CPLE | 20093 | 5889 | 2022
solar pv | TRUE | 58495 | N | . | Progress Solar III, LLC | Oppidum Renewables USA, LLC | 63026 | NC | SAT | SERC |  | 22 | 2 | NAICS-22 Non-Cogen | PV | SUN | SUN | CPLE | 20052 | 5877 | 2022
solar pv | TRUE | 58496 | N | . | Lincoln Solar | Ecos Energy LLC | 58135 | IN | ENC | RFC |  | 22 | 2 | NAICS-22 Non-Cogen | PV | SUN | SUN | MISO | 6347 | 1860 | 2022
biomass | TRUE | 58497 | N | . | L&S Sweetners | EDL Inc | 55858 | PA | MAT | RFC |  | 22 | 2 | NAICS-22 Non-Cogen | IC | LFG | MLG | PJM | 211482 | 23064 | 2022
solar pv | TRUE | 58498 | N | . | RE Rosamond One LLC | MN8 Energy LLC | 61944 | CA | PACC | WECC |  | 22 | 2 | NAICS-22 Non-Cogen | PV | SUN | SUN | CISO | 193369 | 56673 | 2022
solar pv | TRUE | 58499 | N | . | RE Rosamond Two LLC | MN8 Energy LLC | 61944 | CA | PACC | WECC |  | 22 | 2 | NAICS-22 Non-Cogen | PV | SUN | SUN | CISO | 136600 | 40035 | 2022
solar pv | TRUE | 58500 | N | . | RE Rio Grande Solar LLC | MN8 Energy LLC | 61944 | CA | PACC | WECC |  | 22 | 2 | NAICS-22 Non-Cogen | PV | SUN | SUN | CISO | 32466 | 9515 | 2022
solar pv | TRUE | 58501 | N | . | RE Gillespie 1 LLC | MN8 Energy LLC | 61944 | AZ | MTN | WECC |  | 22 | 2 | NAICS-22 Non-Cogen | PV | SUN | SUN | AZPS | 125250 | 36709 | 2022
solar pv | TRUE | 58502 | N | . | RE Columbia 3 LLC | MN8 Energy LLC | 61944 | CA | PACC | WECC |  | 22 | 2 | NAICS-22 Non-Cogen | PV | SUN | SUN | CISO | 70980 | 20803 | 2022
natural gas combined cycle | TRUE | 58503 | N | . | Carty Generating Station | Portland General Electric Co | 15248 | OR | PACC | WECC |  | 22 | 1 | Electric Utility | CA | NG | NG | PGE | 2094465 | 1176099 | 2022
natural gas combined cycle | TRUE | 58503 | N | . | Carty Generating Station | Portland General Electric Co | 15248 | OR | PACC | WECC |  | 22 | 1 | Electric Utility | CT | NG | NG | PGE | 19010073 | 1841838 | 2022
solar pv | FALSE | 58504 | N | . | Livingston Solar Farm | Rutgers, The State University of NJ | 58485 | NJ | MAT | RFC |  | 611 | 4 | Commercial NAICS Non-Cogen | PV | SUN | SUN | PJM | 2850 | 836 | 2022
solar pv | FALSE | 58505 | N | . | Livingston Solar Canopies | Rutgers, The State University of NJ | 58485 | NJ | MAT | RFC |  | 611 | 4 | Commercial NAICS Non-Cogen | PV | SUN | SUN | PJM | 22791 | 6680 | 2022
solar pv | TRUE | 58506 | N | . | Chuckawalla Solar | Altus Power America Management, LLC | 60281 | CA | PACC | WECC |  | 22 | 2 | NAICS-22 Non-Cogen | PV | SUN | SUN | CISO | 27305 | 8003 | 2022
petroleum | FALSE | 58507 | Y | . | Montefieor Medical Center Moses Division | Montefiore Medical Center Moses Division | 58487 | NY | MAT | NPCC |  | 622 | 5 | Commercial NAICS Cogen | GT | DFO | DFO | NYIS | 16094 | 1299.541 | 2022
natural gas peaker | FALSE | 58507 | Y | . | Montefieor Medical Center Moses Division | Montefiore Medical Center Moses Division | 58487 | NY | MAT | NPCC |  | 622 | 5 | Commercial NAICS Cogen | GT | NG | NG | NYIS | 312433 | 25227.459 | 2022
petroleum | FALSE | 58507 | Y | . | Montefieor Medical Center Moses Division | Montefiore Medical Center Moses Division | 58487 | NY | MAT | NPCC |  | 622 | 5 | Commercial NAICS Cogen | IC | DFO | DFO | NYIS | 854 | 72.565 | 2022
natural gas peaker | FALSE | 58507 | Y | . | Montefieor Medical Center Moses Division | Montefiore Medical Center Moses Division | 58487 | NY | MAT | NPCC |  | 622 | 5 | Commercial NAICS Cogen | IC | NG | NG | NYIS | 2970 | 252.435 | 2022
solar pv | TRUE | 58508 | N | . | Bear Creek Solar | Ecos Energy LLC | 58135 | CA | PACC | WECC |  | 22 | 2 | NAICS-22 Non-Cogen | PV | SUN | SUN | CISO | 13437 | 3938 | 2022
solar pv | TRUE | 58509 | N | . | Vintner Solar | Ecos Energy LLC | 58135 | CA | PACC | WECC |  | 22 | 2 | NAICS-22 Non-Cogen | PV | SUN | SUN | CISO | 15050 | 4411 | 2022
solar pv | TRUE | 58510 | N | . | Kettleman Solar Project | Ecos Energy LLC | 58135 | CA | PACC | WECC |  | 22 | 2 | NAICS-22 Non-Cogen | PV | SUN | SUN | CISO | 9631 | 2823 | 2022
onshore wind | TRUE | 58511 | N | . | Delta Wind Farm | Alaska Environmental Power | 58488 | AK | PACN |  |  | 22 | 2 | NAICS-22 Non-Cogen | WT | WND | WND |  | 13494 | 3955 | 2022
solar pv | TRUE | 58512 | N | . | Cornerstone Power Vineland I LLC | Altus Power America Management, LLC | 60281 | NJ | MAT | RFC |  | 22 | 2 | NAICS-22 Non-Cogen | PV | SUN | SUN | PJM | 16442 | 4819 | 2022
solar pv | TRUE | 58513 | N | . | Ironwood Solar LLC | Altus Power America Management, LLC | 60281 | CA | PACC | WECC |  | 22 | 2 | NAICS-22 Non-Cogen | PV | SUN | SUN | CISO | 31390 | 9200 | 2022
solar pv | TRUE | 58514 | N | . | Desert Hot Springs Solar | Consolidated Edison Solutions Inc. | 57365 | CA | PACC | WECC |  | 22 | 2 | NAICS-22 Non-Cogen | PV | SUN | SUN | CISO | 16070 | 4710 | 2022
solar pv | FALSE | 58515 | N | . | Chattanooga Metropolitan Airport Solar | Chattanooga Metropolitan Airport | 58492 | TN | ESC | RFC |  | 481 | 4 | Commercial NAICS Non-Cogen | PV | SUN | SUN | TVA | 10003 | 2932 | 2022
solar pv | TRUE | 58516 | N | . | Union HS at Casa Grande | Luminace Solar Holding, LLC | 58491 | AZ | MTN | WECC |  | 22 | 2 | NAICS-22 Non-Cogen | PV | SUN | SUN | AZPS | 9847 | 2886 | 2022
solar pv | TRUE | 58517 | N | . | Vista Grande HS at Casa Grande | Luminace Solar Holding, LLC | 58491 | AZ | MTN | WECC |  | 22 | 2 | NAICS-22 Non-Cogen | PV | SUN | SUN | AZPS | 9387 | 2751 | 2022
solar pv | TRUE | 58519 | N | . | Alethea I | Syncarpha Alethea I, LLC | 58495 | NJ | MAT | RFC |  | 22 | 2 | NAICS-22 Non-Cogen | PV | SUN | SUN | PJM | 8957 | 2625 | 2022
solar pv | TRUE | 58520 | N | . | Otero Solar | PNM Resources | 59300 | NM | MTN | WECC |  | 22 | 1 | Electric Utility | PV | SUN | SUN | PNM | 57415 | 16827 | 2022
solar pv | TRUE | 58521 | N | . | Manzano Solar | PNM Resources | 59300 | NM | MTN | WECC |  | 22 | 1 | Electric Utility | PV | SUN | SUN | PNM | 53991 | 15824 | 2022
solar pv | TRUE | 58522 | N | . | Madera Community Hospital | CleanCapital Holdings | 65164 | CA | PACC | WECC |  | 22 | 2 | NAICS-22 Non-Cogen | PV | SUN | SUN | CISO | 6340 | 1858 | 2022
biomass | FALSE | 58523 | Y | . | Stoltze CoGen1 | F H Stoltze Land & Lumber Co | 58498 | MT | MTN | WECC |  | 321 | 7 | Industrial NAICS Cogen | ST | WDS | WWW | BPAT | 223270 | 19041 | 2022
solar pv | TRUE | 58524 | N | . | Neuse River Solar Farm | Scale Sustainable I, LLC | 65242 | NC | SAT | SERC |  | 22 | 2 | NAICS-22 Non-Cogen | PV | SUN | SUN | DUK | 5289 | 1550 | 2022
natural gas peaker | TRUE | 58525 | Y | . | City of Hayward WWTP | City of Hayward | 58500 | CA | PACC | WECC |  | 22 | 3 | NAICS-22 Cogen | IC | NG | NG | CISO | 4667 | 455.148 | 2022
biomass | TRUE | 58525 | Y | . | City of Hayward WWTP | City of Hayward | 58500 | CA | PACC | WECC |  | 22 | 3 | NAICS-22 Cogen | IC | OBG | ORW | CISO | 63400 | 6181.852 | 2022
solar pv | TRUE | 58525 | Y | . | City of Hayward WWTP | City of Hayward | 58500 | CA | PACC | WECC |  | 22 | 3 | NAICS-22 Cogen | PV | SUN | SUN | CISO | 12407 | 3636 | 2022
biomass | TRUE | 58526 | N | . | Uwharrie Mountain Renewable | Uwharrie Mountain Renewable Energy, LLC | 58502 | NC | SAT | SERC |  | 22 | 2 | NAICS-22 Non-Cogen | IC | LFG | MLG | CPLE | 457434 | 42482 | 2022
solar pv | FALSE | 58527 | N | . | Crown Cooling Facility | Five Crowns Inc | 58501 | CA | PACC | WECC |  | 115 | 6 | Industrial NAICS Non-Cogen | PV | SUN | SUN | IID | 2109 | 618 | 2022
solar pv | TRUE | 58528 | N | . | Garnet Solar Generation Station I LLC | Garnet Solar Generation Station I LLC | 58503 | CA | PACC | WECC |  | 22 | 2 | NAICS-22 Non-Cogen | PV | SUN | SUN | CISO | 6401 | 1876 | 2022
solar pv | TRUE | 58529 | N | . | Progress Manis I | USF Surry, LLC | 63233 | NC | SAT | SERC |  | 22 | 2 | NAICS-22 Non-Cogen | PV | SUN | SUN | CPLE | 8957 | 2625 | 2022
solar pv | TRUE | 58531 | N | . | North Carolina Solar Bethea I | USF Surry, LLC | 63233 | NC | SAT | SERC |  | 22 | 2 | NAICS-22 Non-Cogen | PV | SUN | SUN | CPLE | 11269 | 3303 | 2022
geothermal | TRUE | 58533 | N | . | Don A Campbell 1 Geothermal | ORNI 47, LLC | 60230 | NV | MTN | WECC |  | 22 | 2 | NAICS-22 Non-Cogen | BT | GEO | GEO | NEVP | 415084 | 121654 | 2022
solar pv | TRUE | 58534 | N | . | Westford Solar Park | MN8 Energy LLC | 61944 | MA | NEW | NPCC |  | 22 | 2 | NAICS-22 Non-Cogen | PV | SUN | SUN | ISNE | 17426 | 5107 | 2022
solar pv | TRUE | 58535 | N | . | Pickering Solar | Aqua America Inc | 56645 | PA | MAT | RFC |  | 22 | 2 | NAICS-22 Non-Cogen | PV | SUN | SUN | PJM | 5982 | 1753 | 2022
solar pv | TRUE | 58536 | N | . | Cornerstone Power Holmdel LLC | OCI Solar Power | 58489 | NJ | MAT | RFC |  | 22 | 2 | NAICS-22 Non-Cogen | PV | SUN | SUN | PJM | 11000 | 3224 | 2022
other | TRUE | 58537 | N | . | OCI Alamo Solar I Hybrid | OCI Solar Power | 58489 | TX | WSC | TRE |  | 22 | 2 | NAICS-22 Non-Cogen | BA | MWH | OTH | ERCO | 0 | -118 | 2022
solar pv | TRUE | 58537 | N | . | OCI Alamo Solar I Hybrid | OCI Solar Power | 58489 | TX | WSC | TRE |  | 22 | 2 | NAICS-22 Non-Cogen | PV | SUN | SUN | ERCO | 310885 | 91115 | 2022
solar pv | TRUE | 58538 | N | . | PCSP3 Airport | Carolina Solar Energy LLC | 58508 | NC | SAT | SERC |  | 22 | 2 | NAICS-22 Non-Cogen | PV | SUN | SUN | DUK | 11836 | 3469 | 2022
solar pv | TRUE | 58539 | N | . | Lake Pleasant WTP | MN8 Energy LLC | 61944 | AZ | MTN | WECC |  | 22 | 2 | NAICS-22 Non-Cogen | PV | SUN | SUN | AZPS | 50979 | 14941 | 2022
solar pv | TRUE | 58540 | N | . | Silver City WWTP PV Project | Affordable Solar Silver City, LLC | 58509 | NM | MTN | WECC |  | 22 | 2 | NAICS-22 Non-Cogen | PV | SUN | SUN | PNM | 6819 | 1998 | 2022
solar pv | TRUE | 58541 | N | . | SunGen Sharon 1 LLC | SunGen Sharon 1 LLC | 58511 | VT | NEW | NPCC |  | 22 | 2 | NAICS-22 Non-Cogen | PV | SUN | SUN | ISNE | 9722 | 2849 | 2022
solar pv | TRUE | 58542 | N | . | Desert Sunlight 250, LLC | NextEra Energy Desert Sunlight 250, LLC | 58290 | CA | PACC | WECC |  | 22 | 2 | NAICS-22 Non-Cogen | PV | SUN | SUN | CISO | 1453788 | 426081 | 2022
solar pv | TRUE | 58543 | N | . | Gilbert Solar Facility I, LLC | Gilbert Solar Facility I, LLC | 58514 | AZ | MTN | WECC |  | 22 | 2 | NAICS-22 Non-Cogen | PV | SUN | SUN | AZPS | 9917 | 2906 | 2022
solar pv | TRUE | 58544 | N | . | Mountain View Solar | NextEra Energy Mountain View Solar | 58515 | NV | MTN | WECC |  | 22 | 2 | NAICS-22 Non-Cogen | PV | SUN | SUN | NEVP | 186387 | 54627 | 2022
solar pv | TRUE | 58545 | N | . | Community Solar 1 | Community Solar I | 64635 | CA | PACC | WECC |  | 22 | 2 | NAICS-22 Non-Cogen | PV | SUN | SUN | IID | 47951 | 14054 | 2022
biomass | TRUE | 58546 | N | . | Watervliet | EDL Inc | 55858 | MI | ENC | RFC |  | 22 | 2 | NAICS-22 Non-Cogen | IC | LFG | MLG | MISO | 296053 | 26560 | 2022
solar pv | TRUE | 58547 | N | . | SMPA Solar 1 Community Solar | San Miguel Power Assn, Inc | 16622 | CO | MTN | WECC |  | 22 | 1 | Electric Utility | PV | SUN | SUN | PSCO | 6730 | 1973 | 2022
onshore wind | TRUE | 58548 | N | . | Huerfano River Wind | Huerfano River Wind, LLC | 58520 | CO | MTN | WECC |  | 22 | 2 | NAICS-22 Non-Cogen | WT | WND | WND | WACM | 41840 | 12263 | 2022
solar pv | TRUE | 58549 | N | . | Port Allen Solar | Kaieie Waho Company LLC | 63727 | HI | PACN |  |  | 22 | 2 | NAICS-22 Non-Cogen | PV | SUN | SUN |  | 38673 | 11334 | 2022
solar pv | TRUE | 58550 | N | . | Owens Corning at Bethlehem | Luminace Solar Holding, LLC | 58491 | NY | MAT | NPCC |  | 22 | 2 | NAICS-22 Non-Cogen | PV | SUN | SUN | NYIS | 11943 | 3501 | 2022
other | TRUE | 58551 | N | . | Bridgeport Fuel Cell, LLC | Bridgeport Fuel Cell, LLC | 63130 | CT | NEW | NPCC |  | 22 | 2 | NAICS-22 Non-Cogen | FC | NG | NG | ISNE | 983561 | 111568 | 2022
solar pv | TRUE | 58552 | N | . | Indy Solar I, LLC | Onward Energy | 60453 | IN | ENC | RFC |  | 22 | 2 | NAICS-22 Non-Cogen | PV | SUN | SUN | MISO | 51538 | 15105 | 2022
solar pv | TRUE | 58553 | N | . | Indy Solar III, LLC | Onward Energy | 60453 | IN | ENC | RFC |  | 22 | 2 | NAICS-22 Non-Cogen | PV | SUN | SUN | MISO | 40950 | 12002 | 2022
solar pv | TRUE | 58554 | N | . | Somers Solar Center, LLC | Onward Energy | 60453 | CT | NEW | NPCC |  | 22 | 2 | NAICS-22 Non-Cogen | PV | SUN | SUN | ISNE | 24426 | 7159 | 2022
solar pv | TRUE | 58556 | N | . | Indy Solar II, LLC | Onward Energy | 60453 | IN | ENC | RFC |  | 22 | 2 | NAICS-22 Non-Cogen | PV | SUN | SUN | MISO | 49478 | 14501 | 2022
natural gas combined cycle | TRUE | 58557 | N | . | Mesquite Generating Station Block 1 | Salt River Project | 16572 | AZ | MTN | WECC |  | 22 | 1 | Electric Utility | CA | NG | NG | SRP | 2551941 | 1396973 | 2022
natural gas combined cycle | TRUE | 58557 | N | . | Mesquite Generating Station Block 1 | Salt River Project | 16572 | AZ | MTN | WECC |  | 22 | 1 | Electric Utility | CT | NG | NG | SRP | 21608318 | 1852653 | 2022
biomass | TRUE | 58558 | N | . | Onslow Power Producers | Cube District Energy, LLC | 61038 | NC | SAT | SERC |  | 22 | 2 | NAICS-22 Non-Cogen | IC | LFG | MLG | DUK | 147098 | 13191 | 2022
biomass | TRUE | 58559 | N | . | Bi-County Gas Producers | Cube District Energy, LLC | 61038 | TN | ESC | SERC |  | 22 | 2 | NAICS-22 Non-Cogen | IC | LFG | MLG | TVA | 142425 | 12954 | 2022
biomass | TRUE | 58560 | N | . | Halifax County Biomass | South Boston Energy LLC | 58524 | VA | SAT | SERC |  | 22 | 2 | NAICS-22 Non-Cogen | ST | OBL | ORW | PJM | 1174 | 75.814 | 2022
biomass | TRUE | 58560 | N | . | Halifax County Biomass | South Boston Energy LLC | 58524 | VA | SAT | SERC |  | 22 | 2 | NAICS-22 Non-Cogen | ST | WDS | WWW | PJM | 5313857 | 347884.19 | 2022
solar pv | TRUE | 58561 | N | . | Merrimac Solar | Consolidated Edison Development Inc. | 56769 | MA | NEW | NPCC |  | 22 | 2 | NAICS-22 Non-Cogen | PV | SUN | SUN | ISNE | 8209 | 2406 | 2022
petroleum | TRUE | 58562 | N | . | Montana Power Station | El Paso Electric Co | 5701 | TX | WSC | WECC |  | 22 | 1 | Electric Utility | GT | DFO | DFO | EPE | 882 | 88.988 | 2022
natural gas peaker | TRUE | 58562 | N | . | Montana Power Station | El Paso Electric Co | 5701 | TX | WSC | WECC |  | 22 | 1 | Electric Utility | GT | NG | NG | EPE | 7582924 | 765424.01 | 2022
biomass | TRUE | 58563 | Y | . | Hometown Bio Energy LLC | Hometown Bio Energy LLC | 58526 | MN | WNC | MRO |  | 22 | 3 | NAICS-22 Cogen | IC | OBG | ORW | MISO | 227720 | 23331 | 2022
solar pv | TRUE | 58564 | N | . | Frenchtown III Solar | Consolidated Edison Development Inc. | 56769 | NJ | MAT | NPCC |  | 22 | 2 | NAICS-22 Non-Cogen | PV | SUN | SUN | PJM | 38440 | 11266 | 2022
solar pv | TRUE | 58568 | N | . | Cottage Street Solar Facility | Western Massachusetts Electric Company | 56999 | MA | NEW | NPCC |  | 22 | 1 | Electric Utility | PV | SUN | SUN | ISNE | 17501 | 5129 | 2022
solar pv | TRUE | 58569 | N | . | Paradise Solar Energy Center | Paradise Solar Urban Renewal, LLC | 60842 | NJ | MAT | RFC |  | 22 | 2 | NAICS-22 Non-Cogen | PV | SUN | SUN | PJM | 24191 | 7090 | 2022
geothermal | TRUE | 58570 | N | . | Enel Cove Fort | Enel Cove Fort LLC | 56381 | UT | MTN | WECC |  | 22 | 2 | NAICS-22 Non-Cogen | BT | GEO | GEO | PACE | 499624 | 146431 | 2022
onshore wind | TRUE | 58571 | N | . | Tucannon River Wind Farm | Portland General Electric Co | 15248 | WA | PACC | WECC |  | 22 | 1 | Electric Utility | WT | WND | WND | PGE | 2518530 | 738139 | 2022
solar pv | TRUE | 58572 | N | . | Lakeland Solar Energy LLC | Invenergy Services LLC | 49893 | GA | SAT | SERC |  | 22 | 2 | NAICS-22 Non-Cogen | PV | SUN | SUN | SOCO | 9984 | 2926 | 2022
biomass | TRUE | 58574 | N | . | Eagle Valley Clean Energy LLC Biomass | Eagle Valley Clean Energy LLC | 58535 | CO | MTN | WECC |  | 22 | 2 | NAICS-22 Non-Cogen | ST | WDS | WWW | PSCO | 1218717 | 90406 | 2022
petroleum | FALSE | 58575 | Y | . | Smithfield Packaged Meats Corp. | Smithfield Packaged Meats Corp | 58536 | NC | SAT | SERC |  | 311 | 7 | Industrial NAICS Cogen | IC | DFO | DFO | CPLE | 12070 | 1664.04 | 2022
solar pv | TRUE | 58576 | N | . | GSE NM1 | Altus Power America Management, LLC | 60281 | NM | MTN | WECC |  | 22 | 2 | NAICS-22 Non-Cogen | PV | SUN | SUN | SWPP | 16477 | 4829 | 2022
biomass | TRUE | 58577 | N | . | Veolia ES Blackfoot Landfill Facility | Southern Indiana Gas & Elec Co | 17633 | IN | ENC | RFC |  | 22 | 1 | Electric Utility | IC | LFG | MLG | MISO | 90240 | 9810 | 2022
solar pv | TRUE | 58578 | N | . | Sonora 1 | Greenbacker Renewable Energy Corporation | 60025 | CA | PACC | WECC |  | 22 | 2 | NAICS-22 Non-Cogen | PV | SUN | SUN | CISO | 13485 | 3952 | 2022
onshore wind | TRUE | 58580 | N | . | Pheasant Run Wind LLC | Pheasant Run Wind LLC | 58539 | MI | ENC | RFC |  | 22 | 2 | NAICS-22 Non-Cogen | WT | WND | WND | MISO | 893866 | 261977 | 2022
solar pv | TRUE | 58581 | N | . | Oltmans SCE at Champagne | California PV Energy LLC | 58540 | CA | PACC | WECC |  | 22 | 2 | NAICS-22 Non-Cogen | PV | SUN | SUN | CISO | 4578 | 1342 | 2022
solar pv | TRUE | 58582 | N | . | Oltmans SCE at Jurupa | California PV Energy LLC | 58540 | CA | PACC | WECC |  | 22 | 2 | NAICS-22 Non-Cogen | PV | SUN | SUN | CISO | 7073 | 2073 | 2022
solar pv | TRUE | 58583 | N | . | Forbes Street Solar | Altus Power America Management, LLC | 60281 | RI | NEW | NPCC |  | 22 | 2 | NAICS-22 Non-Cogen | PV | SUN | SUN | ISNE | 11568 | 3390 | 2022
petroleum | FALSE | 58584 | Y | . | Princeton University Cogeneration | Trustees of Princeton University | 58542 | NJ | MAT | RFC |  | 611 | 5 | Commercial NAICS Cogen | GT | DFO | DFO | PJM | 6734 | 1482.485 | 2022
natural gas peaker | FALSE | 58584 | Y | . | Princeton University Cogeneration | Trustees of Princeton University | 58542 | NJ | MAT | RFC |  | 611 | 5 | Commercial NAICS Cogen | GT | NG | NG | PJM | 191626 | 41985.515 | 2022
solar pv | FALSE | 58584 | Y | . | Princeton University Cogeneration | Trustees of Princeton University | 58542 | NJ | MAT | RFC |  | 611 | 5 | Commercial NAICS Cogen | PV | SUN | SUN | PJM | 81600 | 23916 | 2022
other | FALSE | 58585 | Y | . | Sierra Nevada Brewing Co Hybrid | Sierra Nevada Brewing Co | 58544 | CA | PACC | WECC |  | 312 | 7 | Industrial NAICS Cogen | BA | MWH | OTH | CISO | 0 | -36 | 2022
natural gas peaker | FALSE | 58585 | Y | . | Sierra Nevada Brewing Co Hybrid | Sierra Nevada Brewing Co | 58544 | CA | PACC | WECC |  | 312 | 7 | Industrial NAICS Cogen | GT | NG | NG | CISO | 40172 | 6436 | 2022
solar pv | FALSE | 58585 | Y | . | Sierra Nevada Brewing Co Hybrid | Sierra Nevada Brewing Co | 58544 | CA | PACC | WECC |  | 312 | 7 | Industrial NAICS Cogen | PV | SUN | SUN | CISO | 8294 | 2431 | 2022
solar pv | TRUE | 58586 | N | . | Town of East Bridgewater CSG | Tesla Inc. | 60947 | MA | NEW | NPCC |  | 22 | 2 | NAICS-22 Non-Cogen | PV | SUN | SUN | ISNE | 4498 | 1319 | 2022
onshore wind | TRUE | 58587 | N | . | Tuscola Wind II LLC | Tuscola Wind II LLC | 58545 | MI | ENC | RFC |  | 22 | 2 | NAICS-22 Non-Cogen | WT | WND | WND | MISO | 1048893 | 307413 | 2022
solar pv | TRUE | 58588 | N | . | Sue Cleveland High School | Terraform Arcadia | 63249 | NM | MTN | WECC |  | 22 | 2 | NAICS-22 Non-Cogen | PV | SUN | SUN | PNM | 7224 | 2117 | 2022
solar pv | TRUE | 58589 | N | . | Rio Rancho High School | Terraform Arcadia | 63249 | NM | MTN | WECC |  | 22 | 2 | NAICS-22 Non-Cogen | PV | SUN | SUN | PNM | 7339 | 2151 | 2022
solar pv | TRUE | 58590 | N | . | Cascade Solar | Cascade Solar LLC | 58546 | CA | PACC | WECC |  | 22 | 2 | NAICS-22 Non-Cogen | PV | SUN | SUN | CISO | 184981 | 54215 | 2022
biomass | TRUE | 58591 | Y | . | POTB Digester | Tillamook BioGas, LLC Digester | 63812 | OR | PACC | WECC |  | 22 | 3 | NAICS-22 Cogen | IC | OBG | ORW | BPAT | 17492 | 1538 | 2022
solar pv | TRUE | 58592 | N | . | Solar Gen 2 Solar Facility | Southern Power Co | 17650 | CA | PACC | WECC |  | 22 | 2 | NAICS-22 Non-Cogen | PV | SUN | SUN | CISO | 1380104 | 404485 | 2022
petroleum | FALSE | 58593 | Y | . | DGS Central Utility Plant | State of CA DGS BPM | 58548 | CA | PACC | WECC |  | 921 | 5 | Commercial NAICS Cogen | IC | DFO | DFO | BANC | 0 | 0 | 2022
petroleum | FALSE | 58593 | Y | . | DGS Central Utility Plant | State of CA DGS BPM | 58548 | CA | PACC | WECC |  | 921 | 5 | Commercial NAICS Cogen | ST | DFO | DFO | BANC | 0 | 0 | 2022
natural gas steam turbine | FALSE | 58593 | Y | . | DGS Central Utility Plant | State of CA DGS BPM | 58548 | CA | PACC | WECC |  | 921 | 5 | Commercial NAICS Cogen | ST | NG | NG | BANC | 0 | 0 | 2022
onshore wind | TRUE | 58594 | N | . | Steele Flats Wind Project LLC | Steele Flats Wind Project LLC | 58551 | NE | WNC | MRO |  | 22 | 2 | NAICS-22 Non-Cogen | WT | WND | WND | SWPP | 1154716 | 338428 | 2022
onshore wind | TRUE | 58596 | N | . | Grandview Wind Farm, LLC | RWE Renewables Americas, LLC | 56215 | TX | WSC | TRE |  | 22 | 2 | NAICS-22 Non-Cogen | WT | WND | WND | ERCO | 3098874 | 908228 | 2022
natural gas peaker | FALSE | 58597 | Y | . | HTW Plant 303 COGEN | The University of Utah | 58555 | UT | MTN | WECC |  | 611 | 5 | Commercial NAICS Cogen | GT | NG | NG | PACE | 192832 | 41857.22 | 2022
solar pv | TRUE | 58598 | N | . | Beryl Solar Plant | Evergreen Wind, LLC | 59155 | UT | MTN | WECC |  | 22 | 2 | NAICS-22 Non-Cogen | PV | SUN | SUN | PACE | 21321 | 6249 | 2022
solar pv | TRUE | 58599 | N | . | Cedar Valley Solar Plant | Evergreen Wind, LLC | 59155 | UT | MTN | WECC |  | 22 | 2 | NAICS-22 Non-Cogen | PV | SUN | SUN | PACE | 21750 | 6374 | 2022
solar pv | TRUE | 58600 | N | . | Buckhorn Solar Plant | Evergreen Wind, LLC | 59155 | UT | MTN | WECC |  | 22 | 2 | NAICS-22 Non-Cogen | PV | SUN | SUN | PACE | 20127 | 5899 | 2022
solar pv | TRUE | 58601 | N | . | Milford Flat Solar Plant | Evergreen Wind, LLC | 59155 | UT | MTN | WECC |  | 22 | 2 | NAICS-22 Non-Cogen | PV | SUN | SUN | PACE | 21349 | 6257 | 2022
solar pv | TRUE | 58602 | N | . | Laho Solar Plant | MN8 Energy LLC | 61944 | UT | MTN | WECC |  | 22 | 2 | NAICS-22 Non-Cogen | PV | SUN | SUN | PACE | 19595 | 5743 | 2022
solar pv | TRUE | 58603 | N | . | Greenville Solar Plant | Evergreen Wind, LLC | 59155 | UT | MTN | WECC |  | 22 | 2 | NAICS-22 Non-Cogen | PV | SUN | SUN | PACE | 16005 | 4691 | 2022
solar pv | TRUE | 58604 | N | . | Granite Peak Solar Plant | Evergreen Wind, LLC | 59155 | UT | MTN | WECC |  | 22 | 2 | NAICS-22 Non-Cogen | PV | SUN | SUN | PACE | 21699 | 6360 | 2022
solar pv | TRUE | 58605 | N | . | Blueberry One | Cypress Creek Renewables | 61060 | NC | SAT | SERC |  | 22 | 2 | NAICS-22 Non-Cogen | PV | SUN | SUN | DUK | 32800 | 9613 | 2022
natural gas peaker | FALSE | 58607 | Y | . | One Market Plaza | Paramount Group Inc | 58564 | CA | PACC | WECC |  | 53 | 5 | Commercial NAICS Cogen | IC | NG | NG | CISO | 19433 | 3572 | 2022
onshore wind | TRUE | 58608 | N | . | Saddleback Ridge Wind Farm | Saddleback Ridge Wind, LLC | 58565 | ME | NEW | NPCC |  | 22 | 2 | NAICS-22 Non-Cogen | WT | WND | WND | ISNE | 289614 | 84881 | 2022
solar pv | TRUE | 58609 | N | . | Industry Solar Power Generation Station 1 LLC | AES Distributed Energy | 61012 | CA | PACC | WECC |  | 22 | 2 | NAICS-22 Non-Cogen | PV | SUN | SUN | CISO | 14835 | 4348 | 2022
solar pv | TRUE | 58610 | N | . | Navajo Solar Power Generation Station 1 LLC | AES Distributed Energy | 61012 | CA | PACC | WECC |  | 22 | 2 | NAICS-22 Non-Cogen | PV | SUN | SUN | CISO | 14888 | 4364 | 2022
solar pv | TRUE | 58611 | N | . | Powhatan Solar Power Generation Station 1 LLC | AES Distributed Energy | 61012 | CA | PACC | WECC |  | 22 | 2 | NAICS-22 Non-Cogen | PV | SUN | SUN | CISO | 14395 | 4219 | 2022
solar pv | TRUE | 58612 | N | . | Otoe Solar Power Generation Station 1 LLC | AES Distributed Energy | 61012 | CA | PACC | WECC |  | 22 | 2 | NAICS-22 Non-Cogen | PV | SUN | SUN | CISO | 12153 | 3562 | 2022
onshore wind | TRUE | 58614 | N | . | Patriot Wind Farm | Avangrid Renewables LLC | 15399 | TX | WSC | TRE |  | 22 | 2 | NAICS-22 Non-Cogen | WT | WND | WND | ERCO | 2366644 | 693624 | 2022
solar pv | TRUE | 58615 | N | . | Indianapolis Motor Speedway Solar PV | Blue Renewable Energy IMS, LLC | 58567 | IN | ENC | RFC |  | 22 | 2 | NAICS-22 Non-Cogen | PV | SUN | SUN | MISO | 43523 | 12756 | 2022
solar pv | TRUE | 58616 | N | . | Westlands Solar PV Farm | Westlands Solar Farms, LLC | 58568 | CA | PACC | WECC |  | 22 | 2 | NAICS-22 Non-Cogen | PV | SUN | SUN | CISO | 136889 | 40120 | 2022
natural gas peaker | FALSE | 58617 | Y | . | Water Reclamation Plant | City of Rochester | 58569 | MN | WNC | MRO |  | 22132 | 5 | Commercial NAICS Cogen | IC | NG | NG | MISO | 25 | 3.513 | 2022
biomass | FALSE | 58617 | Y | . | Water Reclamation Plant | City of Rochester | 58569 | MN | WNC | MRO |  | 22132 | 5 | Commercial NAICS Cogen | IC | OBG | ORW | MISO | 20937 | 2886.507 | 2022
solar pv | TRUE | 58618 | N | . | Butler Plaza | Clean Focus Yield, LLC | 65305 | FL | SAT | SERC |  | 22 | 2 | NAICS-22 Non-Cogen | PV | SUN | SUN | GVL | 6546 | 1919 | 2022
natural gas peaker | FALSE | 58619 | Y | . | Transamerica Pyramid | Transamerica Pyramid Properties LLC | 58573 | CA | PACC | WECC |  | 53 | 5 | Commercial NAICS Cogen | IC | NG | NG | CISO | 7360 | 1402 | 2022
onshore wind | TRUE | 58620 | N | . | Canton Mountain Wind | Canton Mountain Wind LLC | 58574 | ME | NEW | NPCC |  | 22 | 2 | NAICS-22 Non-Cogen | WT | WND | WND | ISNE | 205930 | 60355 | 2022
solar pv | TRUE | 58621 | N | . | Sol Orchard El Centro PV | Sol Orchard Imperial 1, LLC | 58575 | CA | PACC | WECC |  | 22 | 2 | NAICS-22 Non-Cogen | PV | SUN | SUN | IID | 149084 | 43694 | 2022
hydro | FALSE | 58622 | N | . | Carter Hydro | Northern Colorado Water Conservancy District | 58577 | CO | MTN | WECC |  | 22131 | 4 | Commercial NAICS Non-Cogen | HY | WAT | HYC | WACM | 34648 | 10155 | 2022
solar pv | TRUE | 58623 | N | . | Holstein Plant | Strata Manager, LLC | 64778 | NC | SAT | SERC |  | 22 | 2 | NAICS-22 Non-Cogen | PV | SUN | SUN | CPLE | 108835 | 31898 | 2022
solar pv | TRUE | 58624 | N | . | Berkshire 1 | PPS Berkshire Solar LLC | 58578 | MA | NEW | NPCC |  | 22 | 2 | NAICS-22 Non-Cogen | PV | SUN | SUN | ISNE | 8584 | 2516 | 2022
other | TRUE | 58625 | Y | . | Santa Rita Jail Hybrid | County of Alameda GSA | 58549 | CA | PACC | WECC |  | 22 | 3 | NAICS-22 Cogen | BA | MWH | OTH | CISO | 0 | 0 | 2022
other | TRUE | 58625 | Y | . | Santa Rita Jail Hybrid | County of Alameda GSA | 58549 | CA | PACC | WECC |  | 22 | 3 | NAICS-22 Cogen | FC | NG | NG | CISO | 68048 | 11091 | 2022
solar pv | TRUE | 58625 | Y | . | Santa Rita Jail Hybrid | County of Alameda GSA | 58549 | CA | PACC | WECC |  | 22 | 3 | NAICS-22 Cogen | PV | SUN | SUN | CISO | 8383 | 2457 | 2022
solar pv | TRUE | 58626 | N | . | Western Antelope Blue Sky Ranch A | AES Distributed Energy | 61012 | CA | PACC | WECC |  | 22 | 2 | NAICS-22 Non-Cogen | PV | SUN | SUN | CISO | 169270 | 49610 | 2022
solar pv | TRUE | 58627 | N | . | Western Antelope Dry Ranch | AES Distributed Energy | 61012 | CA | PACC | WECC |  | 22 | 2 | NAICS-22 Non-Cogen | PV | SUN | SUN | CISO | 91472 | 26809 | 2022
solar pv | TRUE | 58628 | N | . | Simon Solar Farm LLC | Simon Solar Farm, LLC | 58580 | GA | SAT | SERC |  | 22 | 2 | NAICS-22 Non-Cogen | PV | SUN | SUN | SOCO | 178641 | 52357 | 2022
geothermal | TRUE | 58629 | N | . | Lightning Dock Geothermal HI-01, LLC | Lightning Dock Geothermal HI-01, LLC | 58581 | NM | MTN | WECC |  | 22 | 2 | NAICS-22 Non-Cogen | BT | GEO | GEO | PNM | 160635 | 47080 | 2022
onshore wind | TRUE | 58630 | N | . | RP Wind | Consolidated Edison Solutions Inc. | 57365 | OH | ENC | RFC |  | 22 | 2 | NAICS-22 Non-Cogen | WT | WND | WND | PJM | 20428 | 5987 | 2022
solar pv | TRUE | 58631 | N | . | Queen Anne's County | Tesla Inc. | 60947 | MD | SAT | RFC |  | 22 | 2 | NAICS-22 Non-Cogen | PV | SUN | SUN | PJM | 9517 | 2789 | 2022
solar pv | TRUE | 58632 | N | . | Actus Lend Lease DMAFB | Tesla Inc. | 60947 | AZ | MTN | WECC |  | 22 | 2 | NAICS-22 Non-Cogen | PV | SUN | SUN | TEPC | 13250 | 3883 | 2022
solar pv | TRUE | 58633 | N | . | Monterey Regional Water Pollution Control Agency | Tesla Inc. | 60947 | CA | PACC | WECC |  | 22 | 2 | NAICS-22 Non-Cogen | PV | SUN | SUN | CISO | 3952 | 1158 | 2022
solar pv | TRUE | 58634 | N | . | Lancaster Baptist Church | Tesla Inc. | 60947 | CA | PACC | WECC |  | 22 | 2 | NAICS-22 Non-Cogen | PV | SUN | SUN | CISO | 3733 | 1094 | 2022
natural gas peaker | FALSE | 58635 | Y | . | Museum of Science and Industry | Museum of Science and Industry | 58583 | IL | ENC | RFC |  | 712 | 5 | Commercial NAICS Cogen | IC | NG | NG | PJM | 416 | 36.26 | 2022
solar pv | TRUE | 58636 | N | . | Sacramento Fairbain Water Treatment Plant | Tesla Inc. | 60947 | CA | PACC | WECC |  | 22 | 2 | NAICS-22 Non-Cogen | PV | SUN | SUN | BANC | 4627 | 1356 | 2022
biomass | TRUE | 58638 | N | . | Orbit Energy Charlotte | Anaergia | 64553 | NC | SAT | SERC |  | 22 | 2 | NAICS-22 Non-Cogen | IC | OBG | ORW | DUK | 96506 | 8530.9 | 2022
other | TRUE | 58639 | N | . | KRS I Anahola Solar Hybrid | Kauai Island Utility Cooperative | 10071 | HI | PACN |  |  | 22 | 1 | Electric Utility | BA | MWH | OTH |  | 0 | -333 | 2022
solar pv | TRUE | 58639 | N | . | KRS I Anahola Solar Hybrid | Kauai Island Utility Cooperative | 10071 | HI | PACN |  |  | 22 | 1 | Electric Utility | PV | SUN | SUN |  | 78596 | 23035 | 2022
solar pv | TRUE | 58640 | N | . | KRS II Koloa Solar | Kauai Island Utility Cooperative | 10071 | HI | PACN |  |  | 22 | 1 | Electric Utility | PV | SUN | SUN |  | 73062 | 21413 | 2022
solar pv | TRUE | 58642 | N | . | Tulare 1 and 2 | Arevon Energy, Inc. | 61230 | CA | PACC | WECC |  | 22 | 2 | NAICS-22 Non-Cogen | PV | SUN | SUN | CISO | 10250 | 3004 | 2022
solar pv | TRUE | 58643 | N | . | Rockford Solar Farm | Rockford Solar Partners | 58594 | IL | ENC | RFC |  | 22 | 2 | NAICS-22 Non-Cogen | PV | SUN | SUN | PJM | 13310 | 3901 | 2022
solar pv | TRUE | 58644 | N | . | Silver State Solar Power South | Silver State Solar Power South, LLC | 59363 | NV | MTN | WECC |  | 22 | 2 | NAICS-22 Non-Cogen | PV | SUN | SUN | CISO | 2173329 | 636966 | 2022
hydro | TRUE | 58645 | N | . | RC Thomas Hydroelectric Project | East Texas Electric Coop, Inc | 39347 | TX | WSC | SERC |  | 22 | 1 | Electric Utility | HY | WAT | HYC | MISO | 343696 | 100732 | 2022
solar pv | TRUE | 58646 | N | . | Stateline Solar | Southern Power Co | 17650 | CA | PACC | WECC |  | 22 | 2 | NAICS-22 Non-Cogen | PV | SUN | SUN | CISO | 2126109 | 623127 | 2022
solar pv | TRUE | 58647 | N | . | Port Richmond WWT Solar | Consolidated Edison Solutions Inc. | 57365 | NY | MAT | NPCC |  | 22 | 2 | NAICS-22 Non-Cogen | PV | SUN | SUN | NYIS | 5295 | 1552 | 2022
solar pv | TRUE | 58649 | N | . | Montgomery Solar LLC | Oppidum Renewables USA, LLC | 63026 | NC | SAT | SERC |  | 22 | 2 | NAICS-22 Non-Cogen | PV | SUN | SUN | DUK | 134197 | 39331 | 2022
solar pv | TRUE | 58650 | N | . | North Brookfield | Mass Solar, LLC | 58598 | MA | NEW | NPCC |  | 22 | 2 | NAICS-22 Non-Cogen | PV | SUN | SUN | ISNE | 15048 | 4410 | 2022
solar pv | TRUE | 58651 | N | . | Kalaeloa Renewable Energy Park | Hanwha Q CELLS USA | 58596 | HI | PACN |  |  | 22 | 2 | NAICS-22 Non-Cogen | PV | SUN | SUN |  | 22701 | 6653 | 2022
solar pv | TRUE | 58653 | N | . | Jersey Gardens Phase 1 | Clean Focus Yield, LLC | 65305 | NJ | MAT | RFC |  | 22 | 2 | NAICS-22 Non-Cogen | PV | SUN | SUN | PJM | 12955 | 3797 | 2022
solar pv | TRUE | 58654 | N | . | Jersey Gardens Phase 2 | CF Jersey Gardens Owner Two LLC | 58591 | NJ | MAT | RFC |  | 22 | 2 | NAICS-22 Non-Cogen | PV | SUN | SUN | PJM | 11408 | 3343 | 2022
solar pv | TRUE | 58655 | N | . | Waihonu North Solar | Waihonu North LLC | 58600 | HI | PACN |  |  | 22 | 2 | NAICS-22 Non-Cogen | PV | SUN | SUN |  | 27915 | 8181 | 2022
solar pv | TRUE | 58656 | N | . | Waihonu South Solar | Waihonu South LLC | 58601 | HI | PACN |  |  | 22 | 2 | NAICS-22 Non-Cogen | PV | SUN | SUN |  | 9051 | 2653 | 2022
onshore wind | TRUE | 58657 | N | . | Odell Wind Farm | Algonquin Power Co | 59050 | MN | WNC | MRO |  | 22 | 2 | NAICS-22 Non-Cogen | WT | WND | WND | MISO | 2967488 | 869721 | 2022
onshore wind | TRUE | 58658 | N | . | Courtenay Wind Farm | Northern States Power Co - Minnesota | 13781 | ND | WNC | MRO |  | 22 | 1 | Electric Utility | WT | WND | WND | MISO | 2784147 | 815987 | 2022
solar pv | TRUE | 58659 | N | . | Aloha Solar Energy Fund 1 PK1 | Altus Power America Management, LLC | 60281 | HI | PACN |  |  | 22 | 2 | NAICS-22 Non-Cogen | PV | SUN | SUN |  | 27360 | 8019 | 2022
solar pv | TRUE | 58660 | N | . | Utah Red Hills Renewable Energy Park | MN8 Energy LLC | 61944 | UT | MTN | WECC |  | 22 | 2 | NAICS-22 Non-Cogen | PV | SUN | SUN | PACE | 696178 | 204038 | 2022
onshore wind | FALSE | 58661 | N | . | Cape Cod Air Force Station - 6 SWS | US Air Force | 58604 | MA | NEW | NPCC |  | 928 | 4 | Commercial NAICS Non-Cogen | WT | WND | WND | ISNE | 28134 | 8246 | 2022
solar pv | TRUE | 58662 | N | . | Mauka FIT One | Valta Energy | 61980 | HI | PACN |  |  | 22 | 2 | NAICS-22 Non-Cogen | PV | SUN | SUN |  | 17588 | 5155 | 2022
natural gas peaker | FALSE | 58664 | N | . | Frito Lay Incorporated | Frito Lay Incorporated Dayville | 58607 | CT | NEW | NPCC |  | 311 | 6 | Industrial NAICS Non-Cogen | GT | NG | NG | ISNE | 376834 | 23587.62 | 2022
solar pv | TRUE | 58665 | N | . | Celina Solar Project #1, LLC | Celina Solar Project #1, LLC | 58610 | OH | ENC | RFC |  | 22 | 2 | NAICS-22 Non-Cogen | PV | SUN | SUN | PJM | 21992 | 6445 | 2022
onshore wind | TRUE | 58666 | N | . | Alexander Wind Farm LLC | SRIV Partnership LLC | 62042 | KS | WNC | MRO |  | 22 | 2 | NAICS-22 Non-Cogen | WT | WND | WND | SWPP | 735075 | 215438 | 2022
solar pv | TRUE | 58667 | N | . | Biscoe Solar LLC | AES Distributed Energy | 61012 | NC | SAT | SERC |  | 22 | 2 | NAICS-22 Non-Cogen | PV | SUN | SUN | DUK | 32263 | 9456 | 2022
solar pv | TRUE | 58668 | N | . | Rockwell Solar LLC | Oppidum Renewables USA, LLC | 63026 | NC | SAT | SERC |  | 22 | 2 | NAICS-22 Non-Cogen | PV | SUN | SUN | DUK | 19192 | 5625 | 2022
solar pv | TRUE | 58669 | N | . | Selma Solar LLC | AES Distributed Energy | 61012 | NC | SAT | SERC |  | 22 | 2 | NAICS-22 Non-Cogen | PV | SUN | SUN | DUK | 29622 | 8682 | 2022
solar pv | TRUE | 58670 | N | . | Turkey Branch Solar LLC | AES Distributed Energy | 61012 | NC | SAT | SERC |  | 22 | 2 | NAICS-22 Non-Cogen | PV | SUN | SUN | DUK | 29102 | 8529 | 2022
solar pv | TRUE | 58673 | N | . | Gates Solar LLC | Oppidum Renewables USA, LLC | 63026 | NC | SAT | SERC |  | 22 | 2 | NAICS-22 Non-Cogen | PV | SUN | SUN | PJM | 31836 | 9331 | 2022
solar pv | TRUE | 58674 | N | . | Cirrus Solar LLC | Oppidum Renewables USA, LLC | 63026 | NC | SAT | SERC |  | 22 | 2 | NAICS-22 Non-Cogen | PV | SUN | SUN | DUK | 20826 | 6104 | 2022
solar pv | TRUE | 58675 | N | . | Chocowinity Solar LLC | Oppidum Renewables USA, LLC | 63026 | NC | SAT | SERC |  | 22 | 2 | NAICS-22 Non-Cogen | PV | SUN | SUN | DUK | 25668 | 7523 | 2022
solar pv | TRUE | 58676 | N | . | Pearl City Peninsula Solar Park | Altus Power America Management, LLC | 60281 | HI | PACN |  |  | 22 | 2 | NAICS-22 Non-Cogen | PV | SUN | SUN | HECO | 3126 | 916 | 2022
onshore wind | TRUE | 58677 | N | . | Gratiot County Wind LLC | Invenergy Services LLC | 49893 | MI | ENC | RFC |  | 22 | 2 | NAICS-22 Non-Cogen | WT | WND | WND | MISO | 972339 | 284976 | 2022
hydro | TRUE | 58678 | N | . | Oswegatchie | Erie Boulevard Hydropower LP | 5914 | NY | MAT | NPCC |  | 22 | 2 | NAICS-22 Non-Cogen | HY | WAT | HYC | NYIS | 25962 | 7609 | 2022
hydro | TRUE | 58679 | N | . | Upper Newton Falls | Erie Boulevard Hydropower LP | 5914 | NY | MAT | NPCC |  | 22 | 2 | NAICS-22 Non-Cogen | HY | WAT | HYC | NYIS | 21960 | 6436 | 2022
solar pv | TRUE | 58680 | N | . | Braley Road 2 | Mass Solar, LLC | 58598 | MA | NEW | NPCC |  | 22 | 2 | NAICS-22 Non-Cogen | PV | SUN | SUN | ISNE | 14053 | 4118 | 2022
onshore wind | TRUE | 58681 | N | . | Route 66 Wind Plant | Onward Energy | 60453 | TX | WSC | TRE |  | 22 | 2 | NAICS-22 Non-Cogen | WT | WND | WND | ERCO | 1820643 | 533600 | 2022
solar pv | TRUE | 58682 | N | . | Dartmouth | Mass Solar, LLC | 58598 | MA | NEW | NPCC |  | 22 | 2 | NAICS-22 Non-Cogen | PV | SUN | SUN | ISNE | 16778 | 4917 | 2022
onshore wind | TRUE | 58683 | N | . | Osage Wind, LLC | Enel Green Power NA, Inc. | 59380 | OK | WSC | MRO |  | 22 | 2 | NAICS-22 Non-Cogen | WT | WND | WND | AECI | 1994471 | 584546 | 2022
solar pv | TRUE | 58684 | N | . | Kapolei Solar Energy Park | Altus Power America Management, LLC | 60281 | HI | PACN |  |  | 22 | 2 | NAICS-22 Non-Cogen | PV | SUN | SUN | HECO | 3079 | 902 | 2022
hydro | TRUE | 58685 | N | . | Mahoning Creek Hydroelectric Project | Eagle Creek Renewable Energy, LLC | 57280 | PA | MAT | RFC |  | 22 | 2 | NAICS-22 Non-Cogen | HY | WAT | HYC | PJM | 62423 | 18295 | 2022
onshore wind | TRUE | 58686 | N | . | Hancock Wind Plant | Onward Energy | 60453 | ME | NEW | NPCC |  | 22 | 2 | NAICS-22 Non-Cogen | WT | WND | WND | ISNE | 428292 | 125525 | 2022
biomass | TRUE | 58687 | N | . | Finley Buttes Landfill Gas | Finley BioEnergy LLC | 58618 | OR | PACC | WECC |  | 22 | 2 | NAICS-22 Non-Cogen | IC | LFG | MLG | BPAT | 383370 | 37227 | 2022
biomass | TRUE | 58688 | N | . | LRI LFGTE Facility | Frontier Operation Services | 63199 | WA | PACC | WECC |  | 22 | 2 | NAICS-22 Non-Cogen | IC | LFG | MLG | PSEI | 292340 | 31850 | 2022
solar pv | TRUE | 58689 | N | . | Blue Sky One | SSA Solar of NM, LLC | 58621 | NM | MTN | WECC |  | 22 | 2 | NAICS-22 Non-Cogen | PV | SUN | SUN | PNM | 9414 | 2759 | 2022
onshore wind | TRUE | 58690 | N | . | Apple Blossom Wind Farm | Apple Blossom Wind, LLC | 60456 | MI | ENC | RFC |  | 22 | 2 | NAICS-22 Non-Cogen | WT | WND | WND | MISO | 945049 | 276978 | 2022
onshore wind | TRUE | 58691 | N | . | South Fork Wind Farm | South Fork Wind, LLC | 60458 | MN | WNC | MRO |  | 22 | 2 | NAICS-22 Non-Cogen | WT | WND | WND | MISO | 184004 | 53928 | 2022
onshore wind | TRUE | 58692 | N | . | Black Oak Wind Farm | Black Oak Wind, LLC | 58625 | MN | WNC | MRO |  | 22 | 2 | NAICS-22 Non-Cogen | WT | WND | WND | MISO | 1136401 | 333060 | 2022
onshore wind | TRUE | 58694 | N | . | Walnut Ridge Wind Farm | BHE Renewables, LLC | 59359 | IL | ENC | RFC |  | 22 | 2 | NAICS-22 Non-Cogen | WT | WND | WND | PJM | 3026222 | 886935 | 2022
onshore wind | TRUE | 58695 | N | . | Grande Prairie Wind Farm | BHE Renewables, LLC | 59359 | NE | WNC | MRO |  | 22 | 2 | NAICS-22 Non-Cogen | WT | WND | WND | SWPP | 5171039 | 1515545 | 2022
hydro | TRUE | 58696 | N | . | Nooksack Hydro | Puget Sound Hydro LLC | 58627 | WA | PACC | WECC |  | 22 | 2 | NAICS-22 Non-Cogen | HY | WAT | HYC | PSEI | 48741 | 14286 | 2022
petroleum | TRUE | 58697 | N | . | L V Sutton Combined Cycle | Duke Energy Progress - (NC) | 3046 | NC | SAT | SERC |  | 22 | 1 | Electric Utility | CA | DFO | DFO | CPLE | 0 | 1024.9 | 2022
natural gas combined cycle | TRUE | 58697 | N | . | L V Sutton Combined Cycle | Duke Energy Progress - (NC) | 3046 | NC | SAT | SERC |  | 22 | 1 | Electric Utility | CA | NG | NG | CPLE | 0 | 1425953.1 | 2022
petroleum | TRUE | 58697 | N | . | L V Sutton Combined Cycle | Duke Energy Progress - (NC) | 3046 | NC | SAT | SERC |  | 22 | 1 | Electric Utility | CT | DFO | DFO | CPLE | 19998 | 1767.149 | 2022
natural gas combined cycle | TRUE | 58697 | N | . | L V Sutton Combined Cycle | Duke Energy Progress - (NC) | 3046 | NC | SAT | SERC |  | 22 | 1 | Electric Utility | CT | NG | NG | CPLE | 28008582 | 2482249.9 | 2022
petroleum | TRUE | 58697 | N | . | L V Sutton Combined Cycle | Duke Energy Progress - (NC) | 3046 | NC | SAT | SERC |  | 22 | 1 | Electric Utility | GT | DFO | DFO | CPLE | 33441 | 4740.906 | 2022
natural gas peaker | TRUE | 58697 | N | . | L V Sutton Combined Cycle | Duke Energy Progress - (NC) | 3046 | NC | SAT | SERC |  | 22 | 1 | Electric Utility | GT | NG | NG | CPLE | 117302 | 11570.094 | 2022
solar pv | FALSE | 58698 | N | . | Mira Loma | Costco Wholesale | 58622 | CA | PACC | WECC |  | 493 | 4 | Commercial NAICS Non-Cogen | PV | SUN | SUN | CISO | 9808 | 2874 | 2022
biomass | TRUE | 58699 | N | . | ABEC Bidart-Old River LLC | ABEC Bidart-Old River LLC | 58628 | CA | PACC | WECC |  | 22 | 2 | NAICS-22 Non-Cogen | IC | OBG | ORW | CISO | 173023 | 13084 | 2022
solar pv | TRUE | 58700 | N | . | Colleton Solar Farm | TIG Sun Energy I LLC | 58629 | SC | SAT | SERC |  | 22 | 2 | NAICS-22 Non-Cogen | PV | SUN | SUN | SC | 11822 | 3465 | 2022
solar pv | FALSE | 58701 | N | . | Apple Data Center - PV2 | Apple, Inc | 57369 | NC | SAT | SERC |  | 518 | 4 | Commercial NAICS Non-Cogen | PV | SUN | SUN | DUK | 134753 | 39494 | 2022
solar pv | TRUE | 58702 | N | . | Axio Green LLC | Altus Power America Management, LLC | 60281 | MA | NEW | NPCC |  | 22 | 2 | NAICS-22 Non-Cogen | PV | SUN | SUN | ISNE | 9132 | 2676 | 2022
solar pv | TRUE | 58703 | N | . | Lenape II | Lenape Solar II, LLC | 58638 | IN | ENC | RFC |  | 22 | 2 | NAICS-22 Non-Cogen | PV | SUN | SUN | MISO | 14133 | 4142 | 2022
biomass | TRUE | 58704 | N | . | Zeeland Farm Services | Zeeland Farm Services | 58643 | MI | ENC | RFC |  | 22 | 2 | NAICS-22 Non-Cogen | IC | OBG | ORW | MISO | 119882 | 13053.6 | 2022
biomass | TRUE | 58706 | N | . | Allendale Biomass | Allendale Biomass LLC | 63513 | SC | SAT | RFC |  | 22 | 2 | NAICS-22 Non-Cogen | ST | WDS | WWW | SC | 2590574 | 150976 | 2022
biomass | TRUE | 58707 | N | . | Dorchester Biomass | Dorchester Biomass LLC | 63514 | SC | SAT | RFC |  | 22 | 2 | NAICS-22 Non-Cogen | ST | WDS | WWW | SC | 2580066 | 143683 | 2022
solar pv | FALSE | 58708 | N | . | Phoenix Airport East Economy Lot | Solar Star Arizona II LLC | 58649 | AZ | MTN | WECC |  | 92 | 4 | Commercial NAICS Non-Cogen | PV | SUN | SUN | AZPS | 4128 | 1210 | 2022
solar pv | FALSE | 58709 | N | . | Phoenix Airport Rental Car Center | Solar Star Arizona II LLC | 58649 | AZ | MTN | WECC |  | 92 | 4 | Commercial NAICS Non-Cogen | PV | SUN | SUN | AZPS | 14872 | 4359 | 2022
solar pv | TRUE | 58710 | N | . | Barilla Solar | Leeward Asset Management, LLC | 50123 | TX | WSC | TRE |  | 22 | 2 | NAICS-22 Non-Cogen | PV | SUN | SUN | ERCO | 260573 | 76369 | 2022
solar pv | TRUE | 58711 | N | . | Lost Hills/Blackwell | Southern Power Co | 17650 | CA | PACC | WECC |  | 22 | 2 | NAICS-22 Non-Cogen | PV | SUN | SUN | CISO | 298189 | 87394 | 2022
solar pv | TRUE | 58713 | N | . | North Star Solar | Southern Power Co | 17650 | CA | PACC | WECC |  | 22 | 2 | NAICS-22 Non-Cogen | PV | SUN | SUN | CISO | 479265 | 140465 | 2022
natural gas peaker | TRUE | 58714 | N | . | Oxbow Creek | Oxbow Creek Energy LLC | 58653 | PA | MAT | RFC |  | 22 | 2 | NAICS-22 Non-Cogen | IC | NG | NG | PJM | 503119 | 55690 | 2022
natural gas peaker | TRUE | 58715 | N | . | Roundtop | Roundtop Energy LLC | 58652 | PA | MAT | RFC |  | 22 | 2 | NAICS-22 Non-Cogen | IC | NG | NG | PJM | 430084 | 46633 | 2022
solar pv | TRUE | 58716 | N | . | OCI Alamo 2, LLC | OCI Solar Power | 58489 | TX | WSC | TRE |  | 22 | 2 | NAICS-22 Non-Cogen | PV | SUN | SUN | ERCO | 19700 | 5774 | 2022
solar pv | TRUE | 58717 | N | . | OCI Alamo 4, LLC | Consolidated Edison Development Inc. | 56769 | TX | WSC | TRE |  | 22 | 2 | NAICS-22 Non-Cogen | PV | SUN | SUN | ERCO | 255138 | 74777 | 2022
solar pv | TRUE | 58718 | N | . | Orion Solar I | Orion Solar I LLC | 58654 | CA | PACC | WECC |  | 22 | 2 | NAICS-22 Non-Cogen | PV | SUN | SUN | CISO | 100070 | 29329 | 2022
onshore wind | TRUE | 58719 | N | . | Brookfield | DTE Electric Company | 5109 | MI | ENC | RFC |  | 22 | 1 | Electric Utility | WT | WND | WND | MISO | 898538 | 263346 | 2022
onshore wind | TRUE | 58720 | N | . | Pattern Panhandle Wind 2 LLC | Pattern Operators LP | 56545 | TX | WSC | TRE |  | 22 | 2 | NAICS-22 Non-Cogen | WT | WND | WND | ERCO | 2535617 | 743147 | 2022
solar pv | TRUE | 58721 | N | . | Orion Solar II | Orion Solar II, LLC | 58655 | CA | PACC | WECC |  | 22 | 2 | NAICS-22 Non-Cogen | PV | SUN | SUN | CISO | 63330 | 18561 | 2022
solar pv | TRUE | 58722 | N | . | Charlotte Solar | Cypress Creek Renewables | 61060 | NC | SAT | SERC |  | 22 | 2 | NAICS-22 Non-Cogen | PV | SUN | SUN | DUK | 29867 | 8753 | 2022
solar pv | TRUE | 58725 | N | . | Elliana Solar | Cypress Creek Renewables | 61060 | NC | SAT | SERC |  | 22 | 2 | NAICS-22 Non-Cogen | PV | SUN | SUN | DUK | 32340 | 9479 | 2022
solar pv | TRUE | 58726 | N | . | Flash Solar | Cypress Creek Renewables | 61060 | NC | SAT | SERC |  | 22 | 2 | NAICS-22 Non-Cogen | PV | SUN | SUN | DUK | 28821 | 8447 | 2022
solar pv | TRUE | 58730 | N | . | Amethyst Solar | Amethyst Solar LLC | 59912 | NC | SAT | SERC |  | 22 | 2 | NAICS-22 Non-Cogen | PV | SUN | SUN | DUK | 20192 | 5918 | 2022
solar pv | TRUE | 58731 | N | . | Angel Solar | Cypress Creek Renewables | 61060 | NC | SAT | SERC |  | 22 | 2 | NAICS-22 Non-Cogen | PV | SUN | SUN | DUK | 28939 | 8481 | 2022
solar pv | TRUE | 58732 | N | . | Audrey Solar | Audrey Solar LLC | 59910 | NC | SAT | SERC |  | 22 | 2 | NAICS-22 Non-Cogen | PV | SUN | SUN | DUK | 16525 | 4843 | 2022
solar pv | TRUE | 58735 | N | . | Buddy Solar | Cypress Creek Renewables | 61060 | NC | SAT | SERC |  | 22 | 2 | NAICS-22 Non-Cogen | PV | SUN | SUN | DUK | 21443 | 6285 | 2022
solar pv | TRUE | 58739 | N | . | Milo Solar | Milo Solar LLC | 59911 | NC | SAT | SERC |  | 22 | 2 | NAICS-22 Non-Cogen | PV | SUN | SUN | DUK | 18345 | 5377 | 2022
solar pv | TRUE | 58740 | N | . | Minnie Solar | Minnie Solar LLC | 59913 | NC | SAT | SERC |  | 22 | 2 | NAICS-22 Non-Cogen | PV | SUN | SUN | DUK | 18718 | 5486 | 2022
solar pv | TRUE | 58741 | N | . | Nick Solar | AES Distributed Energy | 61012 | NC | SAT | SERC |  | 22 | 2 | NAICS-22 Non-Cogen | PV | SUN | SUN | CPLE | 30350 | 8895 | 2022
solar pv | TRUE | 58742 | N | . | Owen Solar | Owen Solar LLC | 59916 | NC | SAT | SERC |  | 22 | 2 | NAICS-22 Non-Cogen | PV | SUN | SUN | DUK | 22492 | 6592 | 2022
solar pv | TRUE | 58745 | N | . | Sophie Solar | Sophie Solar LLC | 59914 | NC | SAT | SERC |  | 22 | 2 | NAICS-22 Non-Cogen | PV | SUN | SUN | DUK | 27050 | 7928 | 2022
solar pv | TRUE | 58746 | N | . | Star Solar | Star Solar LLC | 59915 | NC | SAT | SERC |  | 22 | 2 | NAICS-22 Non-Cogen | PV | SUN | SUN | DUK | 26220 | 7685 | 2022
biomass | TRUE | 58747 | Y | . | Viresco Turtle Lake | Viresco Turtle Lake | 63479 | WI | ENC | MRO |  | 22 | 3 | NAICS-22 Cogen | IC | OBG | ORW | MISO | 41451 | 10205 | 2022
solar pv | FALSE | 58748 | N | . | North Bay Solar 1 | AES Distributed Energy | 61012 | CA | PACC | WECC |  | 22131 | 4 | Commercial NAICS Non-Cogen | PV | SUN | SUN | CISO | 6639 | 1946 | 2022
solar pv | TRUE | 58749 | N | . | Tihonet Solar | Consolidated Edison Solutions Inc. | 57365 | MA | NEW | NPCC |  | 22 | 2 | NAICS-22 Non-Cogen | PV | SUN | SUN | ISNE | 6250 | 1832 | 2022
solar pv | TRUE | 58750 | N | . | Lancaster Dry Farm Ranch B | AES Distributed Energy | 61012 | CA | PACC | WECC |  | 22 | 2 | NAICS-22 Non-Cogen | PV | SUN | SUN | CISO | 40433 | 11850 | 2022
solar pv | TRUE | 58751 | N | . | Rodeo Solar C2 | AES Distributed Energy | 61012 | CA | PACC | WECC |  | 22 | 2 | NAICS-22 Non-Cogen | PV | SUN | SUN | CISO | 13242 | 3881 | 2022
solar pv | TRUE | 58752 | N | . | Rodeo Solar D2 | AES Distributed Energy | 61012 | CA | PACC | WECC |  | 22 | 2 | NAICS-22 Non-Cogen | PV | SUN | SUN | CISO | 10772 | 3157 | 2022
solar pv | TRUE | 58753 | N | . | Summer Solar A2 | AES Distributed Energy | 61012 | CA | PACC | WECC |  | 22 | 2 | NAICS-22 Non-Cogen | PV | SUN | SUN | CISO | 12942 | 3793 | 2022
solar pv | TRUE | 58754 | N | . | Summer Solar B2 | AES Distributed Energy | 61012 | CA | PACC | WECC |  | 22 | 2 | NAICS-22 Non-Cogen | PV | SUN | SUN | CISO | 12053 | 3533 | 2022
solar pv | TRUE | 58755 | N | . | Summer Solar C2 | AES Distributed Energy | 61012 | CA | PACC | WECC |  | 22 | 2 | NAICS-22 Non-Cogen | PV | SUN | SUN | CISO | 8221 | 2409 | 2022
solar pv | TRUE | 58756 | N | . | Summer Solar D2 | AES Distributed Energy | 61012 | CA | PACC | WECC |  | 22 | 2 | NAICS-22 Non-Cogen | PV | SUN | SUN | CISO | 4935 | 1446 | 2022
solar pv | TRUE | 58757 | N | . | Summer North Solar | AES Distributed Energy | 61012 | CA | PACC | WECC |  | 22 | 2 | NAICS-22 Non-Cogen | PV | SUN | SUN | CISO | 42477 | 12449 | 2022
solar pv | TRUE | 58761 | N | . | Expressway Solar A | AES Distributed Energy | 61012 | CA | PACC | WECC |  | 22 | 2 | NAICS-22 Non-Cogen | PV | SUN | SUN | CISO | 16715 | 4899 | 2022
solar pv | TRUE | 58762 | N | . | Expressway Solar B | AES Distributed Energy | 61012 | CA | PACC | WECC |  | 22 | 2 | NAICS-22 Non-Cogen | PV | SUN | SUN | CISO | 14790 | 4335 | 2022
solar pv | TRUE | 58763 | N | . | Expressway Solar C2 | AES Distributed Energy | 61012 | CA | PACC | WECC |  | 22 | 2 | NAICS-22 Non-Cogen | PV | SUN | SUN | CISO | 8125 | 2381 | 2022
onshore wind | TRUE | 58765 | N | . | Miami Wind Energy Center | Invenergy Services LLC | 49893 | TX | WSC | TRE |  | 22 | 2 | NAICS-22 Non-Cogen | WT | WND | WND | ERCO | 3625069 | 1062447 | 2022
onshore wind | TRUE | 58766 | N | . | Wake Wind Energy Center | Southern Power Co | 17650 | TX | WSC | TRE |  | 22 | 2 | NAICS-22 Non-Cogen | WT | WND | WND | ERCO | 3400840 | 996729 | 2022
onshore wind | TRUE | 58767 | N | . | Buckeye Wind Energy Center | Invenergy Services LLC | 49893 | KS | WNC | MRO |  | 22 | 2 | NAICS-22 Non-Cogen | WT | WND | WND | SWPP | 2694088 | 789592 | 2022
onshore wind | TRUE | 58768 | N | . | Marsh Hill Wind Farm | Invenergy Services LLC | 49893 | NY | MAT | NPCC |  | 22 | 2 | NAICS-22 Non-Cogen | WT | WND | WND | NYIS | 170642 | 50012 | 2022
onshore wind | TRUE | 58769 | N | . | Spring Canyon Expansion Wind Energy Ctr | Spring Canyon Expansion Wind Energy Ctr | 64662 | CO | MTN | WECC |  | 22 | 2 | NAICS-22 Non-Cogen | WT | WND | WND | PSCO | 791430 | 231955 | 2022
solar pv | TRUE | 58770 | N | . | Maywood Photovoltaic Project | Hanwha Q CELLS USA | 58596 | IN | ENC | RFC |  | 22 | 2 | NAICS-22 Non-Cogen | PV | SUN | SUN | MISO | 31243 | 9156.51 | 2022
onshore wind | TRUE | 58771 | N | . | Roosevelt County | EDF Renewable Asset Holdings, Inc. | 57170 | NM | MTN | MRO |  | 22 | 2 | NAICS-22 Non-Cogen | WT | WND | WND | SWPP | 3495120 | 1024361 | 2022
onshore wind | TRUE | 58772 | N | . | Longhorn Wind | EDF Renewable Asset Holdings, Inc. | 57170 | TX | WSC | TRE |  | 22 | 2 | NAICS-22 Non-Cogen | WT | WND | WND | ERCO | 2721993 | 797770 | 2022
onshore wind | TRUE | 58773 | N | . | TX Hereford Wind | EDF Renewable Asset Holdings, Inc. | 57170 | TX | WSC | TRE |  | 22 | 2 | NAICS-22 Non-Cogen | WT | WND | WND | ERCO | 2592076 | 759694 | 2022
onshore wind | TRUE | 58774 | N | . | Spinning Spur Wind II | EDF Renewable Asset Holdings, Inc. | 57170 | TX | WSC | TRE |  | 22 | 2 | NAICS-22 Non-Cogen | WT | WND | WND | ERCO | 2025616 | 593674 | 2022
onshore wind | TRUE | 58775 | N | . | Spinning Spur Wind III | EDF Renewable Asset Holdings, Inc. | 57170 | TX | WSC | TRE |  | 22 | 2 | NAICS-22 Non-Cogen | WT | WND | WND | ERCO | 2710025 | 794263 | 2022
onshore wind | TRUE | 58777 | N | . | Cassadaga Wind Farm | RWE Renewables Americas, LLC | 56215 | NY | MAT | NPCC |  | 22 | 2 | NAICS-22 Non-Cogen | WT | WND | WND | NYIS | 913346 | 267686 | 2022
onshore wind | TRUE | 58780 | N | . | Scioto Ridge Wind Farm | RWE Renewables Americas, LLC | 56215 | OH | ENC | RFC |  | 22 | 2 | NAICS-22 Non-Cogen | WT | WND | WND | PJM | 1891360 | 554326 | 2022
solar pv | TRUE | 58782 | N | . | Sonne One | Cypress Creek Renewables | 61060 | NC | SAT | SERC |  | 22 | 2 | NAICS-22 Non-Cogen | PV | SUN | SUN | DUK | 31551 | 9247 | 2022
hydro | TRUE | 58783 | N | . | South Canal Hydro-1 | Delta-Montrose Electric Association | 58675 | CO | MTN | WECC |  | 22 | 1 | Electric Utility | HY | WAT | HYC | WACM | 54551 | 15988 | 2022
hydro | TRUE | 58784 | N | . | South Canal Hydro-3 | Delta-Montrose Electric Association | 58675 | CO | MTN | WECC |  | 22 | 1 | Electric Utility | HY | WAT | HYC | WACM | 40972 | 12008 | 2022
solar pv | TRUE | 58785 | N | . | Brentwood Solar | CD US Solar MT1 LLC | 58677 | NY | MAT | NPCC |  | 22 | 2 | NAICS-22 Non-Cogen | PV | SUN | SUN | NYIS | 3116 | 913 | 2022
solar pv | TRUE | 58786 | N | . | Deer Park | CD US Solar MT1 LLC | 58677 | NY | MAT | NPCC |  | 22 | 2 | NAICS-22 Non-Cogen | PV | SUN | SUN | NYIS | 12760 | 3740 | 2022
solar pv | TRUE | 58787 | N | . | Dennison | CD US Solar MT1 LLC | 58677 | NY | MAT | NPCC |  | 22 | 2 | NAICS-22 Non-Cogen | PV | SUN | SUN | NYIS | 7578 | 2221 | 2022
solar pv | TRUE | 58788 | N | . | North County | CD US Solar MT1 LLC | 58677 | NY | MAT | NPCC |  | 22 | 2 | NAICS-22 Non-Cogen | PV | SUN | SUN | NYIS | 3361 | 985 | 2022
solar pv | TRUE | 58789 | N | . | Riverhead | CD US Solar MT1 LLC | 58677 | NY | MAT | NPCC |  | 22 | 2 | NAICS-22 Non-Cogen | PV | SUN | SUN | NYIS | 6231 | 1826 | 2022
solar pv | TRUE | 58790 | N | . | Cohalan | CD US Solar MT1 LLC | 58677 | NY | MAT | NPCC |  | 22 | 2 | NAICS-22 Non-Cogen | PV | SUN | SUN | NYIS | 19219 | 5633 | 2022
solar pv | TRUE | 58791 | N | . | Kirkwall Holdings | Cypress Creek Renewables | 61060 | NC | SAT | SERC |  | 22 | 2 | NAICS-22 Non-Cogen | PV | SUN | SUN | DUK | 31025 | 9093 | 2022
solar pv | TRUE | 58792 | N | . | Ayrshire | CD Global Solar Holdings, LLC | 60865 | NC | SAT | SERC |  | 22 | 2 | NAICS-22 Non-Cogen | PV | SUN | SUN | DUK | 119404 | 34995 | 2022
solar pv | TRUE | 58793 | N | . | JMB Mcguire-Dix-Lakehurst Solar Project | Altus Power America Management, LLC | 60281 | NJ | MAT | NPCC |  | 22 | 2 | NAICS-22 Non-Cogen | PV | SUN | SUN | PJM | 45905 | 13454 | 2022
solar pv | TRUE | 58794 | N | . | Storrie Lake Solar Project | MSM Solar LLC | 58681 | NM | MTN | WECC |  | 22 | 2 | NAICS-22 Non-Cogen | PV | SUN | SUN | PNM | 11528 | 3379 | 2022
solar pv | TRUE | 58795 | N | . | Hobart Solar, LLC | AES Distributed Energy | 61012 | IN | ENC | RFC |  | 22 | 2 | NAICS-22 Non-Cogen | PV | SUN | SUN | MISO | 4229 | 1240 | 2022
solar pv | TRUE | 58796 | N | . | Waterloo Solar, LLC | AES Distributed Energy | 61012 | IN | ENC | RFC |  | 22 | 2 | NAICS-22 Non-Cogen | PV | SUN | SUN | MISO | 4102 | 1202 | 2022
solar pv | TRUE | 58797 | N | . | Valparaiso Solar, LLC | AES Distributed Energy | 61012 | IN | ENC | RFC |  | 22 | 2 | NAICS-22 Non-Cogen | PV | SUN | SUN | MISO | 3385 | 992 | 2022
solar pv | FALSE | 58798 | N | . | AC Criminal Courts Complex SPE2, LLC | AES Distributed Energy | 61012 | NJ | MAT | RFC |  | 922 | 4 | Commercial NAICS Non-Cogen | PV | SUN | SUN | PJM | 5932 | 1738 | 2022
solar pv | TRUE | 58799 | N | . | Pamlico Partners Solar | Pamlico Partners Solar, LLC | 64035 | NC | SAT | SERC |  | 22 | 2 | NAICS-22 Non-Cogen | PV | SUN | SUN | CPLE | 25812 | 7565 | 2022
solar pv | TRUE | 58801 | N | . | Arba Solar, LLC | Leyline Renewable Energy, LLC | 58694 | NC | SAT | SERC |  | 22 | 2 | NAICS-22 Non-Cogen | PV | SUN | SUN | DUK | 7701 | 2257 | 2022
solar pv | TRUE | 58802 | N | . | Franklin Solar, LLC | Leyline Renewable Energy, LLC | 58694 | NC | SAT | SERC |  | 22 | 2 | NAICS-22 Non-Cogen | PV | SUN | SUN | CPLE | 3881 | 1137 | 2022
solar pv | TRUE | 58803 | N | . | Kenansville Solar 2, LLC | Cypress Creek Renewables | 61060 | NC | SAT | SERC |  | 22 | 2 | NAICS-22 Non-Cogen | PV | SUN | SUN | DUK | 12519 | 3669 | 2022
solar pv | TRUE | 58805 | N | . | Samarcand Solar Farm, LLC | SRE Utility Solar 1, LLC | 61119 | NC | SAT | SERC |  | 22 | 2 | NAICS-22 Non-Cogen | PV | SUN | SUN | DUK | 28558 | 8370 | 2022
solar pv | TRUE | 58806 | N | . | Albemarle Solar Center LLC | SRE Utility Solar 1, LLC | 61119 | NC | SAT | SERC |  | 22 | 2 | NAICS-22 Non-Cogen | PV | SUN | SUN | CPLE | 25605 | 7504 | 2022
solar pv | TRUE | 58807 | N | . | Boseman Solar Center LLC | Cypress Creek Renewables | 61060 | NC | SAT | SERC |  | 22 | 2 | NAICS-22 Non-Cogen | PV | SUN | SUN | CPLE | 29671 | 8696 | 2022
solar pv | TRUE | 58808 | N | . | Flemming Solar Center LLC | Cypress Creek Renewables | 61060 | NC | SAT | SERC |  | 22 | 2 | NAICS-22 Non-Cogen | PV | SUN | SUN | CPLE | 30418 | 8915 | 2022
solar pv | TRUE | 58809 | N | . | Littlefield Solar Center LLC | SRE Utility Solar 1, LLC | 61119 | NC | SAT | SERC |  | 22 | 2 | NAICS-22 Non-Cogen | PV | SUN | SUN | CPLE | 30982 | 9080 | 2022
solar pv | TRUE | 58810 | N | . | Rams Horn Solar Center LLC | Cypress Creek Renewables | 61060 | NC | SAT | SERC |  | 22 | 2 | NAICS-22 Non-Cogen | PV | SUN | SUN | CPLE | 26767 | 7845 | 2022
natural gas peaker | TRUE | 58811 | N | . | Beaver Dam | Beaver Dam Energy LLC | 58685 | PA | MAT | RFC |  | 22 | 2 | NAICS-22 Non-Cogen | IC | NG | NG | PJM | 471315 | 60509 | 2022
solar pv | TRUE | 58812 | N | . | Upchurch Solar Center LLC | Cypress Creek Renewables | 61060 | NC | SAT | SERC |  | 22 | 2 | NAICS-22 Non-Cogen | PV | SUN | SUN | CPLE | 31254 | 9160 | 2022
natural gas peaker | TRUE | 58813 | N | . | Alpaca | Alpaca Energy LLC | 58686 | PA | MAT | RFC |  | 22 | 2 | NAICS-22 Non-Cogen | IC | NG | NG | PJM | 407737 | 46056 | 2022
solar pv | TRUE | 58814 | N | . | Shasta Solar Farm | Ignite Solar Holdings LLC | 58696 | CA | PACC | WECC |  | 22 | 2 | NAICS-22 Non-Cogen | PV | SUN | SUN | CISO | 27094 | 7941 | 2022
natural gas peaker | TRUE | 58815 | Y | . | Hilton NY Co Gen Plant | Powergen Development Group, LLC | 61484 | NY | MAT | NPCC |  | 22 | 3 | NAICS-22 Cogen | IC | NG | NG | NYIS | 43036 | 5337 | 2022
natural gas peaker | TRUE | 58818 | N | . | Milan | Milan Energy LLC | 58689 | PA | MAT | RFC |  | 22 | 2 | NAICS-22 Non-Cogen | IC | NG | NG | PJM | 435725 | 48768 | 2022
solar pv | FALSE | 58822 | N | . | Millville City Sewer Auth WTP | MN8 Energy LLC | 61944 | NJ | MAT | RFC |  | 562 | 4 | Commercial NAICS Non-Cogen | PV | SUN | SUN | PJM | 5791 | 1697 | 2022
solar pv | TRUE | 58824 | N | . | Sheldon Solar | Excelsior Energy Capital | 64423 | VT | NEW | NPCC |  | 22 | 2 | NAICS-22 Non-Cogen | PV | SUN | SUN | ISNE | 8339 | 2444 | 2022
natural gas peaker | TRUE | 58825 | Y | . | MTHS Co-Gen Buildings | Maine Township High School Dist 207 | 58701 | IL | ENC | RFC |  | 22 | 3 | NAICS-22 Cogen | IC | NG | NG | PJM | 0 | 0 | 2022
solar pv | TRUE | 58828 | N | . | Apple One | Cypress Creek Renewables | 61060 | NC | SAT | SERC |  | 22 | 2 | NAICS-22 Non-Cogen | PV | SUN | SUN | DUK | 33565 | 9837 | 2022
solar pv | TRUE | 58829 | N | . | Sonne Two | Heelstone Energy Holdings, LLC | 59462 | NC | SAT | SERC |  | 22 | 2 | NAICS-22 Non-Cogen | PV | SUN | SUN | DUK | 32223 | 9444 | 2022
onshore wind | TRUE | 58830 | N | . | Cross Winds Energy Park | Consumers Energy Co | 4254 | MI | ENC | RFC |  | 22 | 1 | Electric Utility | WT | WND | WND | MISO | 2548716 | 746986 | 2022
solar pv | TRUE | 58831 | N | . | Redcrest Solar Farm | AES Distributed Energy | 61012 | CA | PACC | WECC |  | 22 | 2 | NAICS-22 Non-Cogen | PV | SUN | SUN | CISO | 92918 | 27233 | 2022
solar pv | TRUE | 58832 | N | . | Cogenra - TEP | Terraform Arcadia | 63249 | AZ | MTN | WECC |  | 22 | 2 | NAICS-22 Non-Cogen | PV | SUN | SUN | TEPC | 7198 | 2110 | 2022
solar pv | TRUE | 58833 | N | . | Red Horse 2 | Red Horse 2 | 59146 | AZ | MTN | WECC |  | 22 | 2 | NAICS-22 Non-Cogen | PV | SUN | SUN | TEPC | 505084 | 148032 | 2022
onshore wind | TRUE | 58833 | N | . | Red Horse 2 | Red Horse 2 | 59146 | AZ | MTN | WECC |  | 22 | 2 | NAICS-22 Non-Cogen | WT | WND | WND | TEPC | 225593 | 66117 | 2022
natural gas peaker | TRUE | 58834 | Y | . | Richland Center Renewable Energy LLC | Richland Center Renewable Energy LLC | 58709 | WI | ENC | MRO |  | 22 | 3 | NAICS-22 Cogen | IC | NG | NG | MISO | 0 | 0 | 2022
biomass | TRUE | 58834 | Y | . | Richland Center Renewable Energy LLC | Richland Center Renewable Energy LLC | 58709 | WI | ENC | MRO |  | 22 | 3 | NAICS-22 Cogen | IC | OBG | ORW | MISO | 105892 | 9621 | 2022
natural gas peaker | TRUE | 58835 | N | . | Elk Station | Golden Spread Electric Cooperative, Inc | 7349 | TX | WSC | MRO |  | 22 | 1 | Electric Utility | GT | NG | NG | SWPP | 7671525 | 716650 | 2022
onshore wind | TRUE | 58836 | N | . | Lakeswind Power Partners | Lakeswind Power Partners | 58710 | MN | WNC | MRO |  | 22 | 2 | NAICS-22 Non-Cogen | WT | WND | WND | MISO | 625844 | 183425 | 2022
onshore wind | TRUE | 58837 | N | . | Na Pua Makani Wind Project | Na Pua Makani Power Partners LLC | 58718 | HI | PACN |  |  | 22 | 2 | NAICS-22 Non-Cogen | WT | WND | WND |  | 301224 | 88284 | 2022
onshore wind | TRUE | 58838 | N | . | Keechi Wind | Keechi Wind, LLC | 62969 | TX | WSC | TRE |  | 22 | 2 | NAICS-22 Non-Cogen | WT | WND | WND | ERCO | 1438512 | 421604 | 2022
solar pv | TRUE | 58839 | N | . | Sudbury Landfill | Heliovaas LLC | 59286 | MA | NEW | NPCC |  | 22 | 2 | NAICS-22 Non-Cogen | PV | SUN | SUN | ISNE | 6127 | 1796 | 2022
solar pv | TRUE | 58840 | N | . | Kenansville Solar Farm, LLC | SRE Utility Solar 1, LLC | 61119 | NC | SAT | SERC |  | 22 | 2 | NAICS-22 Non-Cogen | PV | SUN | SUN | DUK | 18964 | 5558 | 2022
solar pv | TRUE | 58842 | N | . | Gato Montes Solar, LLC | Duke Energy Renewables Services | 65411 | AZ | MTN | WECC |  | 22 | 2 | NAICS-22 Non-Cogen | PV | SUN | SUN | TEPC | 25973 | 7612 | 2022
solar pv | TRUE | 58843 | N | . | Bethel Price Solar, LLC | Duke Energy Renewables Services | 65411 | NC | SAT | SERC |  | 22 | 2 | NAICS-22 Non-Cogen | PV | SUN | SUN | PJM | 18955 | 5555 | 2022
solar pv | TRUE | 58844 | N | . | Dogwood Solar, LLC | Duke Energy Renewables Services | 65411 | NC | SAT | SERC |  | 22 | 2 | NAICS-22 Non-Cogen | PV | SUN | SUN | PJM | 110125 | 32276 | 2022
solar pv | TRUE | 58845 | N | . | Washington Airport Solar LLC | Duke Energy Renewables Services | 65411 | NC | SAT | SERC |  | 22 | 2 | NAICS-22 Non-Cogen | PV | SUN | SUN | CPLE | 31302 | 9174 | 2022
solar pv | TRUE | 58846 | N | . | Washington Millfield Solar, LLC | Duke Energy Renewables Services | 65411 | NC | SAT | SERC |  | 22 | 2 | NAICS-22 Non-Cogen | PV | SUN | SUN | CPLE | 31321 | 9180 | 2022
solar pv | TRUE | 58847 | N | . | Windsor Cooper HIill Solar, LLC | Duke Energy Renewables Services | 65411 | NC | SAT | SERC |  | 22 | 2 | NAICS-22 Non-Cogen | PV | SUN | SUN | PJM | 30817 | 9032 | 2022
solar pv | TRUE | 58848 | N | . | Warsaw Farm | Duke Energy Progress - (NC) | 3046 | NC | SAT | SERC |  | 22 | 1 | Electric Utility | PV | SUN | SUN | CPLE | 412451 | 120883 | 2022
solar pv | TRUE | 58849 | N | . | Castalia Solar | Strata Manager, LLC | 64778 | NC | SAT | SERC |  | 22 | 2 | NAICS-22 Non-Cogen | PV | SUN | SUN | CPLE | 12582 | 3688 | 2022
solar pv | TRUE | 58851 | N | . | Oakboro Farm | Palmetto Power Management LLC | 63248 | NC | SAT | SERC |  | 22 | 2 | NAICS-22 Non-Cogen | PV | SUN | SUN | DUK | 31580 | 9255 | 2022
solar pv | TRUE | 58853 | N | . | McKenzie Farm | Strata Manager, LLC | 64778 | NC | SAT | SERC |  | 22 | 2 | NAICS-22 Non-Cogen | PV | SUN | SUN | CPLE | 32637 | 9565 | 2022
solar pv | TRUE | 58854 | N | . | Nash 58 Farm | Strata Manager, LLC | 64778 | NC | SAT | SERC |  | 22 | 2 | NAICS-22 Non-Cogen | PV | SUN | SUN | CPLE | 30203 | 8852 | 2022
solar pv | TRUE | 58855 | N | . | Nash 64 Farm | Strata Manager, LLC | 64778 | NC | SAT | SERC |  | 22 | 2 | NAICS-22 Non-Cogen | PV | SUN | SUN | CPLE | 24777 | 7262 | 2022
solar pv | TRUE | 58856 | N | . | Pate Farm | Strata Manager, LLC | 64778 | NC | SAT | SERC |  | 22 | 2 | NAICS-22 Non-Cogen | PV | SUN | SUN | CPLE | 30390 | 8907 | 2022
solar pv | TRUE | 58859 | N | . | Erwin Farm | Strata Manager, LLC | 64778 | NC | SAT | SERC |  | 22 | 2 | NAICS-22 Non-Cogen | PV | SUN | SUN | CPLE | 25301 | 7415 | 2022
solar pv | TRUE | 58861 | N | . | Sigmon Catawba Farm | Strata Manager, LLC | 64778 | NC | SAT | SERC |  | 22 | 2 | NAICS-22 Non-Cogen | PV | SUN | SUN | DUK | 30545 | 8952 | 2022
solar pv | TRUE | 58862 | N | . | Wagstaff Farm 1 | Strata Manager, LLC | 64778 | NC | SAT | SERC |  | 22 | 2 | NAICS-22 Non-Cogen | PV | SUN | SUN | CPLE | 31382 | 9197 | 2022
solar pv | TRUE | 58863 | N | . | Waco Farm | Strata Manager, LLC | 64778 | NC | SAT | SERC |  | 22 | 2 | NAICS-22 Non-Cogen | PV | SUN | SUN | DUK | 31041 | 9098 | 2022
solar pv | TRUE | 58864 | N | . | Sunfish Farm | Cypress Creek Renewables | 61060 | NC | SAT | SERC |  | 22 | 2 | NAICS-22 Non-Cogen | PV | SUN | SUN | CPLE | 28355 | 8310 | 2022
biomass | TRUE | 58865 | Y | . | Reventure Park | Clean Energy LLC | 58748 | NC | SAT | SERC |  | 22 | 3 | NAICS-22 Cogen | IC | LFG | MLG | DUK | 106527 | 25916 | 2022
solar pv | TRUE | 58866 | N | . | Garrell Solar Farm | Strata Manager, LLC | 64778 | NC | SAT | SERC |  | 22 | 2 | NAICS-22 Non-Cogen | PV | SUN | SUN | CPLE | 22884 | 6707 | 2022
solar pv | TRUE | 58867 | N | . | Angier Farm | Strata Manager, LLC | 64778 | NC | SAT | SERC |  | 22 | 2 | NAICS-22 Non-Cogen | PV | SUN | SUN | CPLE | 25358 | 7432 | 2022
solar pv | TRUE | 58868 | N | . | Bladenboro Farm | Strata Manager, LLC | 64778 | NC | SAT | SERC |  | 22 | 2 | NAICS-22 Non-Cogen | PV | SUN | SUN | CPLE | 29630 | 8684 | 2022
other | TRUE | 58870 | Y | . | Rentech Nitrogen Pasadena Cogeneration | PCI Nitrogen LLC | 58749 | TX | WSC | TRE |  | 22 | 3 | NAICS-22 Cogen | ST | WH | OTH | ERCO | 227297 | 66617 | 2022
solar pv | TRUE | 58871 | N | . | Berkley East Solar LLC | SunEdison LLC | 59139 | MA | NEW | NPCC |  | 22 | 2 | NAICS-22 Non-Cogen | PV | SUN | SUN | ISNE | 13276 | 3891 | 2022
onshore wind | TRUE | 58872 | N | . | Bison 4 Wind Energy Center | ALLETE, Inc. | 12647 | ND | WNC | MRO |  | 22 | 1 | Electric Utility | WT | WND | WND | MISO | 2395681 | 702134 | 2022
hydro | TRUE | 58873 | N | . | Stuyvesant Falls | Albany Engineering Corporation | 58756 | NY | MAT | NPCC |  | 22 | 2 | NAICS-22 Non-Cogen | HY | WAT | HYC | NYIS | 47541 | 13933 | 2022
solar pv | TRUE | 58874 | N | . | Dement Farm LLC | SRE Utility Solar 1, LLC | 61119 | NC | SAT | SERC |  | 22 | 2 | NAICS-22 Non-Cogen | PV | SUN | SUN | CPLE | 29107 | 8531 | 2022
solar pv | TRUE | 58876 | N | . | Fusion Solar Center LLC | Fusion Solar Centre, L.L.C | 60556 | CT | NEW | NPCC |  | 22 | 2 | NAICS-22 Non-Cogen | PV | SUN | SUN | ISNE | 140491 | 41175 | 2022
solar pv | TRUE | 58877 | N | . | Kinsley Landfill Solar | Public Service Elec & Gas Co | 15477 | NJ | MAT | RFC |  | 22 | 1 | Electric Utility | PV | SUN | SUN | PJM | 42845 | 12557 | 2022
solar pv | TRUE | 58879 | N | . | Duplin Solar LLC | SRE Utility Solar 1, LLC | 61119 | NC | SAT | SERC |  | 22 | 2 | NAICS-22 Non-Cogen | PV | SUN | SUN | DUK | 29559 | 8663 | 2022
solar pv | TRUE | 58880 | N | . | North Carolina Solar III LLC | SRE Utility Solar 1, LLC | 61119 | NC | SAT | SERC |  | 22 | 2 | NAICS-22 Non-Cogen | PV | SUN | SUN | DUK | 29077 | 8522 | 2022
solar pv | FALSE | 58881 | N | . | County College of Morris | Sunlight General Morris Solar LLC | 58753 | NJ | MAT | RFC |  | 611 | 4 | Commercial NAICS Non-Cogen | PV | SUN | SUN | PJM | 13296 | 3897 | 2022
solar pv | FALSE | 58882 | N | . | Mercer County Community College | Sunlight General Mercer Solar LLC | 58754 | NJ | MAT | RFC |  | 611 | 4 | Commercial NAICS Non-Cogen | PV | SUN | SUN | PJM | 38589 | 11310 | 2022
onshore wind | TRUE | 58883 | N | . | Highland Wind Project (IA) | MidAmerican Energy Co | 12341 | IA | WNC | MRO |  | 22 | 1 | Electric Utility | WT | WND | WND | MISO | 6389711 | 1872717 | 2022
onshore wind | TRUE | 58884 | N | . | Lundgren Wind Project | MidAmerican Energy Co | 12341 | IA | WNC | MRO |  | 22 | 1 | Electric Utility | WT | WND | WND | MISO | 3278092 | 960754 | 2022
onshore wind | TRUE | 58885 | N | . | Macksburg Wind Project | MidAmerican Energy Co | 12341 | IA | WNC | MRO |  | 22 | 1 | Electric Utility | WT | WND | WND | MISO | 1283972 | 376311 | 2022
onshore wind | TRUE | 58886 | N | . | Wellsburg Wind Project | MidAmerican Energy Co | 12341 | IA | WNC | MRO |  | 22 | 1 | Electric Utility | WT | WND | WND | MISO | 1793783 | 525728 | 2022
onshore wind | TRUE | 58887 | N | . | Com Adam 1WF-1 | FPC Services Inc. | 58760 | IL | ENC | RFC |  | 22 | 2 | NAICS-22 Non-Cogen | WT | WND | WND | PJM | 29545 | 8658.54 | 2022
solar pv | TRUE | 58889 | N | . | ASTI | Perpetual Energy Systems | 58759 | CA | PACC | WECC |  | 22 | 2 | NAICS-22 Non-Cogen | PV | SUN | SUN | CISO | 4874 | 1429 | 2022
solar pv | TRUE | 58890 | N | . | Beringer | Perpetual Energy Systems | 58759 | CA | PACC | WECC |  | 22 | 2 | NAICS-22 Non-Cogen | PV | SUN | SUN | CISO | 5665 | 1660 | 2022
onshore wind | TRUE | 58891 | N | . | Big Turtle Wind Farm, LLC | DTE Sustainable Generation | 64331 | MI | ENC | RFC |  | 22 | 2 | NAICS-22 Non-Cogen | WT | WND | WND | MISO | 210476 | 61687 | 2022
solar pv | TRUE | 58892 | N | . | Camilla Solar Plant | Axium US Solar Holdings LLC | 60898 | GA | SAT | SERC |  | 22 | 2 | NAICS-22 Non-Cogen | PV | SUN | SUN | SOCO | 95599 | 28018 | 2022
solar pv | TRUE | 58893 | N | . | Camp Solar Plant | Axium US Solar Holdings LLC | 60898 | GA | SAT | SERC |  | 22 | 2 | NAICS-22 Non-Cogen | PV | SUN | SUN | SOCO | 13223 | 3875 | 2022
solar pv | FALSE | 58896 | N | . | Patriots Stadium | Sunlight General Somerset Solar LLC | 58769 | NJ | MAT | RFC |  | 711 | 4 | Commercial NAICS Non-Cogen | PV | SUN | SUN | PJM | 2903 | 851 | 2022
natural gas peaker | FALSE | 58897 | N | . | Temple SEGF | Temple University | 58767 | PA | MAT | RFC |  | 611 | 4 | Commercial NAICS Non-Cogen | IC | NG | NG | PJM | 14135 | 1183 | 2022
onshore wind | TRUE | 58898 | N | . | Pilot Hill Wind Farm | EDF Renewable Asset Holdings, Inc. | 57170 | IL | ENC | RFC |  | 22 | 2 | NAICS-22 Non-Cogen | WT | WND | WND | PJM | 2332557 | 683633 | 2022
other | TRUE | 58899 | N | . | Prosperity Energy Storage Facility Hybrid | Public Service Co of NM | 15473 | NM | MTN | WECC |  | 22 | 1 | Electric Utility | BA | MWH | OTH | PNM | 0 | 0 | 2022
solar pv | TRUE | 58899 | N | . | Prosperity Energy Storage Facility Hybrid | Public Service Co of NM | 15473 | NM | MTN | WECC |  | 22 | 1 | Electric Utility | PV | SUN | SUN | PNM | 2303 | 675 | 2022
onshore wind | TRUE | 58900 | N | . | Balko Wind LLC | Balko Wind LLC | 58770 | OK | WSC | MRO |  | 22 | 2 | NAICS-22 Non-Cogen | WT | WND | WND | SWPP | 3631033 | 1064195 | 2022
hydro | TRUE | 58901 | N | . | Tri-County Water Hydropower Project | Tri-County Water Conservancy District | 58771 | CO | MTN | WECC |  | 22 | 2 | NAICS-22 Non-Cogen | HY | WAT | HYC | WACM | 47607 | 13953 | 2022
onshore wind | TRUE | 58902 | N | . | Kingfisher Wind LLC | Kingfisher Wind LLC | 58773 | OK | WSC | MRO |  | 22 | 2 | NAICS-22 Non-Cogen | WT | WND | WND | SWPP | 3157001 | 925264 | 2022
onshore wind | TRUE | 58904 | N | . | Fourmile Ridge | Fourmile Wind Energy, LLC | 58784 | MD | SAT | RFC |  | 22 | 2 | NAICS-22 Non-Cogen | WT | WND | WND | PJM | 419436 | 122930 | 2022
solar pv | TRUE | 58906 | N | . | Valley Center 1 | MN8 Energy LLC | 61944 | CA | PACC | WECC |  | 22 | 2 | NAICS-22 Non-Cogen | PV | SUN | SUN | CISO | 19405 | 5687 | 2022
solar pv | TRUE | 58907 | N | . | Valley Center 2 | MN8 Energy LLC | 61944 | CA | PACC | WECC |  | 22 | 2 | NAICS-22 Non-Cogen | PV | SUN | SUN | CISO | 43030 | 12611 | 2022
onshore wind | TRUE | 58908 | N | . | Beebe 1B | Beebe 1B Renewable Energy, LLC | 58785 | MI | ENC | RFC |  | 22 | 2 | NAICS-22 Non-Cogen | WT | WND | WND | MISO | 466390 | 136691 | 2022
solar pv | TRUE | 58909 | N | . | Ramona 1 | MN8 Energy LLC | 61944 | CA | PACC | WECC |  | 22 | 2 | NAICS-22 Non-Cogen | PV | SUN | SUN | CISO | 15359 | 4501 | 2022
solar pv | TRUE | 58911 | N | . | Ramona 2 | MN8 Energy LLC | 61944 | CA | PACC | WECC |  | 22 | 2 | NAICS-22 Non-Cogen | PV | SUN | SUN | CISO | 38544 | 11297 | 2022
solar pv | TRUE | 58912 | N | . | Santa Fe Springs Rooftop Solar BLDG M | Golden Springs Development Company LLC | 57104 | CA | PACC | WECC |  | 22 | 2 | NAICS-22 Non-Cogen | PV | SUN | SUN | CISO | 10485 | 3073 | 2022
solar pv | TRUE | 58913 | N | . | Santa Fe Springs Rooftop Solar BLDG H | Golden Springs Development Company LLC | 57104 | CA | PACC | WECC |  | 22 | 2 | NAICS-22 Non-Cogen | PV | SUN | SUN | CISO | 9387 | 2751 | 2022
petroleum | TRUE | 58914 | Y | . | MCAGCC Cogen Plant | DOD USMC Marine Air Ground Combat | 58789 | CA | PACC | WECC |  | 22 | 3 | NAICS-22 Cogen | GT | DFO | DFO | CISO | 0 | 0 | 2022
natural gas peaker | TRUE | 58914 | Y | . | MCAGCC Cogen Plant | DOD USMC Marine Air Ground Combat | 58789 | CA | PACC | WECC |  | 22 | 3 | NAICS-22 Cogen | GT | NG | NG | CISO | 306554 | 67114 | 2022
solar pv | TRUE | 58915 | N | . | Copper Mountain Solar 3 | Consolidated Edison Development Inc. | 56769 | NV | MTN | WECC |  | 22 | 2 | NAICS-22 Non-Cogen | PV | SUN | SUN | LDWP | 2105566 | 617106 | 2022
solar pv | FALSE | 58917 | N | . | Tioga Solar Morris County 1 LLC | Sunlight General Morris Solar LLC | 58753 | NJ | MAT | RFC |  | 713 | 4 | Commercial NAICS Non-Cogen | PV | SUN | SUN | PJM | 4939 | 1448 | 2022
solar pv | TRUE | 58918 | N | . | 2081 Terzian Solar Project | Solarenewal LLC | 61315 | CA | PACC | WECC |  | 22 | 2 | NAICS-22 Non-Cogen | PV | SUN | SUN | CISO | 10050 | 2945 | 2022
solar pv | TRUE | 58919 | N | . | 2127 Harris Solar Project | Solarenewal LLC | 61315 | CA | PACC | WECC |  | 22 | 2 | NAICS-22 Non-Cogen | PV | SUN | SUN | CISO | 6875 | 2015 | 2022
solar pv | TRUE | 58920 | N | . | 2097 Helton Solar Project | Solarenewal LLC | 61315 | CA | PACC | WECC |  | 22 | 2 | NAICS-22 Non-Cogen | PV | SUN | SUN | CISO | 11493 | 3368 | 2022
natural gas peaker | TRUE | 58921 | N | . | Napoleon Biogas | CH4 Biogas LLC | 58383 | OH | ENC | RFC |  | 22 | 2 | NAICS-22 Non-Cogen | IC | NG | NG | PJM | 0 | 0 | 2022
biomass | TRUE | 58921 | N | . | Napoleon Biogas | CH4 Biogas LLC | 58383 | OH | ENC | RFC |  | 22 | 2 | NAICS-22 Non-Cogen | IC | OBG | ORW | PJM | 0 | 0 | 2022
onshore wind | TRUE | 58924 | N | . | Sugar Creek Wind One LLC | Sugar Creek Wind One LLC | 60568 | IL | ENC | SERC |  | 22 | 2 | NAICS-22 Non-Cogen | WT | WND | WND | MISO | 2256502 | 661343 | 2022
onshore wind | TRUE | 58925 | N | . | Lincoln Land Wind | Lincoln Land Wind, LLC | 60569 | IL | ENC | SERC |  | 22 | 2 | NAICS-22 Non-Cogen | WT | WND | WND | MISO | 3420494 | 1002489 | 2022
onshore wind | TRUE | 58927 | N | . | Story City Wind Project | Hamilton Wind Energy LLC | 58795 | IA | WNC | MRO |  | 22 | 2 | NAICS-22 Non-Cogen | WT | WND | WND | MISO | 19337 | 5667 | 2022
petroleum | TRUE | 58929 | N | . | Melrose 2 | Melrose Public Utilities | 12286 | MN | WNC | MRO |  | 22 | 1 | Electric Utility | IC | DFO | DFO | MISO | 64 | 5 | 2022
onshore wind | TRUE | 58932 | N | . | Traer Wind Project | City of Traer - (IA) | 19062 | IA | WNC | MRO |  | 22 | 1 | Electric Utility | WT | WND | WND | MISO | 23127 | 6778 | 2022
natural gas combined cycle | FALSE | 58933 | Y | . | Shell Chemical Appalachia LLC | Shell Chemical Appalachia LLC | 58798 | PA | MAT | RFC |  | 32511 | 7 | Industrial NAICS Cogen | CA | NG | NG | PJM | 3020182 | 450755.98 | 2022
natural gas combined cycle | FALSE | 58933 | Y | . | Shell Chemical Appalachia LLC | Shell Chemical Appalachia LLC | 58798 | PA | MAT | RFC |  | 32511 | 7 | Industrial NAICS Cogen | CT | NG | NG | PJM | 11528390 | 957108.87 | 2022
solar pv | TRUE | 58934 | N | . | Integrys MA Solar, LLC - Ashburnham Site | Integrys MA Solar, LLC | 58801 | MA | NEW | NPCC |  | 22 | 2 | NAICS-22 Non-Cogen | PV | SUN | SUN | ISNE | 12619 | 3699 | 2022
solar pv | TRUE | 58935 | N | . | Open View Solar Farm | Cross Pollination Inc | 58800 | VT | NEW | NPCC |  | 22 | 2 | NAICS-22 Non-Cogen | PV | SUN | SUN | ISNE | 10270 | 3010 | 2022
solar pv | TRUE | 58936 | N | . | Walpole Solar 2 | Walpole Solar 2, LLC | 58802 | MA | NEW | NPCC |  | 22 | 2 | NAICS-22 Non-Cogen | PV | SUN | SUN | ISNE | 12615 | 3697 | 2022
solar pv | TRUE | 58937 | N | . | Gardner Solar 1 | Gardner Solar 1, LLC | 58803 | MA | NEW | NPCC |  | 22 | 2 | NAICS-22 Non-Cogen | PV | SUN | SUN | ISNE | 10809 | 3168 | 2022
onshore wind | TRUE | 58938 | N | . | Origin Wind | Enel Green Power NA, Inc. | 59380 | OK | WSC | MRO |  | 22 | 2 | NAICS-22 Non-Cogen | WT | WND | WND | SWPP | 1926970 | 564762 | 2022
onshore wind | TRUE | 58939 | N | . | Anderson Wind I | Chopin Wind, LLC | 57421 | NM | MTN | MRO |  | 22 | 2 | NAICS-22 Non-Cogen | WT | WND | WND | SWPP | 52429 | 15366 | 2022
onshore wind | TRUE | 58940 | N | . | Anderson Wind II | Chopin Wind, LLC | 57421 | NM | MTN | MRO |  | 22 | 2 | NAICS-22 Non-Cogen | WT | WND | WND | SWPP | 141103 | 41355 | 2022
solar pv | TRUE | 58942 | N | . | Rockville Solar I LLC | Greenbacker Renewable Energy Corporation | 60025 | IN | ENC | RFC |  | 22 | 2 | NAICS-22 Non-Cogen | PV | SUN | SUN | MISO | 7066 | 2071 | 2022
solar pv | TRUE | 58943 | N | . | Halifax | Duke Energy Renewables Services | 65411 | NC | SAT | SERC |  | 22 | 2 | NAICS-22 Non-Cogen | PV | SUN | SUN | PJM | 101600 | 29777 | 2022
biomass | TRUE | 58946 | N | . | Ameresco Dallas LLC | Ameresco Dallas LLC | 58811 | TX | WSC | TRE |  | 22 | 2 | NAICS-22 Non-Cogen | IC | LFG | MLG | ERCO | 261377 | 23870 | 2022
petroleum | TRUE | 58947 | Y | . | Bristol Myers Squibb Lawrenceville | Bristol-Myers Squibb Co | 2265 | NJ | MAT | RFC |  | 22 | 3 | NAICS-22 Cogen | GT | DFO | DFO | PJM | 4615 | 406.378 | 2022
natural gas peaker | TRUE | 58947 | Y | . | Bristol Myers Squibb Lawrenceville | Bristol-Myers Squibb Co | 2265 | NJ | MAT | RFC |  | 22 | 3 | NAICS-22 Cogen | GT | NG | NG | PJM | 442203 | 38880.622 | 2022
petroleum | TRUE | 58947 | Y | . | Bristol Myers Squibb Lawrenceville | Bristol-Myers Squibb Co | 2265 | NJ | MAT | RFC |  | 22 | 3 | NAICS-22 Cogen | IC | DFO | DFO | PJM | 126 | 12 | 2022
solar pv | TRUE | 58949 | N | . | Cloverdale Solar I | Altus Power America Management, LLC | 60281 | CA | PACC | WECC |  | 22 | 2 | NAICS-22 Non-Cogen | PV | SUN | SUN | CISO | 0 | 0 | 2022
solar pv | TRUE | 58951 | N | . | Delilah Road Landfill | CVI CleanCapital Solar 5 LLC | 63069 | NJ | MAT | RFC |  | 22 | 2 | NAICS-22 Non-Cogen | PV | SUN | SUN | PJM | 47294 | 13861 | 2022
solar pv | TRUE | 58952 | N | . | Dessie Solar Center LLC | Dessie Solar Center LLC | 58816 | NC | SAT | SERC |  | 22 | 2 | NAICS-22 Non-Cogen | PV | SUN | SUN | CPLE | 30125 | 8829 | 2022
solar pv | TRUE | 58953 | N | . | Rockville Solar II, LLC | Greenbacker Renewable Energy Corporation | 60025 | IN | ENC | RFC |  | 22 | 2 | NAICS-22 Non-Cogen | PV | SUN | SUN | MISO | 7066 | 2071 | 2022
solar pv | TRUE | 58954 | N | . | Intel Folsom Phase 2 | Tesla Inc. | 60947 | CA | PACC | WECC |  | 22 | 2 | NAICS-22 Non-Cogen | PV | SUN | SUN | BANC | 5371 | 1574 | 2022
solar pv | TRUE | 58955 | N | . | BearPond Solar Center LLC | BearPond Solar Center LLC | 58818 | NC | SAT | SERC |  | 22 | 2 | NAICS-22 Non-Cogen | PV | SUN | SUN | CPLE | 25238 | 7397 | 2022
solar pv | TRUE | 58956 | N | . | Shankle Solar Center LLC | Shankle Solar Center LLC | 58820 | NC | SAT | SERC |  | 22 | 2 | NAICS-22 Non-Cogen | PV | SUN | SUN | CPLE | 31601 | 9262 | 2022
solar pv | TRUE | 58957 | N | . | Graham Solar Center LLC | Graham Solar Center LLC | 58819 | NC | SAT | SERC |  | 22 | 2 | NAICS-22 Non-Cogen | PV | SUN | SUN | CPLE | 31407 | 9205 | 2022
onshore wind | TRUE | 58958 | N | . | Camelot Wind LLC | Camelot Wind LLC | 58821 | MA | NEW | NPCC |  | 22 | 2 | NAICS-22 Non-Cogen | WT | WND | WND | ISNE | 8533 | 2501 | 2022
solar pv | TRUE | 58959 | N | . | Butler Solar Power Project | Missouri Jnt Muni.Pwr Elec. Ut. Comm. | 12670 | MO | WNC | MRO |  | 22 | 1 | Electric Utility | PV | SUN | SUN | SWPP | 14627 | 4287 | 2022
natural gas peaker | FALSE | 58960 | Y | . | Laguna Water Reclamation Facility | City of Santa Rosa | 58824 | CA | PACC | WECC |  | 22132 | 5 | Commercial NAICS Cogen | IC | NG | NG | CISO | 14882 | 2515.896 | 2022
biomass | FALSE | 58960 | Y | . | Laguna Water Reclamation Facility | City of Santa Rosa | 58824 | CA | PACC | WECC |  | 22132 | 5 | Commercial NAICS Cogen | IC | OBG | ORW | CISO | 66949 | 11318.104 | 2022
solar pv | TRUE | 58961 | N | . | Oregon University System OIT Klamath Falls | Tesla Inc. | 60947 | OR | PACC | WECC |  | 22 | 2 | NAICS-22 Non-Cogen | PV | SUN | SUN | PACW | 10202 | 2990 | 2022
solar pv | TRUE | 58963 | N | . | Las Virgenes Municipal Water District | Tesla Inc. | 60947 | CA | PACC | WECC |  | 22 | 2 | NAICS-22 Non-Cogen | PV | SUN | SUN | CISO | 4811 | 1410 | 2022
solar pv | TRUE | 58964 | N | . | Technology Drive Solar | Consolidated Edison Development Inc. | 56769 | VT | NEW | NPCC |  | 22 | 2 | NAICS-22 Non-Cogen | PV | SUN | SUN | ISNE | 10289 | 3016 | 2022
onshore wind | TRUE | 58965 | N | . | Thunder Spirit Wind, LLC | Montana-Dakota Utilities Co | 12199 | ND | WNC | MRO |  | 22 | 1 | Electric Utility | WT | WND | WND | MISO | 1968776 | 577015 | 2022
onshore wind | TRUE | 58966 | N | . | Fairfield Wind | Greenbacker Renewable Energy Corporation | 60025 | MT | MTN | WECC |  | 22 | 2 | NAICS-22 Non-Cogen | WT | WND | WND | NWMT | 100697 | 29513 | 2022
solar pv | TRUE | 58972 | N | . | Fort Huachuca Solar PV Project | Tucson Electric Power Co | 24211 | AZ | MTN | WECC |  | 22 | 1 | Electric Utility | PV | SUN | SUN | TEPC | 136118 | 39894 | 2022
solar pv | TRUE | 58973 | N | . | White River Solar 2 | Consolidated Edison Development Inc. | 56769 | CA | PACC | WECC |  | 22 | 2 | NAICS-22 Non-Cogen | PV | SUN | SUN | CISO | 178237 | 52238 | 2022
solar pv | TRUE | 58974 | N | . | Fairview Farms Solar | NuGen Capital Management | 59254 | MA | NEW | NPCC |  | 22 | 2 | NAICS-22 Non-Cogen | PV | SUN | SUN | ISNE | 10430 | 3057 | 2022
solar pv | TRUE | 58975 | N | . | Henrietta Solar Project | Southern Power Co | 17650 | CA | PACC | WECC |  | 22 | 2 | NAICS-22 Non-Cogen | PV | SUN | SUN | CISO | 783258 | 229560 | 2022
hydro | TRUE | 58977 | N | . | Whitman | Ketchikan Public Utilities | 10210 | AK | PACN |  |  | 22 | 1 | Electric Utility | HY | WAT | HYC |  | 34964 | 10247 | 2022
biomass | TRUE | 58978 | N | . | Central Valley Ag Power | Central Valley Ag Power LLC | 58839 | CA | PACC | WECC |  | 22 | 2 | NAICS-22 Non-Cogen | IC | OBG | ORW | CISO | 0 | 0 | 2022
onshore wind | TRUE | 58979 | N | . | Copenhagen Wind Farm | EDF Renewable Asset Holdings, Inc. | 57170 | NY | MAT | NPCC |  | 22 | 2 | NAICS-22 Non-Cogen | WT | WND | WND | NYIS | 894939 | 262292 | 2022
biomass | FALSE | 58980 | Y | . | Akron WRF | City of Akron | 222 | OH | ENC | RFC |  | 22132 | 5 | Commercial NAICS Cogen | IC | OBG | ORW | PJM | 78088 | 7357.84 | 2022
onshore wind | TRUE | 58981 | N | . | Broken Bow Wind II, LLC | Consolidated Edison Development Inc. | 56769 | NE | WNC | MRO |  | 22 | 2 | NAICS-22 Non-Cogen | WT | WND | WND | SWPP | 1066127 | 312464 | 2022
hydro | TRUE | 58982 | N | . | Allison Creek Hydro | Copper Valley Elec Assn, Inc | 4329 | AK | PACN |  |  | 22 | 1 | Electric Utility | HY | WAT | HYC |  | 78535 | 23017 | 2022
solar pv | TRUE | 58983 | N | . | RE Camelot LLC | Onward Energy | 60453 | CA | PACC | WECC |  | 22 | 2 | NAICS-22 Non-Cogen | PV | SUN | SUN | CISO | 411201 | 120516 | 2022
solar pv | TRUE | 58984 | N | . | RE Adams East, LLC | Onward Energy | 60453 | CA | PACC | WECC |  | 22 | 2 | NAICS-22 Non-Cogen | PV | SUN | SUN | CISO | 140797 | 41265 | 2022
solar pv | TRUE | 58985 | N | . | RE Kansas Solar, LLC | Onward Energy | 60453 | CA | PACC | WECC |  | 22 | 2 | NAICS-22 Non-Cogen | PV | SUN | SUN | CISO | 147551 | 43245 | 2022
solar pv | TRUE | 58986 | N | . | RE Old River One, LLC | Onward Energy | 60453 | CA | PACC | WECC |  | 22 | 2 | NAICS-22 Non-Cogen | PV | SUN | SUN | CISO | 158175 | 46358 | 2022
petroleum | TRUE | 58989 | N | . | Eklutna Generation Station | Matanuska Electric Assn Inc | 11824 | AK | PACN |  |  | 22 | 1 | Electric Utility | IC | DFO | DFO |  | 0 | 0 | 2022
natural gas peaker | TRUE | 58989 | N | . | Eklutna Generation Station | Matanuska Electric Assn Inc | 11824 | AK | PACN |  |  | 22 | 1 | Electric Utility | IC | NG | NG |  | 4641933 | 531626 | 2022
solar pv | TRUE | 58990 | N | . | RE Columbia Two, LLC | Onward Energy | 60453 | CA | PACC | WECC |  | 22 | 2 | NAICS-22 Non-Cogen | PV | SUN | SUN | CISO | 133097 | 39009 | 2022
solar pv | TRUE | 58991 | N | . | RE Kent South, LLC | Onward Energy | 60453 | CA | PACC | WECC |  | 22 | 2 | NAICS-22 Non-Cogen | PV | SUN | SUN | CISO | 168099 | 49267 | 2022
onshore wind | FALSE | 58992 | N | . | Dept of Corrections NCCI Wind | Dept of Corrections NCCI Wind | 58844 | MA | NEW | NPCC |  | 92214 | 4 | Commercial NAICS Non-Cogen | WT | WND | WND | ISNE | 23043 | 6754 | 2022
onshore wind | TRUE | 58994 | N | . | Breckinridge Wind Project LLC | NextEra Energy Resources Breckinridge | 59394 | OK | WSC | MRO |  | 22 | 2 | NAICS-22 Non-Cogen | WT | WND | WND | SWPP | 1360724 | 398805 | 2022
onshore wind | FALSE | 58995 | N | . | St. Olaf Wind Turbine | St. Olaf College | 58828 | MN | WNC | MRO |  | 611 | 4 | Commercial NAICS Non-Cogen | WT | WND | WND | MISO | 9567 | 2804 | 2022
petroleum | FALSE | 58996 | N | . | St. Olaf StandBy Generators | St. Olaf College | 58828 | MN | WNC | MRO |  | 611 | 4 | Commercial NAICS Non-Cogen | IC | DFO | DFO | MISO | 2162 | 89 | 2022
onshore wind | TRUE | 58998 | N | . | Goodwell Wind Project LLC | Enel Green Power NA, Inc. | 59380 | OK | WSC | MRO |  | 22 | 2 | NAICS-22 Non-Cogen | WT | WND | WND | SWPP | 2800818 | 820873 | 2022
onshore wind | TRUE | 58999 | N | . | Little Elk Wind Project LLC | Enel Green Power NA, Inc. | 59380 | OK | WSC | MRO |  | 22 | 2 | NAICS-22 Non-Cogen | WT | WND | WND | SWPP | 1050737 | 307953 | 2022
solar pv | TRUE | 59001 | N | . | Parkland Landfill Solar | Public Service Elec & Gas Co | 15477 | NJ | MAT | RFC |  | 22 | 1 | Electric Utility | PV | SUN | SUN | PJM | 40531 | 11879 | 2022
natural gas peaker | TRUE | 59002 | N | . | Carlsbad Energy Center | NRG California Peaker Operations LLC | 58847 | CA | PACC | WECC |  | 22 | 2 | NAICS-22 Non-Cogen | GT | NG | NG | CISO | 3492367 | 336202 | 2022
onshore wind | TRUE | 59003 | N | . | Two Dot Wind Farm | NorthWestern Energy (MT wind/thermal) | 56815 | MT | MTN | WECC |  | 22 | 1 | Electric Utility | WT | WND | WND | NWMT | 134251 | 39347 | 2022
natural gas combined cycle | TRUE | 59004 | N | . | Potomac Energy Center, LLC | Potomac Energy Center LLC | 64709 | VA | SAT | SERC |  | 22 | 2 | NAICS-22 Non-Cogen | CA | NG | NG | PJM | 91509 | 1200690.3 | 2022
natural gas combined cycle | TRUE | 59004 | N | . | Potomac Energy Center, LLC | Potomac Energy Center LLC | 64709 | VA | SAT | SERC |  | 22 | 2 | NAICS-22 Non-Cogen | CT | NG | NG | PJM | 25038977 | 2299593.5 | 2022
onshore wind | TRUE | 59005 | N | . | Mariah del Norte | BHE Renewables, LLC | 59359 | TX | WSC | TRE |  | 22 | 2 | NAICS-22 Non-Cogen | WT | WND | WND | ERCO | 3143168 | 921210 | 2022
solar pv | TRUE | 59008 | N | . | Woodmere Solar Farm | AES Distributed Energy | 61012 | CA | PACC | WECC |  | 22 | 2 | NAICS-22 Non-Cogen | PV | SUN | SUN | CISO | 112300 | 32913 | 2022
solar pv | TRUE | 59009 | N | . | Hayworth Solar | AES Distributed Energy | 61012 | CA | PACC | WECC |  | 22 | 2 | NAICS-22 Non-Cogen | PV | SUN | SUN | CISO | 221467 | 64908 | 2022
solar pv | TRUE | 59010 | N | . | Macho Springs | Southern Power Co | 17650 | NM | MTN | WECC |  | 22 | 2 | NAICS-22 Non-Cogen | PV | SUN | SUN | EPE | 454864 | 133313 | 2022
biomass | TRUE | 59011 | N | . | Southbridge Landfill Gas-to-Energy | Southbridge Recycling and Disposal Park | 58860 | MA | NEW | NPCC |  | 22 | 2 | NAICS-22 Non-Cogen | IC | LFG | MLG | ISNE | 119723 | 11723 | 2022
natural gas peaker | FALSE | 59012 | Y | . | Walt Bailey Bioenergy Facility | DC Water | 58862 | DC | SAT | SERC |  | 22132 | 5 | Commercial NAICS Cogen | GT | NG | NG | PJM | 5126 | 515.009 | 2022
biomass | FALSE | 59012 | Y | . | Walt Bailey Bioenergy Facility | DC Water | 58862 | DC | SAT | SERC |  | 22132 | 5 | Commercial NAICS Cogen | GT | OBG | ORW | PJM | 574923 | 57698.991 | 2022
solar pv | TRUE | 59013 | N | . | Scituate PV | AES Distributed Energy | 61012 | MA | NEW | NPCC |  | 22 | 2 | NAICS-22 Non-Cogen | PV | SUN | SUN | ISNE | 12673 | 3715 | 2022
solar pv | TRUE | 59014 | N | . | Bolton PV | AES Distributed Energy | 61012 | MA | NEW | NPCC |  | 22 | 2 | NAICS-22 Non-Cogen | PV | SUN | SUN | ISNE | 25500 | 7474 | 2022
solar pv | TRUE | 59015 | N | . | Stow PV | AES Distributed Energy | 61012 | MA | NEW | NPCC |  | 22 | 2 | NAICS-22 Non-Cogen | PV | SUN | SUN | ISNE | 9194 | 2695 | 2022
solar pv | TRUE | 59017 | N | . | Carol Jean Solar | Cypress Creek Renewables | 61060 | NC | SAT | SERC |  | 22 | 2 | NAICS-22 Non-Cogen | PV | SUN | SUN | DUK | 24482 | 7175 | 2022
solar pv | TRUE | 59018 | N | . | East Chicago | Altus Power America Management, LLC | 60281 | IN | ENC | RFC |  | 22 | 2 | NAICS-22 Non-Cogen | PV | SUN | SUN | MISO | 10686 | 3132 | 2022
solar pv | TRUE | 59019 | N | . | Griffith | Altus Power America Management, LLC | 60281 | IN | ENC | RFC |  | 22 | 2 | NAICS-22 Non-Cogen | PV | SUN | SUN | MISO | 10470 | 3069 | 2022
solar pv | TRUE | 59020 | N | . | Gila Bend Hybrid | Arizona Public Service Co | 803 | AZ | MTN | WECC |  | 22 | 1 | Electric Utility | PV | SUN | SUN | AZPS | 333395 | 97712 | 2022
onshore wind | TRUE | 59021 | N | . | Hoopeston Wind LLC | Hoopeston Wind LLC | 58865 | IL | ENC | SERC |  | 22 | 2 | NAICS-22 Non-Cogen | WT | WND | WND | MISO | 1326858 | 388880 | 2022
onshore wind | TRUE | 59024 | N | . | Euclid Farm, Stamco N-54 | Case Western Reserve University | 58869 | OH | ENC | RFC |  | 22 | 2 | NAICS-22 Non-Cogen | WT | WND | WND | PJM | 1740 | 510 | 2022
biomass | TRUE | 59026 | N | . | Back River Waste Water Treatment | Mayor and City Council of Baltimore City | 58870 | MD | SAT | RFC |  | 22 | 2 | NAICS-22 Non-Cogen | IC | OBG | ORW | PJM | 0 | 0 | 2022
solar pv | TRUE | 59026 | N | . | Back River Waste Water Treatment | Mayor and City Council of Baltimore City | 58870 | MD | SAT | RFC |  | 22 | 2 | NAICS-22 Non-Cogen | PV | SUN | SUN | PJM | 3404 | 998 | 2022
solar pv | TRUE | 59028 | N | . | Agawam Solar | Citizens Enterprises Corporation | 58871 | MA | NEW | NPCC |  | 22 | 2 | NAICS-22 Non-Cogen | PV | SUN | SUN | ISNE | 7291 | 2137 | 2022
solar pv | TRUE | 59029 | N | . | Rehoboth Solar | Citizens Enterprises Corporation | 58871 | MA | NEW | NPCC |  | 22 | 2 | NAICS-22 Non-Cogen | PV | SUN | SUN | ISNE | 11445 | 3354 | 2022
solar pv | TRUE | 59030 | N | . | Chicopee Solar | Citizens Enterprises Corporation | 58871 | MA | NEW | NPCC |  | 22 | 2 | NAICS-22 Non-Cogen | PV | SUN | SUN | ISNE | 17231 | 5050 | 2022
solar pv | TRUE | 59031 | N | . | Route 57 Solar | Citizens Enterprises Corporation | 58871 | MA | NEW | NPCC |  | 22 | 2 | NAICS-22 Non-Cogen | PV | SUN | SUN | ISNE | 8640 | 2532 | 2022
solar pv | TRUE | 59032 | N | . | EBZ Solar | Citizens Enterprises Corporation | 58871 | MA | NEW | NPCC |  | 22 | 2 | NAICS-22 Non-Cogen | PV | SUN | SUN | ISNE | 13656 | 4002 | 2022
solar pv | TRUE | 59033 | N | . | Whately Solar | Citizens Enterprises Corporation | 58871 | MA | NEW | NPCC |  | 22 | 2 | NAICS-22 Non-Cogen | PV | SUN | SUN | ISNE | 8011 | 2348 | 2022
onshore wind | TRUE | 59034 | N | . | Shannon Wind | Shannon Wind LLC | 58872 | TX | WSC | TRE |  | 22 | 2 | NAICS-22 Non-Cogen | WT | WND | WND | ERCO | 1836839 | 538346 | 2022
petroleum | TRUE | 59035 | N | . | Biomass to Energy Facility, Kauai | Green Energy Team LLC | 58873 | HI | PACN |  |  | 22 | 2 | NAICS-22 Non-Cogen | IC | DFO | DFO |  | 3782 | 180 | 2022
biomass | TRUE | 59035 | N | . | Biomass to Energy Facility, Kauai | Green Energy Team LLC | 58873 | HI | PACN |  |  | 22 | 2 | NAICS-22 Non-Cogen | ST | AB | ORW |  | 0 | 0 | 2022
biomass | TRUE | 59035 | N | . | Biomass to Energy Facility, Kauai | Green Energy Team LLC | 58873 | HI | PACN |  |  | 22 | 2 | NAICS-22 Non-Cogen | ST | WDS | WWW |  | 714413 | 51555 | 2022
hydro | TRUE | 59037 | N | . | Hiilangaay Hydro | Haida Energy, Inc. | 60222 | AK | PACN |  |  | 22 | 1 | Electric Utility | HY | WAT | HYC |  | 13690 | 4012 | 2022
solar pv | TRUE | 59038 | N | . | Battleground | AES Distributed Energy | 61012 | NC | SAT | SERC |  | 22 | 2 | NAICS-22 Non-Cogen | PV | SUN | SUN | DUK | 19059 | 5586 | 2022
solar pv | TRUE | 59039 | N | . | Beulaville | AES Distributed Energy | 61012 | NC | SAT | SERC |  | 22 | 2 | NAICS-22 Non-Cogen | PV | SUN | SUN | DUK | 10877 | 3188 | 2022
hydro | TRUE | 59040 | N | . | Ball Mountain Hydro | Eagle Creek Renewable Energy, LLC | 57280 | VT | NEW | NPCC |  | 22 | 2 | NAICS-22 Non-Cogen | HY | WAT | HYC | ISNE | 11267 | 3302 | 2022
solar pv | TRUE | 59042 | N | . | Ellerbe | AES Distributed Energy | 61012 | NC | SAT | SERC |  | 22 | 2 | NAICS-22 Non-Cogen | PV | SUN | SUN | DUK | 11112 | 3257 | 2022
solar pv | TRUE | 59043 | N | . | West Davisville Solar | Altus Power America Management, LLC | 60281 | RI | NEW | NPCC |  | 22 | 2 | NAICS-22 Non-Cogen | PV | SUN | SUN | ISNE | 8752 | 2565 | 2022
solar pv | TRUE | 59044 | N | . | Rio Rico Solar | UNS Electric, Inc | 19728 | AZ | MTN | WECC |  | 22 | 1 | Electric Utility | PV | SUN | SUN | TEPC | 26814 | 7859 | 2022
natural gas peaker | TRUE | 59045 | N | . | Jameson Energy Center | Kansas Municipal Energy Agency | 10035 | KS | WNC | MRO |  | 22 | 1 | Electric Utility | IC | NG | NG | SWPP | 57627 | 4710 | 2022
solar pv | TRUE | 59046 | N | . | 651 Chase Solar NG | NuGen Capital Management | 59254 | MA | NEW | NPCC |  | 22 | 2 | NAICS-22 Non-Cogen | PV | SUN | SUN | ISNE | 14552 | 4265 | 2022
solar pv | TRUE | 59049 | N | . | Whitcomb Solar Farm | ERWR Whitcomb Farm Solar LLC | 58883 | VT | NEW | NPCC |  | 22 | 2 | NAICS-22 Non-Cogen | PV | SUN | SUN | ISNE | 12028 | 3525 | 2022
solar pv | TRUE | 59050 | N | . | Wallace | AES Distributed Energy | 61012 | NC | SAT | SERC |  | 22 | 2 | NAICS-22 Non-Cogen | PV | SUN | SUN | DUK | 10695 | 3135 | 2022
solar pv | TRUE | 59051 | N | . | Kenansville | AES Distributed Energy | 61012 | NC | SAT | SERC |  | 22 | 2 | NAICS-22 Non-Cogen | PV | SUN | SUN | DUK | 11325 | 3319 | 2022
solar pv | TRUE | 59052 | N | . | Fairmont-FLS 100 | AES Distributed Energy | 61012 | NC | SAT | SERC |  | 22 | 2 | NAICS-22 Non-Cogen | PV | SUN | SUN | DUK | 23243 | 6812 | 2022
onshore wind | TRUE | 59053 | N | . | Michelangelo Wind 3 LLC | Michelangelo Wind 3 LLC | 58887 | IA | WNC | MRO |  | 22 | 2 | NAICS-22 Non-Cogen | WT | WND | WND | MISO | 41601 | 12193 | 2022
natural gas peaker | TRUE | 59055 | N | . | Rariton OMP | Janssen Pharmaceutical Co | 57130 | NJ | MAT | RFC |  | 22 | 2 | NAICS-22 Non-Cogen | IC | NG | NG | PJM | 10310 | 1233 | 2022
solar pv | TRUE | 59055 | N | . | Rariton OMP | Janssen Pharmaceutical Co | 57130 | NJ | MAT | RFC |  | 22 | 2 | NAICS-22 Non-Cogen | PV | SUN | SUN | PJM | 4779 | 1401 | 2022
natural gas peaker | TRUE | 59056 | N | . | Spring House | Janssen Pharmaceutical Co | 57130 | PA | MAT | NPCC |  | 22 | 2 | NAICS-22 Non-Cogen | IC | NG | NG | PJM | 134388 | 15389 | 2022
solar pv | TRUE | 59057 | N | . | Skillman | Janssen Pharmaceutical Co | 57130 | NJ | MAT | RFC |  | 22 | 2 | NAICS-22 Non-Cogen | PV | SUN | SUN | PJM | 1358 | 398 | 2022
solar pv | TRUE | 59058 | N | . | Vacaville | Janssen Pharmaceutical Co | 57130 | CA | PACC | WECC |  | 22 | 2 | NAICS-22 Non-Cogen | PV | SUN | SUN | CISO | 5366 | 1573 | 2022
solar pv | TRUE | 59059 | N | . | Raritan ITS | Janssen Pharmaceutical Co | 57130 | NJ | MAT | RFC |  | 22 | 2 | NAICS-22 Non-Cogen | PV | SUN | SUN | PJM | 6905 | 2024 | 2022
solar pv | TRUE | 59060 | N | . | Waste Water Treatment Plant | City of Pittsfield | 58888 | MA | NEW | NPCC |  | 22 | 2 | NAICS-22 Non-Cogen | PV | SUN | SUN | ISNE | 2604 | 763 | 2022
onshore wind | TRUE | 59061 | N | . | Radfords Run Wind Farm | RWE Renewables Americas, LLC | 56215 | IL | ENC | RFC |  | 22 | 2 | NAICS-22 Non-Cogen | WT | WND | WND | PJM | 4033400 | 1182122 | 2022
onshore wind | TRUE | 59063 | N | . | Stella Wind Farm | RWE Renewables Americas, LLC | 56215 | TX | WSC | TRE |  | 22 | 2 | NAICS-22 Non-Cogen | WT | WND | WND | ERCO | 2160466 | 633196 | 2022
onshore wind | TRUE | 59065 | N | . | Drift Sand Wind Project LLC | Enel Green Power NA, Inc. | 59380 | OK | WSC | MRO |  | 22 | 2 | NAICS-22 Non-Cogen | WT | WND | WND | SWPP | 1532005 | 449005 | 2022
onshore wind | TRUE | 59066 | N | . | Bruennings Breeze Wind Farm | RWE Renewables Americas, LLC | 56215 | TX | WSC | TRE |  | 22 | 2 | NAICS-22 Non-Cogen | WT | WND | WND | ERCO | 2004445 | 587469 | 2022
onshore wind | TRUE | 59068 | N | . | Colbeck's Corner, LLC | RWE Renewables Americas, LLC | 56215 | TX | WSC | TRE |  | 22 | 2 | NAICS-22 Non-Cogen | WT | WND | WND | ERCO | 2957839 | 866893 | 2022
onshore wind | TRUE | 59070 | N | . | Jericho Power | Jericho Power LLC | 58891 | NH | NEW | NPCC |  | 22 | 2 | NAICS-22 Non-Cogen | WT | WND | WND | ISNE | 65361 | 19156 | 2022
onshore wind | TRUE | 59071 | N | . | Carroll Area Wind Farm | SRIV Partnership LLC | 62042 | IA | WNC | MRO |  | 22 | 2 | NAICS-22 Non-Cogen | WT | WND | WND | MISO | 265998 | 77959 | 2022
petroleum | FALSE | 59074 | N | . | SC 1 Data Center, Phase 2 | Xeres Ventures LLC | 58893 | CA | PACC | WECC |  | 53 | 4 | Commercial NAICS Non-Cogen | IC | DFO | DFO | CISO | 12703 | 1118 | 2022
solar pv | TRUE | 59075 | N | . | Brewster Landfill | Clean Focus Yield, LLC | 65305 | MA | NEW | NPCC |  | 22 | 2 | NAICS-22 Non-Cogen | PV | SUN | SUN | ISNE | 5480 | 1606 | 2022
onshore wind | TRUE | 59076 | N | . | Chopin Wind LLC | Chopin Wind, LLC | 57421 | OR | PACC | WECC |  | 22 | 2 | NAICS-22 Non-Cogen | WT | WND | WND | PACW | 94344 | 27651 | 2022
solar pv | TRUE | 59077 | N | . | Chatham Landfill | Clean Focus Yield, LLC | 65305 | MA | NEW | NPCC |  | 22 | 2 | NAICS-22 Non-Cogen | PV | SUN | SUN | ISNE | 7880 | 2310 | 2022
solar pv | TRUE | 59078 | N | . | Harwich Landfill | Clean Focus Yield, LLC | 65305 | MA | NEW | NPCC |  | 22 | 2 | NAICS-22 Non-Cogen | PV | SUN | SUN | ISNE | 20011 | 5865 | 2022
solar pv | TRUE | 59079 | N | . | Katama Farm | Clean Focus Yield, LLC | 65305 | MA | NEW | NPCC |  | 22 | 2 | NAICS-22 Non-Cogen | PV | SUN | SUN | ISNE | 4903 | 1437 | 2022
solar pv | TRUE | 59080 | N | . | Nunnepog | Clean Focus Yield, LLC | 65305 | MA | NEW | NPCC |  | 22 | 2 | NAICS-22 Non-Cogen | PV | SUN | SUN | ISNE | 5230 | 1533 | 2022
solar pv | TRUE | 59081 | N | . | Barnstable Landfill | Clean Focus Yield, LLC | 65305 | MA | NEW | NPCC |  | 22 | 2 | NAICS-22 Non-Cogen | PV | SUN | SUN | ISNE | 18986 | 5565 | 2022
solar pv | TRUE | 59082 | N | . | Dennis Landfill | Clean Focus Yield, LLC | 65305 | MA | NEW | NPCC |  | 22 | 2 | NAICS-22 Non-Cogen | PV | SUN | SUN | ISNE | 24115 | 7068 | 2022
onshore wind | TRUE | 59083 | N | . | Limon III Wind LLC | Limon | 57503 | CO | MTN | WECC |  | 22 | 2 | NAICS-22 Non-Cogen | WT | WND | WND | PSCO | 2739844 | 803003 | 2022
onshore wind | TRUE | 59084 | N | . | Marshall Wind Farm | BHE Renewables, LLC | 59359 | KS | WNC | MRO |  | 22 | 2 | NAICS-22 Non-Cogen | WT | WND | WND | SWPP | 1088866 | 319129 | 2022
solar pv | TRUE | 59085 | N | . | Lepomis PV Energy LLC | CleanCapital Holdings | 65164 | MA | NEW | NPCC |  | 22 | 2 | NAICS-22 Non-Cogen | PV | SUN | SUN | ISNE | 26494 | 7765 | 2022
solar pv | TRUE | 59086 | N | . | Cottonwood Solar, LLC (Goose Lake) | Onward Energy | 60453 | CA | PACC | WECC |  | 22 | 2 | NAICS-22 Non-Cogen | PV | SUN | SUN | CISO | 111859 | 32784 | 2022
solar pv | TRUE | 59087 | N | . | Cottonwood Solar, LLC (City of Corcoran) | Onward Energy | 60453 | CA | PACC | WECC |  | 22 | 2 | NAICS-22 Non-Cogen | PV | SUN | SUN | CISO | 96159 | 28183 | 2022
solar pv | TRUE | 59088 | N | . | Calipatria Solar Farm | Southern Power Co | 17650 | CA | PACC | WECC |  | 22 | 2 | NAICS-22 Non-Cogen | PV | SUN | SUN | IID | 134726 | 39486 | 2022
solar pv | TRUE | 59090 | N | . | Rockland Solar CSG | MN8 Energy LLC | 61944 | MA | NEW | NPCC |  | 22 | 2 | NAICS-22 Non-Cogen | PV | SUN | SUN | ISNE | 9257 | 2713 | 2022
natural gas combined cycle | TRUE | 59093 | Y | . | Holland Energy Park | City of Holland | 8723 | MI | ENC | RFC |  | 22 | 1 | Electric Utility | CA | NG | NG | MISO | 0 | 260686 | 2022
natural gas combined cycle | TRUE | 59093 | Y | . | Holland Energy Park | City of Holland | 8723 | MI | ENC | RFC |  | 22 | 1 | Electric Utility | CT | NG | NG | MISO | 5715639 | 552214 | 2022
solar pv | TRUE | 59094 | N | . | Division 1 | Tesla Inc. | 60947 | CA | PACC | WECC |  | 22 | 2 | NAICS-22 Non-Cogen | PV | SUN | SUN | CISO | 8708 | 2552 | 2022
solar pv | TRUE | 59095 | N | . | Division 2 | Tesla Inc. | 60947 | CA | PACC | WECC |  | 22 | 2 | NAICS-22 Non-Cogen | PV | SUN | SUN | CISO | 6751 | 1979 | 2022
solar pv | TRUE | 59096 | N | . | Division 3 | Tesla Inc. | 60947 | CA | PACC | WECC |  | 22 | 2 | NAICS-22 Non-Cogen | PV | SUN | SUN | CISO | 5670 | 1662 | 2022
solar pv | TRUE | 59097 | N | . | Berry Plastics Solar | MN8 Energy LLC | 61944 | NJ | MAT | RFC |  | 22 | 2 | NAICS-22 Non-Cogen | PV | SUN | SUN | PJM | 51060 | 14965 | 2022
solar pv | TRUE | 59098 | N | . | Kettering Solar 1 | Tesla Inc. | 60947 | CA | PACC | WECC |  | 22 | 2 | NAICS-22 Non-Cogen | PV | SUN | SUN | CISO | 6465 | 1895 | 2022
solar pv | TRUE | 59099 | N | . | Kettering Solar 2 | Tesla Inc. | 60947 | CA | PACC | WECC |  | 22 | 2 | NAICS-22 Non-Cogen | PV | SUN | SUN | CISO | 6937 | 2033 | 2022
solar pv | TRUE | 59100 | N | . | Chauncey Farm LLC | Strata Manager, LLC | 64778 | NC | SAT | SERC |  | 22 | 2 | NAICS-22 Non-Cogen | PV | SUN | SUN | CPLE | 30170 | 8842 | 2022
solar pv | TRUE | 59102 | N | . | Dragstrip Farm | Strata Manager, LLC | 64778 | NC | SAT | SERC |  | 22 | 2 | NAICS-22 Non-Cogen | PV | SUN | SUN | DUK | 30772 | 9019 | 2022
solar pv | TRUE | 59103 | N | . | Fremont Farm LLC | Dominion Renewable Energy | 58468 | NC | SAT | SERC |  | 22 | 2 | NAICS-22 Non-Cogen | PV | SUN | SUN | CPLE | 31795 | 9319 | 2022
solar pv | TRUE | 59105 | N | . | Market Farm | Palmetto Power Management LLC | 63248 | NC | SAT | SERC |  | 22 | 2 | NAICS-22 Non-Cogen | PV | SUN | SUN | DUK | 30237 | 8862 | 2022
solar pv | TRUE | 59106 | N | . | Snow Hill Solar 2 LLC | Strata Manager, LLC | 64778 | NC | SAT | SERC |  | 22 | 2 | NAICS-22 Non-Cogen | PV | SUN | SUN | CPLE | 12593 | 3691 | 2022
solar pv | TRUE | 59107 | N | . | Mount Olive Farm | Strata Manager, LLC | 64778 | NC | SAT | SERC |  | 22 | 2 | NAICS-22 Non-Cogen | PV | SUN | SUN | CPLE | 33402 | 9789 | 2022
solar pv | TRUE | 59109 | N | . | Spicewood Solar Farm LLC | Strata Manager, LLC | 64778 | NC | SAT | SERC |  | 22 | 2 | NAICS-22 Non-Cogen | PV | SUN | SUN | CPLE | 30292 | 8878 | 2022
solar pv | TRUE | 59110 | N | . | Springfield Solar 1 LLC | Strata Manager, LLC | 64778 | MO | WNC | SERC |  | 22 | 2 | NAICS-22 Non-Cogen | PV | SUN | SUN | SWPP | 28306 | 8296 | 2022
solar pv | TRUE | 59111 | N | . | West Salisbury Farm LLC | Strata Manager, LLC | 64778 | NC | SAT | SERC |  | 22 | 2 | NAICS-22 Non-Cogen | PV | SUN | SUN | DUK | 29457 | 8633 | 2022
solar pv | TRUE | 59112 | N | . | West Siler | Strata Manager, LLC | 64778 | NC | SAT | SERC |  | 22 | 2 | NAICS-22 Non-Cogen | PV | SUN | SUN | CPLE | 33194 | 9729 | 2022
solar pv | TRUE | 59113 | N | . | Yanceyville Farm 2 LLC | Strata Manager, LLC | 64778 | NC | SAT | SERC |  | 22 | 2 | NAICS-22 Non-Cogen | PV | SUN | SUN | CPLE | 31173 | 9136 | 2022
solar pv | TRUE | 59114 | N | . | Redmon Solar Farm LLC | Strata Manager, LLC | 64778 | NC | SAT | SERC |  | 22 | 2 | NAICS-22 Non-Cogen | PV | SUN | SUN | DUK | 13659 | 4003 | 2022
solar pv | TRUE | 59115 | N | . | Anderson Farm LLC | Strata Manager, LLC | 64778 | NC | SAT | SERC |  | 22 | 2 | NAICS-22 Non-Cogen | PV | SUN | SUN | CPLE | 13650 | 4001 | 2022
biomass | FALSE | 59116 | N | . | Woodbine Landfill Plant | Cape May County Municipal | 58929 | NJ | MAT | RFC |  | 562212 | 4 | Commercial NAICS Non-Cogen | IC | LFG | MLG | PJM | 32584 | 2491 | 2022
solar pv | TRUE | 59117 | N | . | DD Fayetteville Solar NC LLC | Duke Energy Progress - (NC) | 3046 | NC | SAT | SERC |  | 22 | 1 | Electric Utility | PV | SUN | SUN | DUK | 127495 | 37367 | 2022
onshore wind | TRUE | 59118 | N | . | Cameron Wind 1 LLC | Cameron Wind 1 LLC | 58939 | TX | WSC | TRE |  | 22 | 2 | NAICS-22 Non-Cogen | WT | WND | WND | ERCO | 1277450 | 374399 | 2022
solar pv | TRUE | 59119 | N | . | Warsaw I | AES Distributed Energy | 61012 | NC | SAT | SERC |  | 22 | 2 | NAICS-22 Non-Cogen | PV | SUN | SUN | DUK | 11075 | 3246 | 2022
solar pv | TRUE | 59120 | N | . | Warsaw II | AES Distributed Energy | 61012 | NC | SAT | SERC |  | 22 | 2 | NAICS-22 Non-Cogen | PV | SUN | SUN | DUK | 11742 | 3441 | 2022
solar pv | TRUE | 59121 | N | . | Acushnet-Braley Road 1 | CleanCapital Holdings | 65164 | MA | NEW | NPCC |  | 22 | 2 | NAICS-22 Non-Cogen | PV | SUN | SUN | ISNE | 8762 | 2568 | 2022
solar pv | TRUE | 59122 | N | . | Enerparc CA1 LLC | Enerparc CA 1, LLC | 58944 | CA | PACC | WECC |  | 22 | 2 | NAICS-22 Non-Cogen | PV | SUN | SUN | CISO | 10584 | 3102 | 2022
solar pv | TRUE | 59123 | N | . | Moncure Farm LLC | Strata Manager, LLC | 64778 | NC | SAT | SERC |  | 22 | 2 | NAICS-22 Non-Cogen | PV | SUN | SUN | CPLE | 20633 | 6047 | 2022
solar pv | TRUE | 59124 | N | . | Martin Creek Farm LLC | Strata Manager, LLC | 64778 | NC | SAT | SERC |  | 22 | 2 | NAICS-22 Non-Cogen | PV | SUN | SUN | CPLE | 18411 | 5396 | 2022
solar pv | TRUE | 59125 | N | . | Kinston | Strata Manager, LLC | 64778 | NC | SAT | SERC |  | 22 | 2 | NAICS-22 Non-Cogen | PV | SUN | SUN | CPLE | 12853 | 3767 | 2022
solar pv | TRUE | 59126 | N | . | Daniel Farm LLC | Strata Manager, LLC | 64778 | NC | SAT | SERC |  | 22 | 2 | NAICS-22 Non-Cogen | PV | SUN | SUN | DUK | 30779 | 9021 | 2022
solar pv | TRUE | 59127 | N | . | Bailey Farm LLC | Strata Manager, LLC | 64778 | NC | SAT | SERC |  | 22 | 2 | NAICS-22 Non-Cogen | PV | SUN | SUN | CPLE | 29582 | 8670 | 2022
solar pv | TRUE | 59128 | N | . | Acushnet- High Hill | CleanCapital Holdings | 65164 | MA | NEW | NPCC |  | 22 | 2 | NAICS-22 Non-Cogen | PV | SUN | SUN | ISNE | 13693 | 4013 | 2022
solar pv | TRUE | 59129 | N | . | CSD 2- Freedom High | CleanCapital Holdings | 65164 | CA | PACC | WECC |  | 22 | 2 | NAICS-22 Non-Cogen | PV | SUN | SUN | CISO | 5190 | 1521 | 2022
solar pv | TRUE | 59130 | N | . | CSD 2 - Heritage High | CleanCapital Holdings | 65164 | CA | PACC | WECC |  | 22 | 2 | NAICS-22 Non-Cogen | PV | SUN | SUN | CISO | 6491 | 1902 | 2022
solar pv | TRUE | 59131 | N | . | Dartmouth Landfill | CleanCapital Holdings | 65164 | MA | NEW | WECC |  | 22 | 2 | NAICS-22 Non-Cogen | PV | SUN | SUN | ISNE | 5282 | 1548 | 2022
solar pv | TRUE | 59132 | N | . | EAFB - North Base | CleanCapital Holdings | 65164 | CA | PACC | WECC |  | 22 | 2 | NAICS-22 Non-Cogen | PV | SUN | SUN | CISO | 9167 | 2687 | 2022
solar pv | TRUE | 59133 | N | . | EAFB - South Base | CleanCapital Holdings | 65164 | CA | PACC | WECC |  | 22 | 2 | NAICS-22 Non-Cogen | PV | SUN | SUN | CISO | 7763 | 2275 | 2022
solar pv | TRUE | 59134 | N | . | Easton Landfill | CleanCapital Holdings | 65164 | MA | NEW | NPCC |  | 22 | 2 | NAICS-22 Non-Cogen | PV | SUN | SUN | ISNE | 8509 | 2494 | 2022
solar pv | TRUE | 59135 | N | . | Ludlow Landfill | CleanCapital Holdings | 65164 | MA | NEW | NPCC |  | 22 | 2 | NAICS-22 Non-Cogen | PV | SUN | SUN | ISNE | 11381 | 3335 | 2022
solar pv | TRUE | 59136 | N | . | Methuen Landfill | CleanCapital Holdings | 65164 | MA | NEW | NPCC |  | 22 | 2 | NAICS-22 Non-Cogen | PV | SUN | SUN | ISNE | 5939 | 1741 | 2022
solar pv | TRUE | 59137 | N | . | Plymouth Site 1 | CleanCapital Holdings | 65164 | MA | NEW | NPCC |  | 22 | 2 | NAICS-22 Non-Cogen | PV | SUN | SUN | ISNE | 22841 | 6694 | 2022
solar pv | TRUE | 59138 | N | . | SDCCD - Miramar | CleanCapital Holdings | 65164 | CA | PACC | WECC |  | 22 | 2 | NAICS-22 Non-Cogen | PV | SUN | SUN | CISO | 5865 | 1719 | 2022
solar pv | TRUE | 59139 | N | . | SDCWA - Twin Oaks | CleanCapital Holdings | 65164 | CA | PACC | WECC |  | 22 | 2 | NAICS-22 Non-Cogen | PV | SUN | SUN | CISO | 5924 | 1736 | 2022
solar pv | TRUE | 59140 | N | . | EDF Lancaster | CleanCapital Holdings | 65164 | MA | NEW | NPCC |  | 22 | 2 | NAICS-22 Non-Cogen | PV | SUN | SUN | ISNE | 22791 | 6680 | 2022
biomass | TRUE | 59142 | N | . | Manatee County LFGTE | Manatee County Utilities Department | 58948 | FL | SAT | SERC |  | 22 | 2 | NAICS-22 Non-Cogen | IC | LFG | MLG | FPL | 0 | 0 | 2022
biomass | TRUE | 59143 | N | . | Front Range Project | Timberline Energy LLC | 58960 | CO | MTN | WECC |  | 22 | 2 | NAICS-22 Non-Cogen | IC | LFG | MLG | WACM | 168263 | 13416 | 2022
solar pv | TRUE | 59144 | N | . | Brighton PV Solar Plant | Hangar 160 LLC | 58949 | CO | MTN | WECC |  | 22 | 2 | NAICS-22 Non-Cogen | PV | SUN | SUN | WACM | 11009 | 3227 | 2022
natural gas peaker | FALSE | 59145 | Y | . | Freeport LP Pretreatment Facility | Freeport LNG Development L.P | 58959 | TX | WSC | TRE |  | 211 | 7 | Industrial NAICS Cogen | GT | NG | NG | ERCO | 4128974 | 355779.2 | 2022
solar pv | TRUE | 59146 | N | . | XPF Solar Field | United Therapeutics Corporation | 58961 | NC | SAT | SERC |  | 22 | 2 | NAICS-22 Non-Cogen | PV | SUN | SUN | DUK | 15507 | 4545 | 2022
onshore wind | TRUE | 59147 | N | . | Fair Wind | Fair Wind Power Partners, LLC | 58962 | MD | SAT | RFC |  | 22 | 2 | NAICS-22 Non-Cogen | WT | WND | WND | PJM | 299723 | 87844 | 2022
solar pv | TRUE | 59148 | N | . | Green Farm | Cypress Creek Renewables | 61060 | NC | SAT | SERC |  | 22 | 2 | NAICS-22 Non-Cogen | PV | SUN | SUN | PJM | 24836 | 7279 | 2022
solar pv | TRUE | 59149 | N | . | Simons Farm | Cypress Creek Renewables | 61060 | NC | SAT | SERC |  | 22 | 2 | NAICS-22 Non-Cogen | PV | SUN | SUN | PJM | 31293 | 9171 | 2022
other | TRUE | 59150 | N | . | RE Mustang LLC | MN8 Energy LLC | 61944 | CA | PACC | WECC |  | 22 | 2 | NAICS-22 Non-Cogen | BA | MWH | OTH | CISO | 0 | -15717 | 2022
solar pv | TRUE | 59150 | N | . | RE Mustang LLC | MN8 Energy LLC | 61944 | CA | PACC | WECC |  | 22 | 2 | NAICS-22 Non-Cogen | PV | SUN | SUN | CISO | 745601 | 218523 | 2022
solar pv | TRUE | 59152 | N | . | Thornton PV1 | Ecoplexus, Inc | 58970 | NC | SAT | SERC |  | 22 | 2 | NAICS-22 Non-Cogen | PV | SUN | SUN | DUK | 29491 | 8643 | 2022
solar pv | TRUE | 59153 | N | . | Watson Seed Farm PV1 | Ecoplexus, Inc | 58970 | NC | SAT | SERC |  | 22 | 2 | NAICS-22 Non-Cogen | PV | SUN | SUN | PJM | 113833 | 33363 | 2022
solar pv | TRUE | 59154 | N | . | Bradley PV1 | Ecoplexus, Inc | 58970 | NC | SAT | SERC |  | 22 | 2 | NAICS-22 Non-Cogen | PV | SUN | SUN | PJM | 26795 | 7854 | 2022
solar pv | TRUE | 59155 | N | . | Shawboro PV1 | Duke Energy Renewables Services | 65411 | NC | SAT | SERC |  | 22 | 2 | NAICS-22 Non-Cogen | PV | SUN | SUN | PJM | 128406 | 37633 | 2022
solar pv | TRUE | 59156 | N | . | Carter PV1 | Ecoplexus, Inc | 58970 | NC | SAT | SERC |  | 22 | 2 | NAICS-22 Non-Cogen | PV | SUN | SUN | CPLE | 31861 | 9338 | 2022
solar pv | TRUE | 59157 | N | . | Pecan PV1 | Ecoplexus, Inc | 58970 | NC | SAT | SERC |  | 22 | 2 | NAICS-22 Non-Cogen | PV | SUN | SUN | CPLE | 31466 | 9222 | 2022
solar pv | TRUE | 59158 | N | . | Langley PV1 | Ecoplexus, Inc | 58970 | NC | SAT | SERC |  | 22 | 2 | NAICS-22 Non-Cogen | PV | SUN | SUN | CPLE | 31919 | 9355 | 2022
solar pv | TRUE | 59162 | N | . | Mariposa Solar Center LLC | Heelstone Energy Holdings, LLC | 59462 | NC | SAT | SERC |  | 22 | 2 | NAICS-22 Non-Cogen | PV | SUN | SUN | DUK | 30253 | 8866 | 2022
solar pv | TRUE | 59163 | N | . | Highland Solar Center LLC | SRE Utility Solar 1, LLC | 61119 | NC | SAT | SERC |  | 22 | 2 | NAICS-22 Non-Cogen | PV | SUN | SUN | CPLE | 30844 | 9040 | 2022
solar pv | TRUE | 59164 | N | . | Elm City Solar Facility | Duke Energy Progress - (NC) | 3046 | NC | SAT | SERC |  | 22 | 1 | Electric Utility | PV | SUN | SUN | CPLE | 246306 | 72188 | 2022
solar pv | FALSE | 59166 | N | . | Bridgeport Disposal Solar Farm | Bridgeport Disposal LLC | 58977 | NJ | MAT | RFC |  | 562 | 4 | Commercial NAICS Non-Cogen | PV | SUN | SUN | PJM | 5743 | 1683 | 2022
solar pv | TRUE | 59167 | N | . | Lancaster Solar 1 | PsomasFMG Lancaster Solar Crest, LLC | 58976 | CA | PACC | WECC |  | 22 | 2 | NAICS-22 Non-Cogen | PV | SUN | SUN | CISO | 10953 | 3210 | 2022
solar pv | TRUE | 59168 | N | . | Avalon Solar | Arevon Energy, Inc. | 61230 | AZ | MTN | WECC |  | 22 | 2 | NAICS-22 Non-Cogen | PV | SUN | SUN | TEPC | 253370 | 74259 | 2022
solar pv | TRUE | 59169 | N | . | Lancaster Solar 2 | PsomasFMG Lancaster Solar Crest, LLC | 58976 | CA | PACC | WECC |  | 22 | 2 | NAICS-22 Non-Cogen | PV | SUN | SUN | CISO | 11475 | 3363 | 2022
solar pv | TRUE | 59170 | N | . | Jakana Solar | Strata Manager, LLC | 64778 | NC | SAT | SERC |  | 22 | 2 | NAICS-22 Non-Cogen | PV | SUN | SUN | PJM | 29234 | 8568 | 2022
solar pv | TRUE | 59171 | N | . | Windsor Solar | Strata Manager, LLC | 64778 | NC | SAT | SERC |  | 22 | 2 | NAICS-22 Non-Cogen | PV | SUN | SUN | PJM | 31574 | 9254 | 2022
solar pv | TRUE | 59172 | N | . | Belmont | Marion Solar LLC | 58985 | IN | ENC | RFC |  | 22 | 2 | NAICS-22 Non-Cogen | PV | SUN | SUN | MISO | 20720 | 6073 | 2022
solar pv | TRUE | 59173 | N | . | Bethel Solar | Strata Manager, LLC | 64778 | NC | SAT | SERC |  | 22 | 2 | NAICS-22 Non-Cogen | PV | SUN | SUN | PJM | 23796 | 6974 | 2022
solar pv | TRUE | 59174 | N | . | Lewiston Solar | Strata Manager, LLC | 64778 | NC | SAT | SERC |  | 22 | 2 | NAICS-22 Non-Cogen | PV | SUN | SUN | PJM | 29616 | 8680 | 2022
solar pv | TRUE | 59175 | N | . | Woodland Solar | Duke Energy Renewables Services | 65411 | NC | SAT | SERC |  | 22 | 2 | NAICS-22 Non-Cogen | PV | SUN | SUN | PJM | 31247 | 9158 | 2022
solar pv | TRUE | 59176 | N | . | Williamston Solar | Strata Manager, LLC | 64778 | NC | SAT | SERC |  | 22 | 2 | NAICS-22 Non-Cogen | PV | SUN | SUN | PJM | 27135 | 7953 | 2022
solar pv | TRUE | 59177 | N | . | Winton Solar | Duke Energy Renewables Services | 65411 | NC | SAT | SERC |  | 22 | 2 | NAICS-22 Non-Cogen | PV | SUN | SUN | PJM | 31878 | 9343 | 2022
solar pv | TRUE | 59178 | N | . | Franklin 1 | CD US Solar MT 2 LLC | 58440 | MA | NEW | NPCC |  | 22 | 2 | NAICS-22 Non-Cogen | PV | SUN | SUN | ISNE | 12367 | 3625 | 2022
solar pv | TRUE | 59179 | N | . | Franklin 2 | CD US Solar MT 2 LLC | 58440 | MA | NEW | NPCC |  | 22 | 2 | NAICS-22 Non-Cogen | PV | SUN | SUN | ISNE | 18771 | 5502 | 2022
solar pv | TRUE | 59180 | N | . | Marion Solar LNG | Marion Solar LLC | 58985 | IN | ENC | RFC |  | 22 | 2 | NAICS-22 Non-Cogen | PV | SUN | SUN | MISO | 6934 | 2032 | 2022
biomass | TRUE | 59181 | Y | . | AgriReNew | AgriReNew | 58986 | IA | WNC | MRO |  | 22 | 3 | NAICS-22 Cogen | GT | OBG | ORW | MISO | 7737 | 614 | 2022
solar pv | TRUE | 59182 | N | . | Hesperia | SunEdison LLC | 59139 | CA | PACC | WECC |  | 22 | 2 | NAICS-22 Non-Cogen | PV | SUN | SUN | CISO | 10154 | 2976 | 2022
solar pv | TRUE | 59183 | N | . | CID Solar, LLC | Onward Energy | 60453 | CA | PACC | WECC |  | 22 | 2 | NAICS-22 Non-Cogen | PV | SUN | SUN | CISO | 173005 | 50705 | 2022
solar pv | TRUE | 59184 | N | . | Mulberry Farm LLC | Onward Energy | 60453 | TN | ESC | SERC |  | 22 | 2 | NAICS-22 Non-Cogen | PV | SUN | SUN | TVA | 92311 | 27055 | 2022
solar pv | TRUE | 59185 | N | . | Jacobstown | NJR Clean Energy Ventures Corporation | 56990 | NJ | MAT | RFC |  | 22 | 2 | NAICS-22 Non-Cogen | PV | SUN | SUN | PJM | 28060 | 8224 | 2022
solar pv | TRUE | 59186 | N | . | West Pemberton | NJR Clean Energy Ventures Corporation | 56990 | NJ | MAT | RFC |  | 22 | 2 | NAICS-22 Non-Cogen | PV | SUN | SUN | PJM | 40841 | 11970 | 2022
onshore wind | TRUE | 59187 | N | . | Beethoven Wind | NorthWestern Energy - (SD) | 13809 | SD | WNC | MRO |  | 22 | 1 | Electric Utility | WT | WND | WND | SWPP | 1136404 | 333061 | 2022
solar pv | TRUE | 59188 | N | . | Selmer Farm LLC | Onward Energy | 60453 | TN | ESC | SERC |  | 22 | 2 | NAICS-22 Non-Cogen | PV | SUN | SUN | TVA | 94433 | 27677 | 2022
solar pv | TRUE | 59189 | N | . | East Wayne Solar LLC | Strata Manager, LLC | 64778 | NC | SAT | SERC |  | 22 | 2 | NAICS-22 Non-Cogen | PV | SUN | SUN | CPLE | 12774 | 3744 | 2022
solar pv | TRUE | 59190 | N | . | Vickers | Strata Manager, LLC | 64778 | NC | SAT | SERC |  | 22 | 2 | NAICS-22 Non-Cogen | PV | SUN | SUN | CPLE | 13045 | 3823 | 2022
solar pv | TRUE | 59191 | N | . | Soluga Farms 1 | Strata Manager, LLC | 64778 | NC | SAT | SERC |  | 22 | 2 | NAICS-22 Non-Cogen | PV | SUN | SUN | CPLE | 30887 | 9052 | 2022
solar pv | TRUE | 59192 | N | . | Soluga Farms 2 LLC | Strata Manager, LLC | 64778 | NC | SAT | SERC |  | 22 | 2 | NAICS-22 Non-Cogen | PV | SUN | SUN | CPLE | 31610 | 9264 | 2022
onshore wind | TRUE | 59193 | N | . | Chapman Ranch Wind I | Chapman Ranch Wind LLC | 58998 | TX | WSC | TRE |  | 22 | 2 | NAICS-22 Non-Cogen | WT | WND | WND | ERCO | 2245864 | 658225 | 2022
petroleum | TRUE | 59197 | Y | . | Univ Minnesota CHP Plant | Veolia Energy | 57341 | MN | WNC | MRO |  | 22 | 3 | NAICS-22 Cogen | GT | DFO | DFO | MISO | 6926 | 577.624 | 2022
natural gas peaker | TRUE | 59197 | Y | . | Univ Minnesota CHP Plant | Veolia Energy | 57341 | MN | WNC | MRO |  | 22 | 3 | NAICS-22 Cogen | GT | NG | NG | MISO | 2117897 | 176644.38 | 2022
solar pv | TRUE | 59198 | N | . | Sterling PV 3 | Greenbacker Renewable Energy Corporation | 60025 | CO | MTN | WECC |  | 22 | 2 | NAICS-22 Non-Cogen | PV | SUN | SUN | PSCO | 12853 | 3767 | 2022
solar pv | TRUE | 59199 | N | . | Mesa PV1 | Greenbacker Renewable Energy Corporation | 60025 | CO | MTN | WECC |  | 22 | 2 | NAICS-22 Non-Cogen | PV | SUN | SUN | PSCO | 11640 | 3412 | 2022
onshore wind | TRUE | 59200 | N | . | Border Winds Wind Farm | Northern States Power Co - Minnesota | 13781 | ND | WNC | MRO |  | 22 | 1 | Electric Utility | WT | WND | WND | MISO | 2270507 | 665448 | 2022
onshore wind | TRUE | 59201 | N | . | Pleasant Valley Wind Farm | Northern States Power Co - Minnesota | 13781 | MN | WNC | MRO |  | 22 | 1 | Electric Utility | WT | WND | WND | MISO | 2957830 | 866891 | 2022
solar pv | TRUE | 59203 | N | . | Farmersville | Arevon Energy, Inc. | 61230 | CA | PACC | WECC |  | 22 | 2 | NAICS-22 Non-Cogen | PV | SUN | SUN | CISO | 19563 | 5734 | 2022
solar pv | TRUE | 59204 | N | . | OCI Alamo 3 LLC | Consolidated Edison Development Inc. | 56769 | TX | WSC | TRE |  | 22 | 2 | NAICS-22 Non-Cogen | PV | SUN | SUN | ERCO | 39169 | 11480 | 2022
solar pv | TRUE | 59205 | N | . | OCI Alamo 5 LLC | Consolidated Edison Development Inc. | 56769 | TX | WSC | TRE |  | 22 | 2 | NAICS-22 Non-Cogen | PV | SUN | SUN | ERCO | 703657 | 206230 | 2022
solar pv | TRUE | 59206 | N | . | Alamo 6 | BHE Renewables, LLC | 59359 | TX | WSC | TRE |  | 22 | 2 | NAICS-22 Non-Cogen | PV | SUN | SUN | ERCO | 888676 | 260456 | 2022
solar pv | TRUE | 59207 | N | . | OCI Alamo 7 LLC | Consolidated Edison Development Inc. | 56769 | TX | WSC | TRE |  | 22 | 2 | NAICS-22 Non-Cogen | PV | SUN | SUN | ERCO | 874423 | 256279 | 2022
solar pv | TRUE | 59213 | N | . | Clipperton Holdings LLC | Dominion Renewable Energy | 58468 | NC | SAT | SERC |  | 22 | 2 | NAICS-22 Non-Cogen | PV | SUN | SUN | CPLE | 33007 | 9674 | 2022
solar pv | TRUE | 59217 | N | . | Tiburon Holdings | Heelstone Energy Holdings, LLC | 59462 | NC | SAT | SERC |  | 22 | 2 | NAICS-22 Non-Cogen | PV | SUN | SUN | DUK | 31954 | 9365 | 2022
solar pv | TRUE | 59219 | N | . | Porterville 6 and 7 | Arevon Energy, Inc. | 61230 | CA | PACC | WECC |  | 22 | 2 | NAICS-22 Non-Cogen | PV | SUN | SUN | CISO | 18207 | 5336 | 2022
natural gas combined cycle | TRUE | 59220 | N | . | Wildcat Point Generation Facility | Old Dominion Electric Coop | 40229 | MD | SAT | RFC |  | 22 | 1 | Electric Utility | CA | NG | NG | PJM | 1859810 | 1519973 | 2022
natural gas combined cycle | TRUE | 59220 | N | . | Wildcat Point Generation Facility | Old Dominion Electric Coop | 40229 | MD | SAT | RFC |  | 22 | 1 | Electric Utility | CT | NG | NG | PJM | 25508798 | 2402656 | 2022
biomass | TRUE | 59221 | N | . | Pecan Row Landfill To Electric Facility | EDL Inc | 55858 | GA | SAT | SERC |  | 22 | 2 | NAICS-22 Non-Cogen | IC | LFG | MLG | SOCO | 268154 | 30702 | 2022
onshore wind | TRUE | 59222 | N | . | Passadumkeag Windpark LLC | Southern Power Co | 17650 | ME | NEW | NPCC |  | 22 | 2 | NAICS-22 Non-Cogen | WT | WND | WND | ISNE | 495562 | 145241 | 2022
onshore wind | TRUE | 59223 | N | . | Optimum Wind 5 LLC | Optimum Wind 5 LLC | 59017 | IA | WNC | MRO |  | 22 | 2 | NAICS-22 Non-Cogen | WT | WND | WND | MISO | 36550 | 10712 | 2022
onshore wind | TRUE | 59224 | N | . | Optimum Wind 6 LLC | Optimum Wind 6 LLC | 59018 | IA | WNC | MRO |  | 22 | 2 | NAICS-22 Non-Cogen | WT | WND | WND | MISO | 37143 | 10886 | 2022
onshore wind | TRUE | 59225 | N | . | Optimum Wind 7 LLC | Optimum Wind 7 LLC | 59019 | IA | WNC | MRO |  | 22 | 2 | NAICS-22 Non-Cogen | WT | WND | WND | MISO | 41291 | 12102 | 2022
onshore wind | TRUE | 59226 | N | . | Optimum Wind 4 LLC | Optimum Wind 4 LLC | 59024 | IA | WNC | MRO |  | 22 | 2 | NAICS-22 Non-Cogen | WT | WND | WND | MISO | 35157 | 10304 | 2022
onshore wind | TRUE | 59227 | N | . | Optimum Wind 3 LLC | Optimum Wind 3 LLC | 59025 | IA | WNC | MRO |  | 22 | 2 | NAICS-22 Non-Cogen | WT | WND | WND | MISO | 35722 | 10470 | 2022
onshore wind | TRUE | 59228 | N | . | Leonardo Wind 1 LLC | Leonardo Wind 1 LLC | 59022 | IA | WNC | MRO |  | 22 | 2 | NAICS-22 Non-Cogen | WT | WND | WND | MISO | 43377 | 12713 | 2022
onshore wind | TRUE | 59230 | N | . | Venus Wind 3 LLC | Venus Wind 3 LLC | 59021 | IA | WNC | MRO |  | 22 | 2 | NAICS-22 Non-Cogen | WT | WND | WND | MISO | 39489 | 11573 | 2022
onshore wind | TRUE | 59231 | N | . | Michelangelo Wind 1 LLC | Michelangelo Wind 1 LLC | 59026 | IA | WNC | MRO |  | 22 | 2 | NAICS-22 Non-Cogen | WT | WND | WND | MISO | 41286 | 12100 | 2022
onshore wind | TRUE | 59232 | N | . | Michelangelo Wind 4 LLC | Michelangelo Wind 4 LLC | 59027 | IA | WNC | MRO |  | 22 | 2 | NAICS-22 Non-Cogen | WT | WND | WND | MISO | 41553 | 12178 | 2022
natural gas combined cycle | FALSE | 59233 | Y | . | Cogeneration 2 | University of Arizona | 49913 | AZ | MTN | WECC |  | 611 | 5 | Commercial NAICS Cogen | CS | NG | NG | TEPC | 168599 | 39303.43 | 2022
onshore wind | TRUE | 59234 | N | . | Arbuckle Mountain Wind Farm LLC | Arbuckle Mountain Wind Farm LLC | 59039 | OK | WSC | MRO |  | 22 | 2 | NAICS-22 Non-Cogen | WT | WND | WND | SWPP | 1323809 | 387986 | 2022
onshore wind | TRUE | 59235 | N | . | Rising Tree Wind Farm II | Rising Tree Wind Farm II LLC | 59040 | CA | PACC | WECC |  | 22 | 2 | NAICS-22 Non-Cogen | WT | WND | WND | CISO | 179621 | 52644 | 2022
onshore wind | TRUE | 59236 | N | . | Rising Tree Wind Farm III | Rising Tree Wind Farm III LLC | 59042 | CA | PACC | WECC |  | 22 | 2 | NAICS-22 Non-Cogen | WT | WND | WND | CISO | 893026 | 261731 | 2022
solar pv | TRUE | 59237 | N | . | Lone Valley Solar Park II LLC | Lone Valley Solar Park II LLC | 59041 | CA | PACC | WECC |  | 22 | 2 | NAICS-22 Non-Cogen | PV | SUN | SUN | CISO | 170105 | 49855 | 2022
onshore wind | TRUE | 59238 | N | . | Windthorst-2 | EDF Renewable Asset Holdings, Inc. | 57170 | TX | WSC | TRE |  | 22 | 2 | NAICS-22 Non-Cogen | WT | WND | WND | ERCO | 782983 | 229480 | 2022
solar pv | TRUE | 59239 | N | . | Eagle Springs Solar LLC | Eagle Springs Solar LLC | 59045 | CO | MTN | WECC |  | 22 | 2 | NAICS-22 Non-Cogen | PV | SUN | SUN | PSCO | 5630 | 1650 | 2022
biomass | TRUE | 59240 | N | . | Port Charlotte Energy LLC | Port Charlotte Energy LLC | 59881 | FL | SAT | SERC |  | 22 | 2 | NAICS-22 Non-Cogen | IC | LFG | MLG | FPL | 34426 | 2955 | 2022
solar pv | TRUE | 59241 | N | . | Brockelman | Integrys MA Solar, LLC | 58801 | MA | NEW | NPCC |  | 22 | 2 | NAICS-22 Non-Cogen | PV | SUN | SUN | ISNE | 15992 | 4687 | 2022
solar pv | TRUE | 59242 | N | . | Beverly | Integrys MA Solar, LLC | 58801 | MA | NEW | NPCC |  | 22 | 2 | NAICS-22 Non-Cogen | PV | SUN | SUN | ISNE | 8469 | 2482 | 2022
onshore wind | TRUE | 59244 | N | . | Lorenzo Wind | Lorenzo Wind, LLC | 61133 | TX | WSC | MRO |  | 22 | 2 | NAICS-22 Non-Cogen | WT | WND | WND | SWPP | 1195919 | 350504 | 2022
onshore wind | TRUE | 59245 | N | . | Fluvanna | Fluvanna Wind Energy LLC | 60042 | TX | WSC | TRE |  | 22 | 2 | NAICS-22 Non-Cogen | WT | WND | WND | ERCO | 2031124 | 595289 | 2022
onshore wind | TRUE | 59247 | N | . | Hale Community Wind Farm | Southwestern Public Service Co | 17718 | TX | WSC | MRO |  | 22 | 2 | NAICS-22 Non-Cogen | WT | WND | WND | SWPP | 6949505 | 2036783 | 2022
solar pv | TRUE | 59248 | N | . | CCMUA | Camden Solar Center, LLC | 59063 | NJ | MAT | RFC |  | 22 | 2 | NAICS-22 Non-Cogen | PV | SUN | SUN | PJM | 6678 | 1957 | 2022
solar pv | TRUE | 59249 | N | . | Rio Bravo Solar 1 LLC | Duke Energy Renewables Services | 65411 | CA | PACC | WECC |  | 22 | 2 | NAICS-22 Non-Cogen | PV | SUN | SUN | CISO | 158079 | 46330 | 2022
solar pv | TRUE | 59250 | N | . | Rio Bravo Solar II LLC | Duke Energy Renewables Services | 65411 | CA | PACC | WECC |  | 22 | 2 | NAICS-22 Non-Cogen | PV | SUN | SUN | CISO | 160138 | 46934 | 2022
solar pv | TRUE | 59251 | N | . | Caprock Solar 1 LLC | Duke Energy Renewables Services | 65411 | NM | MTN | MRO |  | 22 | 2 | NAICS-22 Non-Cogen | PV | SUN | SUN | SWPP | 232149 | 68039 | 2022
solar pv | TRUE | 59253 | N | . | Wildwood Solar II | Duke Energy Renewables Services | 65411 | CA | PACC | WECC |  | 22 | 2 | NAICS-22 Non-Cogen | PV | SUN | SUN | CISO | 124317 | 36435 | 2022
biomass | TRUE | 59254 | N | . | Johnston LFG Turbine Plant | Rhode Island LFG Genco | 56889 | RI | NEW | NPCC |  | 22 | 2 | NAICS-22 Non-Cogen | CA | LFG | MLG | ISNE | 0 | 57586.96 | 2022
biomass | TRUE | 59254 | N | . | Johnston LFG Turbine Plant | Rhode Island LFG Genco | 56889 | RI | NEW | NPCC |  | 22 | 2 | NAICS-22 Non-Cogen | CT | LFG | MLG | ISNE | 2106996 | 156874.22 | 2022
biomass | FALSE | 59260 | N | . | Hidden View Dairy, LLC | Hidden View Dairy, LLC | 59093 | IN | ENC | RFC |  | 112 | 6 | Industrial NAICS Non-Cogen | IC | OBG | ORW | MISO | 1860 | 155 | 2022
other | TRUE | 59261 | N | . | Verizon-Torrance | Bloom Energy | 57128 | CA | PACC | WECC |  | 22 | 2 | NAICS-22 Non-Cogen | FC | NG | NG | LDWP | 29956 | 3521 | 2022
solar pv | TRUE | 59262 | N | . | Lancaster Little Rock | AES Distributed Energy | 61012 | CA | PACC | WECC |  | 22 | 2 | NAICS-22 Non-Cogen | PV | SUN | SUN | CISO | 23989 | 7031 | 2022
solar pv | TRUE | 59265 | N | . | Merced Solar LLC | Merced Solar LLC | 59089 | CA | PACC | WECC |  | 22 | 2 | NAICS-22 Non-Cogen | PV | SUN | SUN | CISO | 14798 | 4337 | 2022
solar pv | TRUE | 59267 | N | . | Mission Solar LLC | Mission Solar LLC | 59090 | CA | PACC | WECC |  | 22 | 2 | NAICS-22 Non-Cogen | PV | SUN | SUN | CISO | 14682 | 4303 | 2022
solar pv | TRUE | 59268 | N | . | Hollister Solar LLC | Hollister Solar LLC | 59091 | CA | PACC | WECC |  | 22 | 2 | NAICS-22 Non-Cogen | PV | SUN | SUN | CISO | 14379 | 4214 | 2022
solar pv | TRUE | 59269 | N | . | Victor Mesa Linda B2 | AES Distributed Energy | 61012 | CA | PACC | WECC |  | 22 | 2 | NAICS-22 Non-Cogen | PV | SUN | SUN | CISO | 13109 | 3842 | 2022
solar pv | TRUE | 59270 | N | . | Victor Mesa Linda C2 | AES Distributed Energy | 61012 | CA | PACC | WECC |  | 22 | 2 | NAICS-22 Non-Cogen | PV | SUN | SUN | CISO | 13089 | 3836 | 2022
solar pv | TRUE | 59271 | N | . | Victor Mesa Linda D2 | AES Distributed Energy | 61012 | CA | PACC | WECC |  | 22 | 2 | NAICS-22 Non-Cogen | PV | SUN | SUN | CISO | 13039 | 3822 | 2022
solar pv | TRUE | 59272 | N | . | Victor Mesa Linda E2 | AES Distributed Energy | 61012 | CA | PACC | WECC |  | 22 | 2 | NAICS-22 Non-Cogen | PV | SUN | SUN | CISO | 12829 | 3760 | 2022
solar pv | TRUE | 59273 | N | . | SEPV Palmdale East | AES Distributed Energy | 61012 | CA | PACC | WECC |  | 22 | 2 | NAICS-22 Non-Cogen | PV | SUN | SUN | CISO | 85767 | 25137 | 2022
solar pv | TRUE | 59274 | N | . | Sutter Greenworks LLC | AES Distributed Energy | 61012 | NY | MAT | NPCC |  | 22 | 2 | NAICS-22 Non-Cogen | PV | SUN | SUN | NYIS | 28153 | 8251 | 2022
solar pv | TRUE | 59275 | N | . | Sterlington Greenworks LLC | AES Distributed Energy | 61012 | NY | MAT | NPCC |  | 22 | 2 | NAICS-22 Non-Cogen | PV | SUN | SUN | NYIS | 6013 | 1762 | 2022
solar pv | TRUE | 59276 | N | . | Leavenworth Greenworks LLC | AES Distributed Energy | 61012 | NY | MAT | NPCC |  | 22 | 2 | NAICS-22 Non-Cogen | PV | SUN | SUN | NYIS | 57014 | 16710 | 2022
solar pv | TRUE | 59277 | N | . | Medford WWTP | NJR Clean Energy Ventures Corporation | 56990 | NJ | MAT | RFC |  | 22 | 2 | NAICS-22 Non-Cogen | PV | SUN | SUN | PJM | 7094 | 2079 | 2022
solar pv | TRUE | 59278 | N | . | Reeves South | NJR Clean Energy Ventures Corporation | 56990 | NJ | MAT | RFC |  | 22 | 2 | NAICS-22 Non-Cogen | PV | SUN | SUN | PJM | 6074 | 1780 | 2022
other | TRUE | 59279 | N | . | Life Technologies - Pleasanton | Bloom Energy | 57128 | CA | PACC | WECC |  | 22 | 2 | NAICS-22 Non-Cogen | FC | NG | NG | CISO | 56974 | 7992 | 2022
other | TRUE | 59280 | N | . | Kellogg's - San Jose | Bloom Energy | 57128 | CA | PACC | WECC |  | 22 | 2 | NAICS-22 Non-Cogen | FC | NG | NG | CISO | 49290 | 6623 | 2022
solar pv | TRUE | 59283 | N | . | California PV Energy at ISD WWTP | California PV Energy LLC | 58540 | CA | PACC | WECC |  | 22 | 2 | NAICS-22 Non-Cogen | PV | SUN | SUN | CISO | 5064 | 1484 | 2022
onshore wind | TRUE | 59284 | N | . | Mammoth Plains | Mammoth Plains Wind Project | 60768 | OK | WSC | MRO |  | 22 | 2 | NAICS-22 Non-Cogen | WT | WND | WND | SWPP | 2738497 | 802607 | 2022
onshore wind | TRUE | 59292 | N | . | Rattlesnake Creek Wind Project | Rattlesnake Creek Wind Project, LLC | 61414 | NE | WNC | MRO |  | 22 | 2 | NAICS-22 Non-Cogen | WT | WND | WND | SWPP | 3990890 | 1169663 | 2022
onshore wind | TRUE | 59295 | N | . | WED NK Green | WED NK Green LLC | 59097 | RI | NEW | NPCC |  | 22 | 2 | NAICS-22 Non-Cogen | WT | WND | WND | ISNE | 9387 | 2751 | 2022
other | TRUE | 59296 | N | . | Northwest Ohio Wind | Northwest Ohio Wind, LLC | 59098 | OH | ENC | RFC |  | 22 | 2 | NAICS-22 Non-Cogen | BA | MWH | OTH | PJM | 0 | 0 | 2022
solar pv | TRUE | 59296 | N | . | Northwest Ohio Wind | Northwest Ohio Wind, LLC | 59098 | OH | ENC | RFC |  | 22 | 2 | NAICS-22 Non-Cogen | PV | SUN | SUN | PJM | 785 | 230 | 2022
onshore wind | TRUE | 59296 | N | . | Northwest Ohio Wind | Northwest Ohio Wind, LLC | 59098 | OH | ENC | RFC |  | 22 | 2 | NAICS-22 Non-Cogen | WT | WND | WND | PJM | 1073462 | 314614 | 2022
solar pv | TRUE | 59297 | N | . | Carrier Clinic | Sunlight General Solar Fund II, LLC | 59100 | NJ | MAT | RFC |  | 22 | 2 | NAICS-22 Non-Cogen | PV | SUN | SUN | PJM | 6609 | 1937 | 2022
biomass | TRUE | 59299 | N | . | Waste Mangement Redwood LFGTE | WM Renewable Energy LLC | 54842 | CA | PACC | WECC |  | 22 | 2 | NAICS-22 Non-Cogen | IC | LFG | MLG | CISO | 240515 | 20479 | 2022
solar pv | TRUE | 59300 | N | . | Hanford 1 and 2 | Arevon Energy, Inc. | 61230 | CA | PACC | WECC |  | 22 | 2 | NAICS-22 Non-Cogen | PV | SUN | SUN | CISO | 18929 | 5547 | 2022
onshore wind | TRUE | 59301 | N | . | WED Coventry 1 | WED Coventry One, LLC | 59105 | RI | NEW | NPCC |  | 22 | 2 | NAICS-22 Non-Cogen | WT | WND | WND | ISNE | 9279 | 2719 | 2022
onshore wind | TRUE | 59302 | N | . | WED Coventry 2 | WED Coventry Two, LLC | 59106 | RI | NEW | NPCC |  | 22 | 2 | NAICS-22 Non-Cogen | WT | WND | WND | ISNE | 35032 | 10267 | 2022
onshore wind | TRUE | 59305 | N | . | WED Coventry 3 | WED Coventry Three, LLC | 59107 | RI | NEW | NPCC |  | 22 | 2 | NAICS-22 Non-Cogen | WT | WND | WND | ISNE | 6316 | 1851 | 2022
onshore wind | TRUE | 59306 | N | . | WED Coventry 4 | WED Coventry Four, LLC | 59108 | RI | NEW | NPCC |  | 22 | 2 | NAICS-22 Non-Cogen | WT | WND | WND | ISNE | 8441 | 2474 | 2022
solar pv | TRUE | 59308 | N | . | Beacon Solar Plant Site 5 | CD Global Solar Holdings, LLC | 60865 | CA | PACC | WECC |  | 22 | 2 | NAICS-22 Non-Cogen | PV | SUN | SUN | LDWP | 350909 | 102846 | 2022
solar pv | TRUE | 59309 | N | . | Beacon Solar Plant Site 2 | CD Global Solar Holdings, LLC | 60865 | CA | PACC | WECC |  | 22 | 2 | NAICS-22 Non-Cogen | PV | SUN | SUN | LDWP | 436977 | 128070 | 2022
biomass | TRUE | 59310 | N | . | Black Oak Power Producers | Cube District Energy, LLC | 61038 | MO | WNC | SERC |  | 22 | 2 | NAICS-22 Non-Cogen | IC | LFG | MLG | AECI | 119097 | 15987 | 2022
onshore wind | TRUE | 59311 | N | . | Seiling Wind I | NextEra Energy Seiling Wind | 59115 | OK | WSC | MRO |  | 22 | 2 | NAICS-22 Non-Cogen | WT | WND | WND | SWPP | 2807787 | 822915 | 2022
onshore wind | TRUE | 59312 | N | . | Seiling Wind II | NextEra Energy Seiling Wind | 59115 | OK | WSC | MRO |  | 22 | 2 | NAICS-22 Non-Cogen | WT | WND | WND | SWPP | 1364070 | 399786 | 2022
onshore wind | TRUE | 59313 | N | . | WED Coventry 5 | WED Coventry Five, LLC | 59116 | RI | NEW | NPCC |  | 22 | 2 | NAICS-22 Non-Cogen | WT | WND | WND | ISNE | 11053 | 3239 | 2022
onshore wind | TRUE | 59314 | N | . | WED Coventry 6 | WED Coventry Six, LLC | 59117 | RI | NEW | NPCC |  | 22 | 2 | NAICS-22 Non-Cogen | WT | WND | WND | ISNE | 29500 | 8646 | 2022
solar pv | TRUE | 59315 | N | . | Hecate Energy Beacon Solar 1 | AES Distributed Energy | 61012 | CA | PACC | WECC |  | 22 | 2 | NAICS-22 Non-Cogen | PV | SUN | SUN | LDWP | 483138 | 141600 | 2022
solar pv | TRUE | 59316 | N | . | Hecate Energy Beacon Solar 3 | AES Distributed Energy | 61012 | CA | PACC | WECC |  | 22 | 2 | NAICS-22 Non-Cogen | PV | SUN | SUN | LDWP | 480981 | 140967 | 2022
solar pv | TRUE | 59317 | N | . | Hecate Energy Beacon Solar 4 | AES Distributed Energy | 61012 | CA | PACC | WECC |  | 22 | 2 | NAICS-22 Non-Cogen | PV | SUN | SUN | LDWP | 428655 | 125631 | 2022
solar pv | TRUE | 59318 | N | . | North Run | NJR Clean Energy Ventures Corporation | 56990 | NJ | MAT | RFC |  | 22 | 2 | NAICS-22 Non-Cogen | PV | SUN | SUN | PJM | 26852 | 7870 | 2022
solar pv | TRUE | 59319 | N | . | Rock Solid | NJR Clean Energy Ventures Corporation | 56990 | NJ | MAT | RFC |  | 22 | 2 | NAICS-22 Non-Cogen | PV | SUN | SUN | PJM | 46602 | 13658 | 2022
onshore wind | TRUE | 59320 | N | . | Los Vientos Windpower III | Duke Energy Renewables Services | 65411 | TX | WSC | TRE |  | 22 | 2 | NAICS-22 Non-Cogen | WT | WND | WND | ERCO | 2379089 | 697271 | 2022
onshore wind | TRUE | 59321 | N | . | Los Vientos Windpower IV | Duke Energy Renewables Services | 65411 | TX | WSC | TRE |  | 22 | 2 | NAICS-22 Non-Cogen | WT | WND | WND | ERCO | 2396897 | 702490 | 2022
solar pv | TRUE | 59322 | N | . | Pumpjack Solar I | Duke Energy Renewables Services | 65411 | CA | PACC | WECC |  | 22 | 2 | NAICS-22 Non-Cogen | PV | SUN | SUN | CISO | 169303 | 49620 | 2022
solar pv | TRUE | 59323 | N | . | Sacramento (SMUD) | Terraform Arcadia | 63249 | CA | PACC | WECC |  | 22 | 2 | NAICS-22 Non-Cogen | PV | SUN | SUN | BANC | 7657 | 2244 | 2022
solar pv | TRUE | 59324 | N | . | MCCo Solar Generating Facility | The Medical Center Company | 59122 | OH | ENC | RFC |  | 22 | 2 | NAICS-22 Non-Cogen | PV | SUN | SUN | PJM | 1477 | 433 | 2022
natural gas combined cycle | TRUE | 59325 | N | . | Kings Mountain Energy Center | Carolina Power Partners, LLC | 59123 | NC | SAT | SERC |  | 22 | 2 | NAICS-22 Non-Cogen | CA | NG | NG | DUK | 1623362 | 1241250 | 2022
natural gas combined cycle | TRUE | 59325 | N | . | Kings Mountain Energy Center | Carolina Power Partners, LLC | 59123 | NC | SAT | SERC |  | 22 | 2 | NAICS-22 Non-Cogen | CT | NG | NG | DUK | 19664805 | 1887051 | 2022
natural gas combined cycle | TRUE | 59326 | N | . | Middletown Energy Center | Ohio Power Partners, LLC | 59124 | OH | ENC | RFC |  | 22 | 2 | NAICS-22 Non-Cogen | CA | NG | NG | PJM | 3199990 | 1457072 | 2022
natural gas combined cycle | TRUE | 59326 | N | . | Middletown Energy Center | Ohio Power Partners, LLC | 59124 | OH | ENC | RFC |  | 22 | 2 | NAICS-22 Non-Cogen | CT | NG | NG | PJM | 21327056 | 2099389 | 2022
solar pv | FALSE | 59327 | N | . | Marlboro Mushrooms Solar Field | Marlboro Mushroom | 59125 | PA | MAT | RFC |  | 111 | 6 | Industrial NAICS Non-Cogen | PV | SUN | SUN | PJM | 4028 | 1180.08 | 2022
onshore wind | FALSE | 59328 | N | . | Golden Acorn Casino | Foundation HA Energy Generation, LLC | 56930 | CA | PACC | WECC |  | 713 | 4 | Commercial NAICS Non-Cogen | WT | WND | WND | CISO | 15197 | 4454 | 2022
onshore wind | TRUE | 59329 | N | . | City of Soledad Water Reclamation | Foundation HA Energy Generation, LLC | 56930 | CA | PACC | WECC |  | 22 | 2 | NAICS-22 Non-Cogen | WT | WND | WND | CISO | 14183 | 4157 | 2022
onshore wind | TRUE | 59330 | N | . | Taylor Farms | Foundation HA Energy Generation, LLC | 56930 | CA | PACC | WECC |  | 22 | 2 | NAICS-22 Non-Cogen | WT | WND | WND | CISO | 13744 | 4028 | 2022
onshore wind | FALSE | 59331 | N | . | Anheuser-Busch #2 | Foundation HA Energy Generation, LLC | 56930 | CA | PACC | WECC |  | 312 | 6 | Industrial NAICS Non-Cogen | WT | WND | WND | CISO | 10886 | 3191 | 2022
onshore wind | TRUE | 59332 | N | . | Mesquite Creek Wind | Duke Energy Renewables Services | 65411 | TX | WSC | TRE |  | 22 | 2 | NAICS-22 Non-Cogen | WT | WND | WND | ERCO | 1995615 | 584881 | 2022
solar pv | TRUE | 59333 | N | . | Faison Solar | USF Surry, LLC | 63233 | NC | SAT | SERC |  | 22 | 2 | NAICS-22 Non-Cogen | PV | SUN | SUN | CPLE | 10174 | 2982 | 2022
solar pv | TRUE | 59334 | N | . | Catalina Solar 2, LLC | Onward Energy | 60453 | CA | PACC | WECC |  | 22 | 2 | NAICS-22 Non-Cogen | PV | SUN | SUN | CISO | 159632 | 46785 | 2022
biomass | TRUE | 59335 | Y | . | MCLB Landfill Gas to Energy | Inst and Envir Div Marine Logistics Base | 59135 | GA | SAT | SERC |  | 22 | 3 | NAICS-22 Cogen | IC | LFG | MLG | SOCO | 34106 | 5061 | 2022
natural gas peaker | TRUE | 59335 | Y | . | MCLB Landfill Gas to Energy | Inst and Envir Div Marine Logistics Base | 59135 | GA | SAT | SERC |  | 22 | 3 | NAICS-22 Cogen | IC | NG | NG | SOCO | 0 | 0 | 2022
solar pv | TRUE | 59337 | N | . | Harrell's Hill Solar Center LLC | SRE Utility Solar 1, LLC | 61119 | NC | SAT | SERC |  | 22 | 2 | NAICS-22 Non-Cogen | PV | SUN | SUN | CPLE | 30211 | 8855 | 2022
natural gas combined cycle | TRUE | 59338 | N | . | Gila River Power Block 1 | Salt River Project | 16572 | AZ | MTN | WECC |  | 22 | 1 | Electric Utility | CA | NG | NG | SRP | 665945 | 1015570 | 2022
natural gas combined cycle | TRUE | 59338 | N | . | Gila River Power Block 1 | Salt River Project | 16572 | AZ | MTN | WECC |  | 22 | 1 | Electric Utility | CT | NG | NG | SRP | 17870979 | 1546883 | 2022
solar pv | TRUE | 59339 | N | . | Quinto Solar PV Project | Arevon Energy, Inc. | 61230 | CA | PACC | WECC |  | 22 | 2 | NAICS-22 Non-Cogen | PV | SUN | SUN | CISO | 961896 | 281916 | 2022
hydro | TRUE | 59357 | N | . | Dorena Hydro-Electric Facility | Dorena Hydro, LLC | 59140 | OR | PACC | WECC |  | 22 | 2 | NAICS-22 Non-Cogen | HY | WAT | HYC | PACW | 46583 | 13653 | 2022
solar pv | TRUE | 59358 | N | . | Devens | Altus Power America Management, LLC | 60281 | MA | NEW | NPCC |  | 22 | 2 | NAICS-22 Non-Cogen | PV | SUN | SUN | ISNE | 16678 | 4888 | 2022
solar pv | TRUE | 59359 | N | . | SCE-Snowline-Duncan Road (North) | SunEdison LLC | 59139 | CA | PACC | WECC |  | 22 | 2 | NAICS-22 Non-Cogen | PV | SUN | SUN | CISO | 10973 | 3216 | 2022
solar pv | TRUE | 59360 | N | . | SCE-Snowline-Duncan Road (South) | SunEdison LLC | 59139 | CA | PACC | WECC |  | 22 | 2 | NAICS-22 Non-Cogen | PV | SUN | SUN | CISO | 6734 | 1974 | 2022
solar pv | TRUE | 59361 | N | . | Browne Solar LLC | CVI CleanCapital Solar 1 LLC | 65432 | MA | NEW | NPCC |  | 22 | 2 | NAICS-22 Non-Cogen | PV | SUN | SUN | ISNE | 4998 | 1465 | 2022
solar pv | TRUE | 59362 | N | . | Indian Hill Solar LLC | CVI CleanCapital Solar 1 LLC | 65432 | MA | NEW | NPCC |  | 22 | 2 | NAICS-22 Non-Cogen | PV | SUN | SUN | ISNE | 5174 | 1517 | 2022
solar pv | TRUE | 59363 | N | . | State Street Solar LLC | CVI CleanCapital Solar 1 LLC | 65432 | MA | NEW | NPCC |  | 22 | 2 | NAICS-22 Non-Cogen | PV | SUN | SUN | ISNE | 4388 | 1286 | 2022
solar pv | TRUE | 59364 | N | . | Plainfield One Solar LLC | SunRay Power LLC | 58258 | NJ | MAT | NPCC |  | 22 | 2 | NAICS-22 Non-Cogen | PV | SUN | SUN | PJM | 3780 | 1108 | 2022
solar pv | TRUE | 59365 | N | . | 24 Applegate Solar LLC | Altus Power America Management, LLC | 60281 | NJ | MAT | NPCC |  | 22 | 2 | NAICS-22 Non-Cogen | PV | SUN | SUN | PJM | 4939 | 1448 | 2022
solar pv | TRUE | 59366 | N | . | G&S Wantage Solar LLC | G&S Operations LLC | 62629 | NJ | MAT | NPCC |  | 22 | 2 | NAICS-22 Non-Cogen | PV | SUN | SUN | PJM | 32308 | 9469 | 2022
solar pv | TRUE | 59367 | N | . | Engelhard Solar LLC | SunRay Power LLC | 58258 | NJ | MAT | NPCC |  | 22 | 2 | NAICS-22 Non-Cogen | PV | SUN | SUN | PJM | 3599 | 1055 | 2022
solar pv | TRUE | 59368 | N | . | Westborough Solar LLC | SunRay Power LLC | 58258 | MA | NEW | NPCC |  | 22 | 2 | NAICS-22 Non-Cogen | PV | SUN | SUN | ISNE | 8889 | 2605 | 2022
solar pv | TRUE | 59370 | N | . | 4 Applegate Solar LLC | G&S Operations LLC | 62629 | NJ | MAT | NPCC |  | 22 | 2 | NAICS-22 Non-Cogen | PV | SUN | SUN | PJM | 6639 | 1946 | 2022
solar pv | TRUE | 59371 | N | . | 12 Applegate Solar LLC | G&S Operations LLC | 62629 | NJ | MAT | NPCC |  | 22 | 2 | NAICS-22 Non-Cogen | PV | SUN | SUN | PJM | 7633 | 2237 | 2022
natural gas peaker | FALSE | 59373 | Y | . | Broshco Fabricated Products | Broshco Fabricated Products | 59147 | OH | ENC | RFC |  | 332 | 7 | Industrial NAICS Cogen | GT | NG | NG | PJM | 24858 | 2458 | 2022
solar pv | TRUE | 59374 | N | . | Old Mill Solar | Old Mill Solar | 59143 | OR | PACC | WECC |  | 22 | 2 | NAICS-22 Non-Cogen | PV | SUN | SUN | PACW | 25733 | 7542 | 2022
solar pv | TRUE | 59375 | N | . | Rose Hill | Sol Systems | 61677 | NC | SAT | SERC |  | 22 | 2 | NAICS-22 Non-Cogen | PV | SUN | SUN | CPLE | 10239 | 3001 | 2022
solar pv | TRUE | 59376 | N | . | Dunn | Cypress Creek Renewables | 61060 | NC | SAT | SERC |  | 22 | 2 | NAICS-22 Non-Cogen | PV | SUN | SUN | CPLE | 11475 | 3363 | 2022
solar pv | TRUE | 59377 | N | . | Town of Cary | Cypress Creek Renewables | 61060 | NC | SAT | SERC |  | 22 | 2 | NAICS-22 Non-Cogen | PV | SUN | SUN | CPLE | 4531 | 1328 | 2022
petroleum | FALSE | 59379 | N | . | Wapsie Valley Creamery Back Up Generator | Wapsie Valley Creamery | 59156 | IA | WNC | MRO |  | 311 | 6 | Industrial NAICS Non-Cogen | IC | DFO | DFO | MISO | 0 | 0 | 2022
solar pv | TRUE | 59380 | N | . | Wildwood Solar I, LLC | Duke Energy Renewables Services | 65411 | CA | PACC | WECC |  | 22 | 2 | NAICS-22 Non-Cogen | PV | SUN | SUN | CISO | 160371 | 47002 | 2022
natural gas peaker | FALSE | 59381 | Y | . | The Methodist Hospital, Gas Turbine | The Methodist Hospital | 59157 | TX | WSC | TRE |  | 622 | 5 | Commercial NAICS Cogen | GT | NG | NG | ERCO | 193096 | 16978 | 2022
other | FALSE | 59383 | N | . | East Kansas Agri-Energy, LLC | East Kansas Agri-Energy, LLC | 59160 | KS | WNC | MRO |  | 325 | 6 | Industrial NAICS Non-Cogen | ST | WH | OTH | SWPP | 2829 | 829 | 2022
onshore wind | TRUE | 59384 | N | . | South Plains Wind Phase I | Evergreen Wind, LLC | 59155 | TX | WSC | TRE |  | 22 | 2 | NAICS-22 Non-Cogen | WT | WND | WND | ERCO | 2306809 | 676087 | 2022
solar pv | TRUE | 59386 | N | . | Enterprise Solar, LLC | Clearway Renewable Operation & Maintenance LLC | 64629 | UT | MTN | WECC |  | 22 | 2 | NAICS-22 Non-Cogen | PV | SUN | SUN | PACE | 776537 | 227590 | 2022
solar pv | TRUE | 59387 | N | . | Escalante Solar I, LLC | Clearway Renewable Operation & Maintenance LLC | 64629 | UT | MTN | WECC |  | 22 | 2 | NAICS-22 Non-Cogen | PV | SUN | SUN | PACE | 734392 | 215238 | 2022
solar pv | TRUE | 59388 | N | . | Escalante Solar II, LLC | Clearway Renewable Operation & Maintenance LLC | 64629 | UT | MTN | WECC |  | 22 | 2 | NAICS-22 Non-Cogen | PV | SUN | SUN | PACE | 715452 | 209687 | 2022
solar pv | TRUE | 59389 | N | . | Escalante Solar III, LLC | Clearway Renewable Operation & Maintenance LLC | 64629 | UT | MTN | WECC |  | 22 | 2 | NAICS-22 Non-Cogen | PV | SUN | SUN | PACE | 722014 | 211610 | 2022
solar pv | TRUE | 59390 | N | . | True North | CD US Solar MT1 LLC | 58677 | MA | NEW | NPCC |  | 22 | 2 | NAICS-22 Non-Cogen | PV | SUN | SUN | ISNE | 23354 | 6845 | 2022
natural gas peaker | TRUE | 59391 | N | . | Red Gate Power Plant | South Texas Electric Coop, Inc | 17583 | TX | WSC | TRE |  | 22 | 1 | Electric Utility | IC | NG | NG | ERCO | 3521628 | 406924 | 2022
biomass | TRUE | 59392 | N | . | Blue Ridge Generating | North American Biofuels, LLC | 59170 | KY | ESC | RFC |  | 22 | 2 | NAICS-22 Non-Cogen | IC | LFG | MLG | PJM | 54647 | 4647 | 2022
solar pv | TRUE | 59394 | N | . | Grafton Solar | CD US Solar MT 2 LLC | 58440 | MA | NEW | NPCC |  | 22 | 2 | NAICS-22 Non-Cogen | PV | SUN | SUN | ISNE | 5762 | 1689 | 2022
other | FALSE | 59395 | N | . | City of Tulare Water Facility | City of Tulare Water Pollution Control | 59173 | CA | PACC | WECC |  | 22132 | 4 | Commercial NAICS Non-Cogen | FC | NG | NG | CISO | 191265 | 19844.55 | 2022
biomass | FALSE | 59395 | N | . | City of Tulare Water Facility | City of Tulare Water Pollution Control | 59173 | CA | PACC | WECC |  | 22132 | 4 | Commercial NAICS Non-Cogen | FC | OBG | ORW | CISO | 0 | 0 | 2022
natural gas peaker | FALSE | 59395 | N | . | City of Tulare Water Facility | City of Tulare Water Pollution Control | 59173 | CA | PACC | WECC |  | 22132 | 4 | Commercial NAICS Non-Cogen | IC | NG | NG | CISO | 0 | 0 | 2022
biomass | FALSE | 59395 | N | . | City of Tulare Water Facility | City of Tulare Water Pollution Control | 59173 | CA | PACC | WECC |  | 22132 | 4 | Commercial NAICS Non-Cogen | IC | OBG | ORW | CISO | 0 | 0 | 2022
solar pv | FALSE | 59395 | N | . | City of Tulare Water Facility | City of Tulare Water Pollution Control | 59173 | CA | PACC | WECC |  | 22132 | 4 | Commercial NAICS Non-Cogen | PV | SUN | SUN | CISO | 13698 | 4014.45 | 2022
solar pv | TRUE | 59396 | N | . | Shaffer | CD US Solar MT3, LLC | 59174 | MA | NEW | NPCC |  | 22 | 2 | NAICS-22 Non-Cogen | PV | SUN | SUN | ISNE | 20598 | 6037 | 2022
solar pv | TRUE | 59404 | N | . | Searchlight Solar | Altus Power America Management, LLC | 60281 | NV | MTN | WECC |  | 22 | 2 | NAICS-22 Non-Cogen | PV | SUN | SUN | NEVP | 164651 | 48257 | 2022
solar pv | TRUE | 59405 | N | . | Diamond Valley Solar Project | Diamond Valley Solar LLC | 59176 | CA | PACC | WECC |  | 22 | 2 | NAICS-22 Non-Cogen | PV | SUN | SUN | CISO | 8474 | 2484 | 2022
solar pv | TRUE | 59406 | N | . | Facile Solar | Facile Solar LLC | 59533 | NC | SAT | SERC |  | 22 | 2 | NAICS-22 Non-Cogen | PV | SUN | SUN | DUK | 11770 | 3450 | 2022
solar pv | TRUE | 59407 | N | . | Newman Solar | Newman Solar LLC | 59180 | TX | WSC | WECC |  | 22 | 2 | NAICS-22 Non-Cogen | PV | SUN | SUN | EPE | 87696 | 25702 | 2022
solar pv | TRUE | 59408 | N | . | Shafter Solar LLC | Shafter Solar LLC | 59183 | CA | PACC | WECC |  | 22 | 2 | NAICS-22 Non-Cogen | PV | SUN | SUN | CISO | 167915 | 49213 | 2022
solar pv | TRUE | 59409 | N | . | Madelyn Solar, LLC | CD US Solar PO 3, LLC | 59185 | CA | PACC | WECC |  | 22 | 2 | NAICS-22 Non-Cogen | PV | SUN | SUN | CISO | 7589 | 2224 | 2022
solar pv | TRUE | 59410 | N | . | Rudy Solar, LLC | CD US Solar PO 3, LLC | 59185 | CA | PACC | WECC |  | 22 | 2 | NAICS-22 Non-Cogen | PV | SUN | SUN | CISO | 6896 | 2021 | 2022
solar pv | TRUE | 59411 | N | . | Mitchell Solar, LLC | CD US Solar PO 3, LLC | 59185 | CA | PACC | WECC |  | 22 | 2 | NAICS-22 Non-Cogen | PV | SUN | SUN | CISO | 12815 | 3756 | 2022
solar pv | TRUE | 59412 | N | . | Algonquin SKIC20 Solar LLC | Algonquin Power Co | 59050 | CA | PACC | WECC |  | 22 | 2 | NAICS-22 Non-Cogen | PV | SUN | SUN | CISO | 165318 | 48452 | 2022
solar pv | TRUE | 59413 | N | . | Corcoran Solar 2 | Consolidated Edison Development Inc. | 56769 | CA | PACC | WECC |  | 22 | 2 | NAICS-22 Non-Cogen | PV | SUN | SUN | CISO | 173541 | 50862 | 2022
solar pv | TRUE | 59414 | N | . | Atwell Island West Solar | Consolidated Edison Development Inc. | 56769 | CA | PACC | WECC |  | 22 | 2 | NAICS-22 Non-Cogen | PV | SUN | SUN | CISO | 150609 | 44141 | 2022
petroleum | TRUE | 59415 | N | . | Backus Microgrid Project | Connecticut Mun Elec Engy Coop | 4180 | CT | NEW | NPCC |  | 22 | 1 | Electric Utility | IC | DFO | DFO | ISNE | 7950 | 796 | 2022
solar pv | TRUE | 59416 | N | . | Anaheim Solar Energy Plant | Anaheim Public Utilities | 59187 | CA | PACC | WECC |  | 22 | 1 | Electric Utility | PV | SUN | SUN | CISO | 11239 | 3294 | 2022
onshore wind | TRUE | 59417 | N | . | Pleasant Hill Wind Energy Project | Pleasant Hill Wind Energy LLC | 59188 | TX | WSC | MRO |  | 22 | 2 | NAICS-22 Non-Cogen | WT | WND | WND | SWPP | 87938 | 25773 | 2022
solar pv | TRUE | 59421 | N | . | SCE-Snowline-White Road (South) | SunEdison LLC | 59139 | CA | PACC | WECC |  | 22 | 2 | NAICS-22 Non-Cogen | PV | SUN | SUN | CISO | 8996 | 2636 | 2022
solar pv | TRUE | 59422 | N | . | SCE-Snowline-White Road (North) | SunEdison LLC | 59139 | CA | PACC | WECC |  | 22 | 2 | NAICS-22 Non-Cogen | PV | SUN | SUN | CISO | 10212 | 2993 | 2022
solar pv | TRUE | 59423 | N | . | SCE-Snowline-White Rd (Central) | SunEdison LLC | 59139 | CA | PACC | WECC |  | 22 | 2 | NAICS-22 Non-Cogen | PV | SUN | SUN | CISO | 12078 | 3540 | 2022
solar pv | TRUE | 59424 | N | . | IND Solar Farm (Phase IIA) | Terraform Arcadia | 63249 | IN | ENC | RFC |  | 22 | 2 | NAICS-22 Non-Cogen | PV | SUN | SUN | MISO | 40155 | 11769 | 2022
biomass | TRUE | 59425 | N | . | Zimmerman Energy | Landfill Energy Systems | 59195 | IN | ENC | RFC |  | 22 | 2 | NAICS-22 Non-Cogen | IC | LFG | MLG | MISO | 547124 | 50967 | 2022
solar pv | TRUE | 59426 | N | . | GKS Solar | Cypress Creek Renewables | 61060 | NC | SAT | SERC |  | 22 | 2 | NAICS-22 Non-Cogen | PV | SUN | SUN | PJM | 29682 | 8699 | 2022
solar pv | TRUE | 59427 | N | . | Two Mile Solar | Cypress Creek Renewables | 61060 | NC | SAT | SERC |  | 22 | 2 | NAICS-22 Non-Cogen | PV | SUN | SUN | PJM | 27839 | 8159 | 2022
hydro | TRUE | 59428 | N | . | Baker Creek Hydroelectric | Baker Station Associates, LP | 59205 | CA | PACC | WECC |  | 22 | 2 | NAICS-22 Non-Cogen | HY | WAT | HYC | CISO | 3841 | 1126 | 2022
solar pv | TRUE | 59429 | N | . | Downs Farm Solar | Cypress Creek Renewables | 61060 | NC | SAT | SERC |  | 22 | 2 | NAICS-22 Non-Cogen | PV | SUN | SUN | PJM | 28619 | 8388 | 2022
solar pv | TRUE | 59430 | N | . | Solar Las Vegas MB-1 | NRG Solar Las Vegas MB-1 | 59208 | NV | MTN | WECC |  | 22 | 2 | NAICS-22 Non-Cogen | PV | SUN | SUN | NEVP | 34970 | 10249 | 2022
solar pv | TRUE | 59431 | N | . | Sierra Solar Greenworks | AES Distributed Energy | 61012 | CA | PACC | WECC |  | 22 | 2 | NAICS-22 Non-Cogen | PV | SUN | SUN | CISO | 124474 | 36481 | 2022
solar pv | TRUE | 59432 | N | . | Duke Building 87 | Concord New Energy | 59209 | IN | ENC | RFC |  | 22 | 2 | NAICS-22 Non-Cogen | PV | SUN | SUN | MISO | 11011 | 3227 | 2022
solar pv | TRUE | 59433 | N | . | Duke Building 98 | Concord New Energy | 59209 | IN | ENC | RFC |  | 22 | 2 | NAICS-22 Non-Cogen | PV | SUN | SUN | MISO | 13138 | 3850 | 2022
solar pv | TRUE | 59434 | N | . | Duke Building 129 | Concord New Energy | 59209 | IN | ENC | RFC |  | 22 | 2 | NAICS-22 Non-Cogen | PV | SUN | SUN | MISO | 15306 | 4486 | 2022
onshore wind | TRUE | 59435 | N | . | Oak Tree Energy | Consolidated Edison Development Inc. | 56769 | SD | WNC | MRO |  | 22 | 2 | NAICS-22 Non-Cogen | WT | WND | WND | SWPP | 265764 | 77891 | 2022
biomass | TRUE | 59436 | N | . | Lennon Generating | North American Natural Res | 13559 | MI | ENC | RFC |  | 22 | 2 | NAICS-22 Non-Cogen | IC | LFG | MLG | MISO | 361402 | 30570 | 2022
hydro | TRUE | 59437 | N | . | Stillwater B | Brookfield Black Bear Hydro, LLC | 59178 | ME | NEW | NPCC |  | 22 | 2 | NAICS-22 Non-Cogen | HY | WAT | HYC | ISNE | 48254 | 14143 | 2022
hydro | TRUE | 59438 | N | . | Orono B | Brookfield Black Bear Hydro, LLC | 59178 | ME | NEW | NPCC |  | 22 | 2 | NAICS-22 Non-Cogen | HY | WAT | HYC | ISNE | 88851 | 26041 | 2022
biomass | TRUE | 59439 | N | . | COC Surry LFG, LLC | Petra Engineering | 59177 | NC | SAT | SERC |  | 22 | 2 | NAICS-22 Non-Cogen | IC | LFG | MLG | DUK | 67748 | 5724 | 2022
solar pv | TRUE | 59440 | N | . | Adelanto Solar II, LLC | Adelanto Solar II, LLC | 59212 | CA | PACC | WECC |  | 22 | 2 | NAICS-22 Non-Cogen | PV | SUN | SUN | CISO | 56501 | 16560 | 2022
solar pv | TRUE | 59441 | N | . | Adelanto Solar, LLC | Adelanto Solar, LLC | 59211 | CA | PACC | WECC |  | 22 | 2 | NAICS-22 Non-Cogen | PV | SUN | SUN | CISO | 171797 | 50351 | 2022
onshore wind | TRUE | 59442 | N | . | Logans Gap Wind LLC | Pattern Operators LP | 56545 | TX | WSC | TRE |  | 22 | 2 | NAICS-22 Non-Cogen | WT | WND | WND | ERCO | 2179814 | 638867 | 2022
solar pv | TRUE | 59443 | N | . | TA-Acacia, LLC | Onward Energy | 60453 | CA | PACC | WECC |  | 22 | 2 | NAICS-22 Non-Cogen | PV | SUN | SUN | CISO | 213722 | 62638 | 2022
solar pv | TRUE | 59444 | N | . | Desert Star Hybrid | Arizona Public Service Co | 803 | AZ | MTN | WECC |  | 22 | 1 | Electric Utility | PV | SUN | SUN | AZPS | 105473 | 30912 | 2022
solar pv | TRUE | 59445 | N | . | St. Albans SPEED Project | St. Albans Solar Partners, LLC | 59215 | VT | NEW | NPCC |  | 22 | 2 | NAICS-22 Non-Cogen | PV | SUN | SUN | ISNE | 8060 | 2362 | 2022
solar pv | TRUE | 59446 | N | . | Cranbury | RE Cranbury Solar 1, LLC | 59214 | NJ | MAT | RFC |  | 22 | 2 | NAICS-22 Non-Cogen | PV | SUN | SUN | PJM | 24277 | 7115 | 2022
biomass | FALSE | 59448 | Y | . | Waxdale | S.C. Johnson & Son, Inc. | 59216 | WI | ENC | RFC |  | 325 | 7 | Industrial NAICS Cogen | GT | LFG | MLG | MISO | 93633 | 17078.061 | 2022
natural gas peaker | FALSE | 59448 | Y | . | Waxdale | S.C. Johnson & Son, Inc. | 59216 | WI | ENC | RFC |  | 325 | 7 | Industrial NAICS Cogen | GT | NG | NG | MISO | 117397 | 21386.439 | 2022
onshore wind | FALSE | 59448 | Y | . | Waxdale | S.C. Johnson & Son, Inc. | 59216 | WI | ENC | RFC |  | 325 | 7 | Industrial NAICS Cogen | WT | WND | WND | MISO | 26393 | 7735 | 2022
solar pv | TRUE | 59449 | N | . | Decatur County Solar Project | Southern Power Co | 17650 | GA | SAT | SERC |  | 22 | 2 | NAICS-22 Non-Cogen | PV | SUN | SUN | SOCO | 149838 | 43915 | 2022
solar pv | TRUE | 59450 | N | . | Decatur Parkway Solar Project, LLC | Southern Power Co | 17650 | GA | SAT | SERC |  | 22 | 2 | NAICS-22 Non-Cogen | PV | SUN | SUN | SOCO | 567042 | 166191 | 2022
solar pv | TRUE | 59451 | N | . | CBC Solar Energy Gen Fac Phase 2 | CBC Alternative Energy, LLC | 59217 | NC | SAT | SERC |  | 22 | 2 | NAICS-22 Non-Cogen | PV | SUN | SUN | CPLE | 12331 | 3614 | 2022
natural gas peaker | FALSE | 59452 | Y | . | East. Michigan Univ. Heating Plant | East. Michigan Univ. Heating Plant | 59218 | MI | ENC | RFC |  | 611 | 5 | Commercial NAICS Cogen | GT | NG | NG | MISO | 127806 | 26797.12 | 2022
natural gas peaker | FALSE | 59453 | Y | . | Albany Medical Ctr Cogen Plant | Albany Medical Center | 59219 | NY | MAT | NPCC |  | 622 | 5 | Commercial NAICS Cogen | GT | NG | NG | NYIS | 197264 | 33232 | 2022
solar pv | TRUE | 59454 | N | . | Valencia Solar | RWE Renewables Americas, LLC | 56215 | AZ | MTN | WECC |  | 22 | 2 | NAICS-22 Non-Cogen | PV | SUN | SUN | TEPC | 88573 | 25959 | 2022
solar pv | TRUE | 59455 | N | . | Tech Park Solar | RWE Renewables Americas, LLC | 56215 | AZ | MTN | WECC |  | 22 | 2 | NAICS-22 Non-Cogen | PV | SUN | SUN | TEPC | 47510 | 13924 | 2022
natural gas peaker | FALSE | 59456 | Y | . | P Plant | Qualcomm Incorporated | 59222 | CA | PACC | WECC |  | 541 | 5 | Commercial NAICS Cogen | GT | NG | NG | CISO | 248544 | 34285 | 2022
natural gas peaker | FALSE | 59457 | Y | . | Q Plant | Qualcomm Incorporated | 59222 | CA | PACC | WECC |  | 541 | 5 | Commercial NAICS Cogen | GT | NG | NG | CISO | 184465 | 35452 | 2022
natural gas peaker | FALSE | 59458 | Y | . | W Plant | Qualcomm Incorporated | 59222 | CA | PACC | WECC |  | 541 | 5 | Commercial NAICS Cogen | GT | NG | NG | CISO | 185894 | 30768 | 2022
solar pv | TRUE | 59459 | N | . | Hickory Ridge Landfill Solar Project | BFI Waste Systems of GA, LLC | 59223 | GA | SAT | SERC |  | 22 | 2 | NAICS-22 Non-Cogen | PV | SUN | SUN | SEPA | 0 | 0 | 2022
onshore wind | TRUE | 59460 | N | . | Kay Wind, LLC | Southern Power Co | 17650 | OK | WSC | MRO |  | 22 | 2 | NAICS-22 Non-Cogen | WT | WND | WND | SPA | 3331904 | 976525 | 2022
biomass | TRUE | 59461 | N | . | Bowerman Power LFG, LLC | Bowerman Power LFG, LLC | 59228 | CA | PACC | WECC |  | 22 | 2 | NAICS-22 Non-Cogen | IC | LFG | MLG | CISO | 1661473 | 155990 | 2022
solar pv | TRUE | 59462 | N | . | Denver Intl Airport IV Solar | Denver Int'l Airport IV Solar | 59229 | CO | MTN | WECC |  | 22 | 2 | NAICS-22 Non-Cogen | PV | SUN | SUN | SWPP | 10235 | 3000 | 2022
solar pv | TRUE | 59463 | N | . | Ayers Village Solar | Altus Power America Management, LLC | 60281 | MA | NEW | NPCC |  | 22 | 2 | NAICS-22 Non-Cogen | PV | SUN | SUN | ISNE | 8906 | 2610 | 2022
solar pv | TRUE | 59464 | N | . | Monson Solar | Altus Power America Management, LLC | 60281 | MA | NEW | NPCC |  | 22 | 2 | NAICS-22 Non-Cogen | PV | SUN | SUN | ISNE | 14883 | 4362 | 2022
solar pv | TRUE | 59465 | N | . | Sullivan Solar | Altus Power America Management, LLC | 60281 | MA | NEW | NPCC |  | 22 | 2 | NAICS-22 Non-Cogen | PV | SUN | SUN | ISNE | 7783 | 2281 | 2022
solar pv | TRUE | 59466 | N | . | Winchendon Solar | Altus Power America Management, LLC | 60281 | MA | NEW | NPCC |  | 22 | 2 | NAICS-22 Non-Cogen | PV | SUN | SUN | ISNE | 9863 | 2891 | 2022
natural gas peaker | TRUE | 59467 | N | . | Coldwater Peaking Plant | Coldwater Board of Public Util | 3915 | MI | ENC | RFC |  | 22 | 1 | Electric Utility | IC | NG | NG | MISO | 22014 | 1948 | 2022
solar pv | TRUE | 59468 | N | . | KS Solar Six LLC | Kearsarge Solar LLC | 59232 | MA | NEW | NPCC |  | 22 | 2 | NAICS-22 Non-Cogen | PV | SUN | SUN | ISNE | 10570 | 3098 | 2022
solar pv | TRUE | 59469 | N | . | Alamo Solar | Onward Energy | 60453 | CA | PACC | WECC |  | 22 | 2 | NAICS-22 Non-Cogen | PV | SUN | SUN | CISO | 178849 | 52418 | 2022
solar pv | TRUE | 59470 | N | . | Cornell Snyder Road Solar Array | Ulysses Solar, LLC | 59237 | NY | MAT | NPCC |  | 22 | 2 | NAICS-22 Non-Cogen | PV | SUN | SUN | NYIS | 5443 | 1595 | 2022
solar pv | FALSE | 59472 | N | . | Ft. Churchill PV | Sierra Pacific Power Co | 17166 | NV | MTN | WECC |  | 518 | 4 | Commercial NAICS Non-Cogen | PV | SUN | SUN | NEVP | 88423 | 25915 | 2022
solar pv | FALSE | 59473 | N | . | Apple Campus 2 PV | Apple, Inc | 57369 | CA | PACC | WECC |  | 334 | 6 | Industrial NAICS Non-Cogen | PV | SUN | SUN | CISO | 56172 | 16463 | 2022
solar pv | FALSE | 59474 | N | . | Apple Data Center PV3 | Apple, Inc | 57369 | NC | SAT | SERC |  | 518 | 4 | Commercial NAICS Non-Cogen | PV | SUN | SUN | DUK | 122173 | 35807 | 2022
onshore wind | TRUE | 59475 | N | . | Palo Duro Wind | Palo Duro Wind | 59238 | TX | WSC | MRO |  | 22 | 2 | NAICS-22 Non-Cogen | WT | WND | WND | SWPP | 3499389 | 1025612 | 2022
solar pv | TRUE | 59476 | N | . | Clarendon Solar Farm | Clarendon Solar Farm, LLC | 59240 | VT | NEW | NPCC |  | 22 | 2 | NAICS-22 Non-Cogen | PV | SUN | SUN | ISNE | 10256 | 3006 | 2022
solar pv | TRUE | 59477 | N | . | Claire Solar Farm | Claire Solar Partners LLC | 59241 | VT | NEW | NPCC |  | 22 | 2 | NAICS-22 Non-Cogen | PV | SUN | SUN | ISNE | 11786 | 3455 | 2022
solar pv | TRUE | 59478 | N | . | IMPA Richmond Solar Park | Indiana Municipal Power Agency | 9234 | IN | ENC | RFC |  | 22 | 1 | Electric Utility | PV | SUN | SUN | PJM | 5169 | 1515 | 2022
solar pv | TRUE | 59479 | N | . | IMPA Frankton Solar Park | Indiana Municipal Power Agency | 9234 | IN | ENC | RFC |  | 22 | 1 | Electric Utility | PV | SUN | SUN | PJM | 4261 | 1249 | 2022
solar pv | TRUE | 59480 | N | . | IMPA Rensselaer Solar Park | Indiana Municipal Power Agency | 9234 | IN | ENC | RFC |  | 22 | 1 | Electric Utility | PV | SUN | SUN | MISO | 4823 | 1413 | 2022
solar pv | TRUE | 59481 | N | . | IMPA Peru Solar Park | Indiana Municipal Power Agency | 9234 | IN | ENC | RFC |  | 22 | 1 | Electric Utility | PV | SUN | SUN | MISO | 13609 | 3989 | 2022
solar pv | TRUE | 59482 | N | . | IMPA Tell City Solar Park | Indiana Municipal Power Agency | 9234 | IN | ENC | RFC |  | 22 | 1 | Electric Utility | PV | SUN | SUN | MISO | 18949 | 5554 | 2022
solar pv | TRUE | 59483 | N | . | IMPA Crawfordsville Solar Park | Indiana Municipal Power Agency | 9234 | IN | ENC | RFC |  | 22 | 1 | Electric Utility | PV | SUN | SUN | MISO | 14078 | 4126 | 2022
solar pv | TRUE | 59484 | N | . | Hadley Solar NG, LLC | NuGen Capital Management | 59254 | MA | NEW | NPCC |  | 22 | 2 | NAICS-22 Non-Cogen | PV | SUN | SUN | ISNE | 12887 | 3777 | 2022
solar pv | TRUE | 59485 | N | . | 265 Pleasant Solar NG, LLC | NuGen Capital Management | 59254 | MA | NEW | NPCC |  | 22 | 2 | NAICS-22 Non-Cogen | PV | SUN | SUN | ISNE | 5016 | 1470 | 2022
solar pv | TRUE | 59486 | N | . | Lanier Solar | Cypress Creek Renewables | 61060 | NC | SAT | SERC |  | 22 | 2 | NAICS-22 Non-Cogen | PV | SUN | SUN | DUK | 32158 | 9425 | 2022
solar pv | TRUE | 59487 | N | . | Highwater Solar I | Cypress Creek Renewables | 61060 | NC | SAT | SERC |  | 22 | 2 | NAICS-22 Non-Cogen | PV | SUN | SUN | DUK | 31933 | 9359 | 2022
solar pv | TRUE | 59488 | N | . | Bearford Solar II | Bearford Solar II, LLC | 59247 | NC | SAT | SERC |  | 22 | 2 | NAICS-22 Non-Cogen | PV | SUN | SUN | DUK | 31905 | 9351 | 2022
solar pv | TRUE | 59489 | N | . | Anthony Wayne Solar #1 | GEM Energy LLC | 59244 | OH | ENC | RFC |  | 22 | 2 | NAICS-22 Non-Cogen | PV | SUN | SUN | PJM | 5518 | 1617 | 2022
onshore wind | TRUE | 59490 | N | . | Jett Creek Windfarm (Burnt River) | Jett Creek | 59860 | OR | PACC | WECC |  | 22 | 2 | NAICS-22 Non-Cogen | WT | WND | WND | IPCO | 89974 | 26370 | 2022
onshore wind | TRUE | 59491 | N | . | Benson Creek Windfarm (Burnt River) | Benson Creek | 59861 | OR | PACC | WECC |  | 22 | 2 | NAICS-22 Non-Cogen | WT | WND | WND | IPCO | 97522 | 28582 | 2022
onshore wind | TRUE | 59492 | N | . | Durbin Creek Windfarm (Burnt River) | Durbin Creek | 59862 | OR | PACC | WECC |  | 22 | 2 | NAICS-22 Non-Cogen | WT | WND | WND | IPCO | 84092 | 24646 | 2022
onshore wind | TRUE | 59493 | N | . | Prospector Windfarm (Burnt River) | Prospector | 59863 | OR | PACC | WECC |  | 22 | 2 | NAICS-22 Non-Cogen | WT | WND | WND | IPCO | 91011 | 26674 | 2022
onshore wind | TRUE | 59494 | N | . | Willow Spring Windfarm (Burnt River) | Willow Spring | 59864 | OR | PACC | WECC |  | 22 | 2 | NAICS-22 Non-Cogen | WT | WND | WND | IPCO | 98539 | 28880 | 2022
solar pv | TRUE | 59495 | N | . | Antares-GRE 314 East Lyme LLC | MN8 Energy LLC | 61944 | CT | NEW | NPCC |  | 22 | 2 | NAICS-22 Non-Cogen | PV | SUN | SUN | ISNE | 13748 | 4030 | 2022
petroleum | FALSE | 59496 | Y | . | BYUI Central Energy Facility | Brigham Young Univ Idaho | 59251 | ID | MTN | WECC |  | 611 | 5 | Commercial NAICS Cogen | GT | DFO | DFO | PACE | 59 | 13.129 | 2022
natural gas peaker | FALSE | 59496 | Y | . | BYUI Central Energy Facility | Brigham Young Univ Idaho | 59251 | ID | MTN | WECC |  | 611 | 5 | Commercial NAICS Cogen | GT | NG | NG | PACE | 171140 | 38621.871 | 2022
solar pv | TRUE | 59497 | N | . | Andrew Solar | Cypress Creek Renewables | 61060 | NC | SAT | SERC |  | 22 | 2 | NAICS-22 Non-Cogen | PV | SUN | SUN | DUK | 30923 | 9063 | 2022
solar pv | TRUE | 59498 | N | . | Tracy Solar | Cypress Creek Renewables | 61060 | NC | SAT | SERC |  | 22 | 2 | NAICS-22 Non-Cogen | PV | SUN | SUN | DUK | 51394 | 15063 | 2022
solar pv | TRUE | 59499 | N | . | Candace Solar | Cypress Creek Renewables | 61060 | NC | SAT | SERC |  | 22 | 2 | NAICS-22 Non-Cogen | PV | SUN | SUN | CPLE | 31077 | 9108 | 2022
solar pv | TRUE | 59500 | N | . | Sarah Solar | USF Surry, LLC | 63233 | NC | SAT | SERC |  | 22 | 2 | NAICS-22 Non-Cogen | PV | SUN | SUN | CPLE | 25037 | 7338 | 2022
solar pv | TRUE | 59501 | N | . | Nitro Solar | USF Surry, LLC | 63233 | NC | SAT | SERC |  | 22 | 2 | NAICS-22 Non-Cogen | PV | SUN | SUN | CPLE | 29251 | 8573 | 2022
solar pv | TRUE | 59502 | N | . | Melinda Solar | Cypress Creek Renewables | 61060 | NC | SAT | SERC |  | 22 | 2 | NAICS-22 Non-Cogen | PV | SUN | SUN | CPLE | 27629 | 8098 | 2022
solar pv | TRUE | 59503 | N | . | Jacob Solar | Cypress Creek Renewables | 61060 | NC | SAT | SERC |  | 22 | 2 | NAICS-22 Non-Cogen | PV | SUN | SUN | DUK | 29479 | 8640 | 2022
solar pv | TRUE | 59504 | N | . | Porter Solar | Cypress Creek Renewables | 61060 | NC | SAT | SERC |  | 22 | 2 | NAICS-22 Non-Cogen | PV | SUN | SUN | CPLE | 27859 | 8165 | 2022
solar pv | TRUE | 59505 | N | . | Sun Devil Solar | Cypress Creek Renewables | 61060 | NC | SAT | SERC |  | 22 | 2 | NAICS-22 Non-Cogen | PV | SUN | SUN | CPLE | 29135 | 8539 | 2022
solar pv | TRUE | 59506 | N | . | Quincy Solar | Cypress Creek Renewables | 61060 | NC | SAT | SERC |  | 22 | 2 | NAICS-22 Non-Cogen | PV | SUN | SUN | CPLE | 25474 | 7466 | 2022
solar pv | TRUE | 59507 | N | . | Kenneth Solar | Cypress Creek Renewables | 61060 | NC | SAT | SERC |  | 22 | 2 | NAICS-22 Non-Cogen | PV | SUN | SUN | CPLE | 15967 | 4680 | 2022
solar pv | TRUE | 59508 | N | . | Chei Solar | Cypress Creek Renewables | 61060 | NC | SAT | SERC |  | 22 | 2 | NAICS-22 Non-Cogen | PV | SUN | SUN | CPLE | 30125 | 8829 | 2022
solar pv | TRUE | 59509 | N | . | Murdock Solar | Cypress Creek Renewables | 61060 | NC | SAT | SERC |  | 22 | 2 | NAICS-22 Non-Cogen | PV | SUN | SUN | CPLE | 24953 | 7313 | 2022
solar pv | TRUE | 59510 | N | . | Husky Solar | Cypress Creek Renewables | 61060 | NC | SAT | SERC |  | 22 | 2 | NAICS-22 Non-Cogen | PV | SUN | SUN | DUK | 29909 | 8766 | 2022
solar pv | TRUE | 59511 | N | . | Beetle Solar | Cypress Creek Renewables | 61060 | NC | SAT | SERC |  | 22 | 2 | NAICS-22 Non-Cogen | PV | SUN | SUN | DUK | 21336 | 6253 | 2022
solar pv | TRUE | 59512 | N | . | Happy Solar | Cypress Creek Renewables | 61060 | NC | SAT | SERC |  | 22 | 2 | NAICS-22 Non-Cogen | PV | SUN | SUN | CPLE | 25594 | 7501 | 2022
solar pv | TRUE | 59513 | N | . | Meadows PV 1 | Fresh Air Energy XVIII, LLC | 59263 | NC | SAT | SERC |  | 22 | 2 | NAICS-22 Non-Cogen | PV | SUN | SUN | PJM | 105345 | 30875 | 2022
solar pv | TRUE | 59514 | N | . | Flat Meeks PV 1 | Ecoplexus, Inc | 58970 | NC | SAT | SERC |  | 22 | 2 | NAICS-22 Non-Cogen | PV | SUN | SUN | PJM | 26367 | 7728 | 2022
solar pv | TRUE | 59515 | N | . | Benthall Bridge PV 1 | Ecoplexus, Inc | 58970 | NC | SAT | SERC |  | 22 | 2 | NAICS-22 Non-Cogen | PV | SUN | SUN | PJM | 29423 | 8624 | 2022
solar pv | TRUE | 59516 | N | . | American Legion PV 1 | Ecoplexus, Inc | 58970 | NC | SAT | SERC |  | 22 | 2 | NAICS-22 Non-Cogen | PV | SUN | SUN | PJM | 83144 | 24368 | 2022
solar pv | TRUE | 59517 | N | . | Baker PV 1 | Ecoplexus, Inc | 58970 | NC | SAT | SERC |  | 22 | 2 | NAICS-22 Non-Cogen | PV | SUN | SUN | PJM | 29060 | 8517 | 2022
solar pv | TRUE | 59518 | N | . | Grandy PV 1 | Ecoplexus, Inc | 58970 | NC | SAT | SERC |  | 22 | 2 | NAICS-22 Non-Cogen | PV | SUN | SUN | PJM | 103119 | 30222 | 2022
solar pv | TRUE | 59519 | N | . | Old Catawba PV 1 | Ecoplexus, Inc | 58970 | NC | SAT | SERC |  | 22 | 2 | NAICS-22 Non-Cogen | PV | SUN | SUN | DUK | 20464 | 5998 | 2022
solar pv | TRUE | 59520 | N | . | Manning PV 1 | Ecoplexus, Inc | 58970 | NC | SAT | SERC |  | 22 | 2 | NAICS-22 Non-Cogen | PV | SUN | SUN | DUK | 32933 | 9652 | 2022
solar pv | TRUE | 59521 | N | . | Little River PV 1 | Ecoplexus, Inc | 58970 | NC | SAT | SERC |  | 22 | 2 | NAICS-22 Non-Cogen | PV | SUN | SUN | DUK | 30776 | 9020 | 2022
solar pv | TRUE | 59522 | N | . | Giffen Solar Park | Giffen Solar Park, LLC | 59257 | CA | PACC | WECC |  | 22 | 2 | NAICS-22 Non-Cogen | PV | SUN | SUN | CISO | 95977 | 28129 | 2022
solar pv | TRUE | 59523 | N | . | Five Points Solar Park | Five Points Solar Park, LLC | 59258 | CA | PACC | WECC |  | 22 | 2 | NAICS-22 Non-Cogen | PV | SUN | SUN | CISO | 474896 | 139184 | 2022
solar pv | TRUE | 59524 | N | . | Blackwell Solar Park | Consolidated Edison Development Inc. | 56769 | CA | PACC | WECC |  | 22 | 2 | NAICS-22 Non-Cogen | PV | SUN | SUN | CISO | 153760 | 45064 | 2022
solar pv | TRUE | 59525 | N | . | Wright Solar Park | Wright Solar Park LLC | 59260 | CA | PACC | WECC |  | 22 | 2 | NAICS-22 Non-Cogen | PV | SUN | SUN | CISO | 1642045 | 481256 | 2022
solar pv | TRUE | 59526 | N | . | Whitakers | Duke Energy Renewables Services | 65411 | NC | SAT | SERC |  | 22 | 2 | NAICS-22 Non-Cogen | PV | SUN | SUN | PJM | 89698 | 26289 | 2022
solar pv | TRUE | 59527 | N | . | Kelford | Duke Energy Renewables Services | 65411 | NC | SAT | SERC |  | 22 | 2 | NAICS-22 Non-Cogen | PV | SUN | SUN | PJM | 126756 | 37150 | 2022
solar pv | TRUE | 59528 | N | . | Solar Oasis LLC | Solar Oasis, LLC | 64659 | CA | PACC | WECC |  | 22 | 2 | NAICS-22 Non-Cogen | PV | SUN | SUN | CISO | 187835 | 55051 | 2022
biomass | FALSE | 59529 | N | . | Bannock County LFG to Energy | Bannock County Landfill | 59239 | ID | MTN | WECC |  | 562212 | 4 | Commercial NAICS Non-Cogen | IC | LFG | MLG | IPCO | 120728 | 12039 | 2022
solar pv | TRUE | 59530 | N | . | Pasquotank | Duke Energy Renewables Services | 65411 | NC | SAT | SERC |  | 22 | 2 | NAICS-22 Non-Cogen | PV | SUN | SUN | PJM | 131794 | 38627 | 2022
solar pv | TRUE | 59531 | N | . | Borden Solar Farm | 41MB 8me, LLC | 59272 | CA | PACC | WECC |  | 22 | 2 | NAICS-22 Non-Cogen | PV | SUN | SUN | CISO | 399463 | 117076 | 2022
solar pv | TRUE | 59532 | N | . | Springbok Solar Farm 1 | 62SK 8me, LLC | 59273 | CA | PACC | WECC |  | 22 | 2 | NAICS-22 Non-Cogen | PV | SUN | SUN | LDWP | 1047354 | 306962 | 2022
solar pv | TRUE | 59533 | N | . | Princeton | USF Surry, LLC | 63233 | NC | SAT | SERC |  | 22 | 2 | NAICS-22 Non-Cogen | PV | SUN | SUN | CPLE | 28897 | 8469 | 2022
solar pv | TRUE | 59534 | N | . | 4Oaks | USF Surry, LLC | 63233 | NC | SAT | SERC |  | 22 | 2 | NAICS-22 Non-Cogen | PV | SUN | SUN | CPLE | 27780 | 8142 | 2022
solar pv | TRUE | 59535 | N | . | SR Hazlehurst | SR Hazlehurst, LLC | 59274 | GA | SAT | SERC |  | 22 | 2 | NAICS-22 Non-Cogen | PV | SUN | SUN | SOCO | 119860 | 35129 | 2022
solar pv | TRUE | 59536 | N | . | Coronus Adelanto West 1 | Clean Focus Yield, LLC | 65305 | CA | PACC | WECC |  | 22 | 2 | NAICS-22 Non-Cogen | PV | SUN | SUN | CISO | 9769 | 2863 | 2022
solar pv | TRUE | 59537 | N | . | Coronus Adelanto West 2 | Clean Focus Yield, LLC | 65305 | CA | PACC | WECC |  | 22 | 2 | NAICS-22 Non-Cogen | PV | SUN | SUN | CISO | 12138 | 3558 | 2022
solar pv | TRUE | 59539 | N | . | Park Meridian #1 | Altus Power America Management, LLC | 60281 | CA | PACC | WECC |  | 22 | 2 | NAICS-22 Non-Cogen | PV | SUN | SUN | CISO | 9611 | 2817 | 2022
solar pv | TRUE | 59540 | N | . | Rancho Cucamonga Dist #1 | Altus Power America Management, LLC | 60281 | CA | PACC | WECC |  | 22 | 2 | NAICS-22 Non-Cogen | PV | SUN | SUN | CISO | 11664 | 3419 | 2022
solar pv | TRUE | 59541 | N | . | Terra Francesco | Altus Power America Management, LLC | 60281 | CA | PACC | WECC |  | 22 | 2 | NAICS-22 Non-Cogen | PV | SUN | SUN | CISO | 9070 | 2658 | 2022
solar pv | TRUE | 59542 | N | . | Innovative Solar 6 | Cypress Creek Renewables | 61060 | NC | SAT | SERC |  | 22 | 2 | NAICS-22 Non-Cogen | PV | SUN | SUN | CPLE | 21443 | 6285 | 2022
solar pv | FALSE | 59543 | N | . | Acton Solar Landfill | Heliovaas LLC | 59286 | MA | NEW | NPCC |  | 92 | 4 | Commercial NAICS Non-Cogen | PV | SUN | SUN | ISNE | 5762 | 1689 | 2022
solar pv | TRUE | 59544 | N | . | Parlin Solar LLC | Laurel Capital Partners | 59287 | NJ | MAT | RFC |  | 22 | 2 | NAICS-22 Non-Cogen | PV | SUN | SUN | PJM | 2273 | 666 | 2022
solar pv | TRUE | 59545 | N | . | Springfield Solar LLC | Laurel Capital Partners | 59287 | OH | ENC | RFC |  | 22 | 2 | NAICS-22 Non-Cogen | PV | SUN | SUN | PJM | 5219 | 1529 | 2022
solar pv | TRUE | 59546 | N | . | Beaver Solar LLC | Laurel Capital Partners | 59287 | PA | MAT | RFC |  | 22 | 2 | NAICS-22 Non-Cogen | PV | SUN | SUN | PJM | 4539 | 1330 | 2022
onshore wind | TRUE | 59547 | N | . | Fowler Ridge IV Wind Farm LLC | Pattern Operators LP | 56545 | IN | ENC | RFC |  | 22 | 2 | NAICS-22 Non-Cogen | WT | WND | WND | PJM | 1575318 | 461700 | 2022
solar pv | TRUE | 59548 | N | . | Creswell Alligood Solar, LLC | Duke Energy Renewables Services | 65411 | NC | SAT | SERC |  | 22 | 2 | NAICS-22 Non-Cogen | PV | SUN | SUN | PJM | 89284 | 26168 | 2022
solar pv | TRUE | 59549 | N | . | Everetts Wildcat Solar, LLC | Duke Energy Renewables Services | 65411 | NC | SAT | SERC |  | 22 | 2 | NAICS-22 Non-Cogen | PV | SUN | SUN | PJM | 20534 | 6018 | 2022
solar pv | TRUE | 59550 | N | . | Putah Creek Solar Farm | Solvida Energy Group/Blue Oak Energy | 59290 | CA | PACC | WECC |  | 22 | 2 | NAICS-22 Non-Cogen | PV | SUN | SUN | CISO | 17827 | 5225 | 2022
solar pv | TRUE | 59551 | N | . | FLS Solar 200, LLC | AES Distributed Energy | 61012 | NC | SAT | SERC |  | 22 | 2 | NAICS-22 Non-Cogen | PV | SUN | SUN | CPLE | 21744 | 6373 | 2022
solar pv | TRUE | 59552 | N | . | FLS Solar 170, LLC | AES Distributed Energy | 61012 | NC | SAT | SERC |  | 22 | 2 | NAICS-22 Non-Cogen | PV | SUN | SUN | CPLE | 13342 | 3910 | 2022
solar pv | TRUE | 59553 | N | . | Innovative Solar 14, LLC | AES Distributed Energy | 61012 | NC | SAT | SERC |  | 22 | 2 | NAICS-22 Non-Cogen | PV | SUN | SUN | CPLE | 11201 | 3283 | 2022
solar pv | TRUE | 59554 | N | . | Innovative Solar 15, LLC | AES Distributed Energy | 61012 | NC | SAT | SERC |  | 22 | 2 | NAICS-22 Non-Cogen | PV | SUN | SUN | DUK | 11243 | 3295 | 2022
solar pv | TRUE | 59555 | N | . | Vega Solar | Vega Solar, LLC | 59298 | CA | PACC | WECC |  | 22 | 2 | NAICS-22 Non-Cogen | PV | SUN | SUN | CISO | 160476 | 47033 | 2022
solar pv | TRUE | 59556 | N | . | Dalton 2 | Georgia Power Co | 7140 | GA | SAT | SERC |  | 22 | 1 | Electric Utility | PV | SUN | SUN | SOCO | 34498 | 10111 | 2022
biomass | FALSE | 59557 | N | . | Apple Campus 2 Fuel Cell | Apple, Inc | 57369 | CA | PACC | WECC |  | 334 | 6 | Industrial NAICS Non-Cogen | FC | LFG | MLG | CISO | 189997 | 22242 | 2022
biomass | FALSE | 59557 | N | . | Apple Campus 2 Fuel Cell | Apple, Inc | 57369 | CA | PACC | WECC |  | 334 | 6 | Industrial NAICS Non-Cogen | FC | OBG | ORW | CISO | 0 | 0 | 2022
solar pv | TRUE | 59558 | N | . | Sandoval Solar Energy Center | PNM Resources | 59300 | NM | MTN | WECC |  | 22 | 1 | Electric Utility | PV | SUN | SUN | PNM | 54400 | 15944 | 2022
solar pv | TRUE | 59560 | N | . | Springer Solar 1 | Springer Electric Coop, Inc | 17826 | NM | MTN | WECC |  | 22 | 1 | Electric Utility | PV | SUN | SUN | PNM | 7834 | 2296 | 2022
solar pv | TRUE | 59561 | N | . | Crockett Farm | Strata Manager, LLC | 64778 | NC | SAT | SERC |  | 22 | 2 | NAICS-22 Non-Cogen | PV | SUN | SUN | CPLE | 31530 | 9241 | 2022
solar pv | TRUE | 59562 | N | . | Eastover Farm | Strata Manager, LLC | 64778 | NC | SAT | SERC |  | 22 | 2 | NAICS-22 Non-Cogen | PV | SUN | SUN | CPLE | 31661 | 9279 | 2022
solar pv | TRUE | 59563 | N | . | Foxfire Solar Farm | Strata Manager, LLC | 64778 | NC | SAT | SERC |  | 22 | 2 | NAICS-22 Non-Cogen | PV | SUN | SUN | CPLE | 33414 | 9793 | 2022
solar pv | TRUE | 59564 | N | . | Hutchinson Farm | Strata Manager, LLC | 64778 | NC | SAT | SERC |  | 22 | 2 | NAICS-22 Non-Cogen | PV | SUN | SUN | DUK | 32987 | 9668 | 2022
solar pv | TRUE | 59565 | N | . | Keen Farm | Strata Manager, LLC | 64778 | NC | SAT | SERC |  | 22 | 2 | NAICS-22 Non-Cogen | PV | SUN | SUN | CPLE | 31039 | 9097 | 2022
solar pv | TRUE | 59566 | N | . | Ashley Solar Farm | Ashley Solar Farm, LLC | 59307 | NC | SAT | SERC |  | 22 | 2 | NAICS-22 Non-Cogen | PV | SUN | SUN | DUK | 24942 | 7310 | 2022
solar pv | TRUE | 59567 | N | . | Bearford Farm Solar Project | Strata Manager, LLC | 64778 | NC | SAT | SERC |  | 22 | 2 | NAICS-22 Non-Cogen | PV | SUN | SUN | CPLE | 30659 | 8986 | 2022
solar pv | TRUE | 59569 | N | . | Whitetail Solar | SolRiver Capital LLC | 64994 | SC | SAT | SERC |  | 22 | 2 | NAICS-22 Non-Cogen | PV | SUN | SUN | CPLE | 75810 | 22219 | 2022
solar pv | TRUE | 59570 | N | . | Mocksville Solar | Duke Energy Carolinas, LLC | 5416 | NC | SAT | SERC |  | 22 | 1 | Electric Utility | PV | SUN | SUN | DUK | 94488 | 27693 | 2022
solar pv | TRUE | 59573 | N | . | Tisbury Landfill Solar | Clean Focus Yield, LLC | 65305 | MA | NEW | NPCC |  | 22 | 2 | NAICS-22 Non-Cogen | PV | SUN | SUN | ISNE | 5387 | 1579 | 2022
biomass | TRUE | 59574 | N | . | Southeast Berrien Generating Facility | North American Natural Res | 13559 | MI | ENC | RFC |  | 22 | 2 | NAICS-22 Non-Cogen | IC | LFG | MLG | PJM | 388709 | 35787 | 2022
solar pv | TRUE | 59575 | N | . | Manway Solar Farm | Strata Manager, LLC | 64778 | NC | SAT | SERC |  | 22 | 2 | NAICS-22 Non-Cogen | PV | SUN | SUN | CPLE | 32349 | 9481 | 2022
solar pv | TRUE | 59576 | N | . | Millikan Farm | Cypress Creek Renewables | 61060 | NC | SAT | SERC |  | 22 | 2 | NAICS-22 Non-Cogen | PV | SUN | SUN | DUK | 31991 | 9376 | 2022
solar pv | TRUE | 59577 | N | . | Misenheimer Farm | Strata Manager, LLC | 64778 | NC | SAT | SERC |  | 22 | 2 | NAICS-22 Non-Cogen | PV | SUN | SUN | DUK | 30289 | 8877 | 2022
solar pv | TRUE | 59578 | N | . | Monroe Moore Farm | Heelstone Energy Holdings, LLC | 59462 | NC | SAT | SERC |  | 22 | 2 | NAICS-22 Non-Cogen | PV | SUN | SUN | DUK | 31800 | 9320 | 2022
solar pv | TRUE | 59579 | N | . | Franklin Solar 2 | Strata Manager, LLC | 64778 | NC | SAT | SERC |  | 22 | 2 | NAICS-22 Non-Cogen | PV | SUN | SUN | CPLE | 12687 | 3718 | 2022
solar pv | TRUE | 59581 | N | . | Stout Farm | Strata Manager, LLC | 64778 | NC | SAT | SERC |  | 22 | 2 | NAICS-22 Non-Cogen | PV | SUN | SUN | DUK | 29853 | 8749 | 2022
solar pv | TRUE | 59583 | N | . | Tart Farm | Strata Manager, LLC | 64778 | NC | SAT | SERC |  | 22 | 2 | NAICS-22 Non-Cogen | PV | SUN | SUN | CPLE | 31232 | 9154 | 2022
solar pv | TRUE | 59584 | N | . | Wellons Farm | Wellons Farm, LLC | 59329 | NC | SAT | SERC |  | 22 | 2 | NAICS-22 Non-Cogen | PV | SUN | SUN | DUK | 32524 | 9532 | 2022
solar pv | TRUE | 59586 | N | . | Woodland Church Farm | Strata Manager, LLC | 64778 | NC | SAT | SERC |  | 22 | 2 | NAICS-22 Non-Cogen | PV | SUN | SUN | CPLE | 31679 | 9285 | 2022
solar pv | TRUE | 59587 | N | . | Yadkin 601 Farm | Yadkin 601 Farm, LLC | 59332 | NC | SAT | SERC |  | 22 | 2 | NAICS-22 Non-Cogen | PV | SUN | SUN | DUK | 20022 | 5868 | 2022
solar pv | TRUE | 59589 | N | . | Rutherford Farm | Southern Power Co | 17650 | NC | SAT | SERC |  | 22 | 2 | NAICS-22 Non-Cogen | PV | SUN | SUN | DUK | 471218 | 138106 | 2022
solar pv | TRUE | 59591 | N | . | Schell Solar Farm | Heelstone Energy Holdings, LLC | 59462 | NC | SAT | SERC |  | 22 | 2 | NAICS-22 Non-Cogen | PV | SUN | SUN | PJM | 30464 | 8928 | 2022
solar pv | TRUE | 59592 | N | . | Sedberry Farm | Heelstone Energy Holdings, LLC | 59462 | NC | SAT | SERC |  | 22 | 2 | NAICS-22 Non-Cogen | PV | SUN | SUN | CPLE | 29563 | 8664 | 2022
solar pv | TRUE | 59593 | N | . | Spring Valley Farm 2, LLC | Strata Manager, LLC | 64778 | NC | SAT | SERC |  | 22 | 2 | NAICS-22 Non-Cogen | PV | SUN | SUN | CPLE | 30758 | 9015 | 2022
solar pv | TRUE | 59595 | N | . | Stikeleather Farm | Stikeleather Farm, LLC | 59340 | NC | SAT | SERC |  | 22 | 2 | NAICS-22 Non-Cogen | PV | SUN | SUN | DUK | 34114 | 9998 | 2022
solar pv | TRUE | 59597 | N | . | Colton Solar One, LLC | Colton Solar One, LLC | 59345 | CA | PACC | WECC |  | 22 | 2 | NAICS-22 Non-Cogen | PV | SUN | SUN | CISO | 16124 | 4726 | 2022
solar pv | TRUE | 59598 | N | . | Colton Solar Two, LLC | Colton Solar Two, LLC | 59346 | CA | PACC | WECC |  | 22 | 2 | NAICS-22 Non-Cogen | PV | SUN | SUN | CISO | 4151 | 1217 | 2022
solar pv | TRUE | 59599 | N | . | Tropico Solar PV Plant | Arevon Energy, Inc. | 61230 | CA | PACC | WECC |  | 22 | 2 | NAICS-22 Non-Cogen | PV | SUN | SUN | CISO | 90571 | 26545 | 2022
solar pv | TRUE | 59600 | N | . | Nicolis Solar PV Plant | Arevon Energy, Inc. | 61230 | CA | PACC | WECC |  | 22 | 2 | NAICS-22 Non-Cogen | PV | SUN | SUN | CISO | 139076 | 40761 | 2022
solar pv | TRUE | 59601 | N | . | L&D Landfill Solar | Public Service Elec & Gas Co | 15477 | NJ | MAT | RFC |  | 22 | 1 | Electric Utility | PV | SUN | SUN | PJM | 56965 | 16696 | 2022
solar pv | TRUE | 59603 | N | . | Walters Solar (FLS 260) | Cypress Creek Renewables | 61060 | NC | SAT | SERC |  | 22 | 2 | NAICS-22 Non-Cogen | PV | SUN | SUN | CPLE | 30454 | 8926 | 2022
solar pv | TRUE | 59604 | N | . | Stagecoach Solar | Cypress Creek Renewables | 61060 | NC | SAT | SERC |  | 22 | 2 | NAICS-22 Non-Cogen | PV | SUN | SUN | DUK | 29739 | 8716 | 2022
solar pv | TRUE | 59605 | N | . | Vicksburg Solar | Cypress Creek Renewables | 61060 | NC | SAT | SERC |  | 22 | 2 | NAICS-22 Non-Cogen | PV | SUN | SUN | CPLE | 30272 | 8872 | 2022
solar pv | TRUE | 59606 | N | . | Soul City Solar | Cypress Creek Renewables | 61060 | NC | SAT | SERC |  | 22 | 2 | NAICS-22 Non-Cogen | PV | SUN | SUN | CPLE | 17367 | 5090 | 2022
solar pv | TRUE | 59607 | N | . | Maricopa West Solar PV, LLC | Onward Energy | 60453 | CA | PACC | WECC |  | 22 | 2 | NAICS-22 Non-Cogen | PV | SUN | SUN | CISO | 146498 | 42936 | 2022
solar pv | TRUE | 59610 | N | . | AP North Lake I, LP | AP North Lake I, LP | 59353 | CA | PACC | WECC |  | 22 | 2 | NAICS-22 Non-Cogen | PV | SUN | SUN | CISO | 105990 | 31064 | 2022
solar pv | TRUE | 59611 | N | . | LKL BLBD, LLC | LKL BLBD, LLC | 59354 | FL | SAT | SERC |  | 22 | 2 | NAICS-22 Non-Cogen | PV | SUN | SUN | FMPP | 33843 | 9919 | 2022
solar pv | FALSE | 59613 | N | . | Town of Williamson Landfill PV | MN8 Energy LLC | 61944 | NY | MAT | NPCC |  | 562212 | 4 | Commercial NAICS Non-Cogen | PV | SUN | SUN | NYIS | 5739 | 1682 | 2022
petroleum | TRUE | 59614 | N | . | Monterey Diesel Generation Facility | Old Dominion Electric Coop | 40229 | VA | SAT | SERC |  | 22 | 1 | Electric Utility | IC | DFO | DFO | PJM | 1362 | 142 | 2022
solar pv | TRUE | 59618 | N | . | Meadow Lake Solar Energy Center | PNM Resources | 59300 | NM | MTN | WECC |  | 22 | 1 | Electric Utility | PV | SUN | SUN | PNM | 81229 | 23807 | 2022
solar pv | TRUE | 59619 | N | . | Cibola | PNM Resources | 59300 | NM | MTN | WECC |  | 22 | 1 | Electric Utility | PV | SUN | SUN | PNM | 68711 | 20138 | 2022
solar pv | TRUE | 59620 | N | . | South Milford Solar Plant | REUT Origination, LLC | 59358 | UT | MTN | WECC |  | 22 | 2 | NAICS-22 Non-Cogen | PV | SUN | SUN | PACE | 20807 | 6098 | 2022
onshore wind | TRUE | 59621 | N | . | TX Jumbo Road Wind | TX Jumbo Road Wind, LLC | 59871 | TX | WSC | TRE |  | 22 | 2 | NAICS-22 Non-Cogen | WT | WND | WND | ERCO | 3416193 | 1001229 | 2022
onshore wind | TRUE | 59622 | N | . | Future Generation Wind | Consolidated Edison Solutions Inc. | 57365 | MA | NEW | NPCC |  | 22 | 2 | NAICS-22 Non-Cogen | WT | WND | WND | ISNE | 49059 | 14378 | 2022
solar pv | TRUE | 59623 | N | . | Clarkson Solar | AES Distributed Energy | 61012 | NY | MAT | NPCC |  | 22 | 2 | NAICS-22 Non-Cogen | PV | SUN | SUN | NYIS | 5782 | 1695 | 2022
solar pv | TRUE | 59624 | N | . | Twiss Street Solar | Citizens Enterprises Corporation | 58871 | MA | NEW | NPCC |  | 22 | 2 | NAICS-22 Non-Cogen | PV | SUN | SUN | ISNE | 8803 | 2580 | 2022
solar pv | TRUE | 59625 | N | . | Chicopee River Solar | Citizens Enterprises Corporation | 58871 | MA | NEW | NPCC |  | 22 | 2 | NAICS-22 Non-Cogen | PV | SUN | SUN | ISNE | 10215 | 2994 | 2022
solar pv | TRUE | 59626 | N | . | Chicopee Granby Road Solar | Citizens Enterprises Corporation | 58871 | MA | NEW | NPCC |  | 22 | 2 | NAICS-22 Non-Cogen | PV | SUN | SUN | ISNE | 9099 | 2667 | 2022
solar pv | TRUE | 59627 | N | . | Harmony | NJR Clean Energy Ventures Corporation | 56990 | NJ | MAT | RFC |  | 22 | 2 | NAICS-22 Non-Cogen | PV | SUN | SUN | PJM | 15252 | 4470 | 2022
solar pv | TRUE | 59628 | N | . | Hanover | NJR Clean Energy Ventures Corporation | 56990 | NJ | MAT | RFC |  | 22 | 2 | NAICS-22 Non-Cogen | PV | SUN | SUN | PJM | 27396 | 8029 | 2022
onshore wind | TRUE | 59629 | N | . | Jericho Rise Wind Farm LLC | Jericho Rise Wind Farm LLC | 59362 | NY | MAT | NPCC |  | 22 | 2 | NAICS-22 Non-Cogen | WT | WND | WND | NYIS | 733043 | 214843 | 2022
solar pv | FALSE | 59630 | N | . | CentraState Medical Center PV Facility | CVI CleanCapital Solar 1 LLC | 65432 | NJ | MAT | RFC |  | 441 | 4 | Commercial NAICS Non-Cogen | PV | SUN | SUN | PJM | 26963 | 7902 | 2022
solar pv | FALSE | 59631 | N | . | Imclone Solar Electric Facility | CVI CleanCapital Solar 5 LLC | 63069 | NJ | MAT | RFC |  | 441 | 4 | Commercial NAICS Non-Cogen | PV | SUN | SUN | PJM | 38453 | 11270 | 2022
solar pv | TRUE | 59632 | N | . | Midwest Energy Community Solar Array | Midwest Energy Inc | 12524 | KS | WNC | MRO |  | 22 | 1 | Electric Utility | PV | SUN | SUN | SWPP | 0 | 0 | 2022
solar pv | TRUE | 59633 | N | . | Kettleman Solar -Centaurus | EE Kettleman California LLC | 59381 | CA | PACC | WECC |  | 22 | 2 | NAICS-22 Non-Cogen | PV | SUN | SUN | CISO | 181324 | 53143 | 2022
solar pv | TRUE | 59634 | N | . | Sandstone Solar | AES Distributed Energy | 61012 | AZ | MTN | WECC |  | 22 | 2 | NAICS-22 Non-Cogen | PV | SUN | SUN | SRP | 397662 | 116548 | 2022
biomass | TRUE | 59635 | N | . | Clinton LFGTE | Wabash Valley Power Assn, Inc | 40211 | IL | ENC | SERC |  | 22 | 1 | Electric Utility | IC | LFG | MLG | MISO | 230833 | 21982 | 2022
solar pv | TRUE | 59636 | N | . | Charlton Solar I CSG | Charlton Solar I, LLC | 59388 | MA | NEW | NPCC |  | 22 | 2 | NAICS-22 Non-Cogen | PV | SUN | SUN | ISNE | 19298 | 5656 | 2022
onshore wind | TRUE | 59637 | N | . | Adams Wind | MidAmerican Energy Co | 12341 | IA | WNC | MRO |  | 22 | 1 | Electric Utility | WT | WND | WND | MISO | 1738226 | 509445 | 2022
solar pv | TRUE | 59638 | N | . | Coronal Lost Hills | Arevon Energy, Inc. | 61230 | CA | PACC | WECC |  | 22 | 2 | NAICS-22 Non-Cogen | PV | SUN | SUN | CISO | 161663 | 47381 | 2022
onshore wind | FALSE | 59639 | N | . | 631-56 Airport Owner, LLC | 631-56 Airport Owner, LLC | 59395 | MA | NEW | NPCC |  | 335 | 6 | Industrial NAICS Non-Cogen | WT | WND | WND | ISNE | 0 | 0 | 2022
solar pv | TRUE | 59641 | N | . | Garysburg Solar | Duke Energy Renewables Services | 65411 | NC | SAT | SERC |  | 22 | 2 | NAICS-22 Non-Cogen | PV | SUN | SUN | PJM | 30067 | 8812 | 2022
solar pv | TRUE | 59642 | N | . | Gaston Solar | Duke Energy Renewables Services | 65411 | NC | SAT | SERC |  | 22 | 2 | NAICS-22 Non-Cogen | PV | SUN | SUN | PJM | 32494 | 9524 | 2022
solar pv | TRUE | 59643 | N | . | Seaboard Solar LLC | Duke Energy Renewables Services | 65411 | NC | SAT | SERC |  | 22 | 2 | NAICS-22 Non-Cogen | PV | SUN | SUN | PJM | 25812 | 7565 | 2022
solar pv | TRUE | 59645 | N | . | Mt Olive Solar 1 | Cypress Creek Renewables | 61060 | NC | SAT | SERC |  | 22 | 2 | NAICS-22 Non-Cogen | PV | SUN | SUN | CPLE | 30564 | 8958 | 2022
solar pv | TRUE | 59646 | N | . | FLS Solar 230 (Warren) | Cypress Creek Renewables | 61060 | NC | SAT | SERC |  | 22 | 2 | NAICS-22 Non-Cogen | PV | SUN | SUN | CPLE | 29410 | 8620 | 2022
natural gas peaker | TRUE | 59647 | N | . | Stillwater Energy Center | Stillwater Utilities Authority | 18125 | OK | WSC | MRO |  | 22 | 1 | Electric Utility | IC | NG | NG | SWPP | 1266188 | 136553 | 2022
solar pv | TRUE | 59648 | N | . | Tarboro Solar | Duke Energy Renewables Services | 65411 | NC | SAT | SERC |  | 22 | 2 | NAICS-22 Non-Cogen | PV | SUN | SUN | PJM | 27977 | 8200 | 2022
biomass | TRUE | 59649 | N | . | Nelson Gardens Landfill Gas to Energy | Nelson Gardens Energy, LLC | 59414 | TX | WSC | TRE |  | 22 | 2 | NAICS-22 Non-Cogen | IC | LFG | MLG | ERCO | 119481 | 9326 | 2022
biomass | TRUE | 59650 | N | . | CII Methane Management III LFG Plant | Frontier Operation Services | 63199 | GA | SAT | SERC |  | 22 | 2 | NAICS-22 Non-Cogen | IC | LFG | MLG | SOCO | 62312 | 4012 | 2022
solar pv | TRUE | 59651 | N | . | Forever 21 Retail, Inc. | Los Angeles Department of Water & Power | 11208 | CA | PACC | WECC |  | 22 | 2 | NAICS-22 Non-Cogen | PV | SUN | SUN | LDWP | 7603 | 2228 | 2022
solar pv | TRUE | 59652 | N | . | Nordhoff Place | Los Angeles Department of Water & Power | 11208 | CA | PACC | WECC |  | 22 | 2 | NAICS-22 Non-Cogen | PV | SUN | SUN | LDWP | 4130 | 1210 | 2022
solar pv | TRUE | 59653 | N | . | City of Truth or Consequences PV | MN8 Energy LLC | 61944 | NM | MTN | WECC |  | 22 | 2 | NAICS-22 Non-Cogen | PV | SUN | SUN | PNM | 11942 | 3500 | 2022
onshore wind | TRUE | 59654 | N | . | Sendero | Sendero Wind Energy, LLC | 59428 | TX | WSC | TRE |  | 22 | 2 | NAICS-22 Non-Cogen | WT | WND | WND | ERCO | 895251 | 262383 | 2022
onshore wind | TRUE | 59655 | N | . | Campbell County Wind Farm | Consolidated Edison Development Inc. | 56769 | SD | WNC | MRO |  | 22 | 2 | NAICS-22 Non-Cogen | WT | WND | WND | SWPP | 1295646 | 379732 | 2022
solar pv | TRUE | 59656 | N | . | Comanche Solar | Onward Energy | 60453 | CO | MTN | WECC |  | 22 | 2 | NAICS-22 Non-Cogen | PV | SUN | SUN | PSCO | 790249 | 231609 | 2022
solar pv | TRUE | 59657 | N | . | Imperial Valley Solar Co (IVSC) 2, LLC | Onward Energy | 60453 | CA | PACC | WECC |  | 22 | 2 | NAICS-22 Non-Cogen | PV | SUN | SUN | IID | 154216 | 45198 | 2022
natural gas steam turbine | FALSE | 59658 | Y | . | SPI Anderson 2 | Sierra Pacific Industries | 17164 | CA | PACC | WECC |  | 321 | 7 | Industrial NAICS Cogen | ST | NG | NG | CISO | 163 | 34.6 | 2022
biomass | FALSE | 59658 | Y | . | SPI Anderson 2 | Sierra Pacific Industries | 17164 | CA | PACC | WECC |  | 321 | 7 | Industrial NAICS Cogen | ST | WDS | WWW | CISO | 562343 | 118836.4 | 2022
natural gas peaker | TRUE | 59660 | N | . | Washington City Electric Generation | City of Washington - (UT) | 20135 | UT | MTN | WECC |  | 22 | 1 | Electric Utility | IC | NG | NG | PACE | 41224 | 3684 | 2022
other | TRUE | 59661 | N | . | Tehachapi Energy Storage Project | Southern California Edison Co | 17609 | CA | PACC | WECC |  | 22 | 1 | Electric Utility | BA | MWH | OTH | CISO | 0 | 0 | 2022
solar pv | TRUE | 59663 | N | . | Cornwall Solar Center, LLC | SRE Utility Solar 1, LLC | 61119 | NC | SAT | SERC |  | 22 | 2 | NAICS-22 Non-Cogen | PV | SUN | SUN | CPLE | 23801 | 6975 | 2022
petroleum | TRUE | 59664 | N | . | City of West Plains Power Station | City of West Plains - (MO) | 20392 | MO | WNC | SERC |  | 22 | 1 | Electric Utility | GT | DFO | DFO | SWPP | 23226 | 1471.087 | 2022
natural gas peaker | TRUE | 59664 | N | . | City of West Plains Power Station | City of West Plains - (MO) | 20392 | MO | WNC | SERC |  | 22 | 1 | Electric Utility | GT | NG | NG | SWPP | 40227 | 2547.913 | 2022
solar pv | TRUE | 59665 | N | . | Innovative Solar 37 LLC | Dominion Renewable Energy | 58468 | NC | SAT | SERC |  | 22 | 2 | NAICS-22 Non-Cogen | PV | SUN | SUN | DUK | 518210 | 151879 | 2022
solar pv | TRUE | 59666 | N | . | Innovative Solar 47 | US Funding 1 | 64875 | NC | SAT | SERC |  | 22 | 2 | NAICS-22 Non-Cogen | PV | SUN | SUN | CPLE | 239286 | 70131 | 2022
solar pv | TRUE | 59667 | N | . | Innovative Solar 48 | Cypress Creek Renewables | 61060 | NC | SAT | SERC |  | 22 | 2 | NAICS-22 Non-Cogen | PV | SUN | SUN | DUK | 28893 | 8468 | 2022
solar pv | TRUE | 59669 | N | . | Innovative Solar 54 | John Laing US Solar Corp. | 61694 | NC | SAT | SERC |  | 22 | 2 | NAICS-22 Non-Cogen | PV | SUN | SUN | CPLE | 332062 | 97322 | 2022
solar pv | TRUE | 59670 | N | . | Innovative Solar 23 | SRE Utility Solar 1, LLC | 61119 | NC | SAT | SERC |  | 22 | 2 | NAICS-22 Non-Cogen | PV | SUN | SUN | DUK | 12415 | 3639 | 2022
solar pv | TRUE | 59671 | N | . | Innovative Solar 46 | Cypress Creek Renewables | 61060 | NC | SAT | SERC |  | 22 | 2 | NAICS-22 Non-Cogen | PV | SUN | SUN | CPLE | 509909 | 149446 | 2022
solar pv | TRUE | 59675 | N | . | Innovative Solar 44 | Cypress Creek Renewables | 61060 | NC | SAT | SERC |  | 22 | 2 | NAICS-22 Non-Cogen | PV | SUN | SUN | DUK | 30844 | 9040 | 2022
solar pv | TRUE | 59676 | N | . | Innovative Solar 55 | Cypress Creek Renewables | 61060 | NC | SAT | SERC |  | 22 | 2 | NAICS-22 Non-Cogen | PV | SUN | SUN | DUK | 31326 | 9181 | 2022
solar pv | TRUE | 59677 | N | . | Innovative Solar 64 | Cypress Creek Renewables | 61060 | NC | SAT | SERC |  | 22 | 2 | NAICS-22 Non-Cogen | PV | SUN | SUN | DUK | 31250 | 9159 | 2022
solar pv | TRUE | 59678 | N | . | Innovative Solar 67 | John Laing US Solar Corp. | 61694 | NC | SAT | SERC |  | 22 | 2 | NAICS-22 Non-Cogen | PV | SUN | SUN | CPLE | 247899 | 72655 | 2022
solar pv | TRUE | 59682 | N | . | Main Street Solar Project | Greenbacker Renewable Energy Corporation | 60025 | VT | NEW | NPCC |  | 22 | 2 | NAICS-22 Non-Cogen | PV | SUN | SUN | ISNE | 7800 | 2286 | 2022
solar pv | FALSE | 59683 | N | . | Lordstown Motor Corp | Lordstown Motors Corp | 63438 | OH | ENC | RFC |  | 336 | 6 | Industrial NAICS Non-Cogen | PV | SUN | SUN | PJM | 4562 | 1337.17 | 2022
onshore wind | TRUE | 59684 | N | . | Lindahl Wind Project, LLC | Enel Green Power NA, Inc. | 59380 | ND | WNC | MRO |  | 22 | 2 | NAICS-22 Non-Cogen | WT | WND | WND | SWPP | 2078366 | 609134 | 2022
solar pv | TRUE | 59685 | N | . | Remington Solar Facility | Virginia Electric & Power Co | 19876 | VA | SAT | SERC |  | 22 | 1 | Electric Utility | PV | SUN | SUN | PJM | 120634 | 35356 | 2022
biomass | TRUE | 59686 | N | . | Sarasota County LFGTE Facility | Landfill Energy Systems Florida | 59458 | FL | SAT | SERC |  | 22 | 2 | NAICS-22 Non-Cogen | IC | LFG | MLG | FPL | 394907 | 31579 | 2022
solar pv | TRUE | 59687 | N | . | Sun Harvest Solar NDP1 | Altus Power America Management, LLC | 60281 | CA | PACC | WECC |  | 22 | 2 | NAICS-22 Non-Cogen | PV | SUN | SUN | CISO | 13091 | 3837 | 2022
petroleum | TRUE | 59688 | N | . | Wake County LFG Facility | Ingenco Renewable Development, LLC | 59452 | NC | SAT | SERC |  | 22 | 2 | NAICS-22 Non-Cogen | IC | DFO | DFO | CPLE | 19706 | 1636.1 | 2022
biomass | TRUE | 59688 | N | . | Wake County LFG Facility | Ingenco Renewable Development, LLC | 59452 | NC | SAT | SERC |  | 22 | 2 | NAICS-22 Non-Cogen | IC | LFG | MLG | CPLE | 688957 | 57205.9 | 2022
solar pv | TRUE | 59689 | N | . | Gulf Coast Solar Center I | Arevon Energy, Inc. | 61230 | FL | SAT | SERC |  | 22 | 2 | NAICS-22 Non-Cogen | PV | SUN | SUN | SOCO | 191677 | 56177 | 2022
solar pv | TRUE | 59690 | N | . | Gulf Coast Solar Center II | Arevon Energy, Inc. | 61230 | FL | SAT | SERC |  | 22 | 2 | NAICS-22 Non-Cogen | PV | SUN | SUN | SOCO | 223020 | 65363 | 2022
solar pv | TRUE | 59691 | N | . | Gulf Coast Solar Center III | Arevon Energy, Inc. | 61230 | FL | SAT | SERC |  | 22 | 2 | NAICS-22 Non-Cogen | PV | SUN | SUN | SOCO | 299435 | 87760 | 2022
onshore wind | FALSE | 59692 | N | . | NBC Field's Point Wind Farm | Narragansett Bay Commission | 59463 | RI | NEW | NPCC |  | 22132 | 4 | Commercial NAICS Non-Cogen | WT | WND | WND | ISNE | 25008 | 7329 | 2022
offshore wind | TRUE | 59693 | N | . | Coastal Virginia Offshore Wind (CVOW) Pilot Project | Virginia Electric & Power Co | 19876 | VA | SAT | SERC |  | 22 | 1 | Electric Utility | WS | WND | WND | PJM | 173506 | 50852 | 2022
solar pv | TRUE | 59694 | N | . | Aspen Solar, LLC | SRE Utility Solar 1, LLC | 61119 | NC | SAT | SERC |  | 22 | 2 | NAICS-22 Non-Cogen | PV | SUN | SUN | DUK | 31516 | 9237 | 2022
solar pv | TRUE | 59695 | N | . | Mt. Home Solar 1, LLC | Standard Solar | 60531 | ID | MTN | WECC |  | 22 | 2 | NAICS-22 Non-Cogen | PV | SUN | SUN | IPCO | 144792 | 42436 | 2022
other | TRUE | 59701 | N | . | Subase Microgrid Project | Connecticut Mun Elec Engy Coop | 4180 | CT | NEW | NPCC |  | 22 | 1 | Electric Utility | FC | NG | NG | ISNE | 150852 | 19133 | 2022
solar pv | TRUE | 59702 | N | . | Pavant Solar, LLC | Onward Energy | 60453 | UT | MTN | WECC |  | 22 | 2 | NAICS-22 Non-Cogen | PV | SUN | SUN | PACE | 347933 | 101973 | 2022
solar pv | TRUE | 59703 | N | . | Cottonwood Solar, LLC Cottonwood Carport | Onward Energy | 60453 | CA | PACC | WECC |  | 22 | 2 | NAICS-22 Non-Cogen | PV | SUN | SUN | CISO | 5308 | 1556 | 2022
solar pv | TRUE | 59705 | N | . | Steel Sun | BQ Energy LLC | 59474 | NY | MAT | NPCC |  | 22 | 2 | NAICS-22 Non-Cogen | PV | SUN | SUN | NYIS | 16604 | 4866 | 2022
solar pv | TRUE | 59706 | N | . | BRE | SRE Utility Solar 1, LLC | 61119 | NC | SAT | SERC |  | 22 | 2 | NAICS-22 Non-Cogen | PV | SUN | SUN | DUK | 29423 | 8624 | 2022
solar pv | TRUE | 59708 | N | . | Franklinton Solar | Cypress Creek Renewables | 61060 | NC | SAT | SERC |  | 22 | 2 | NAICS-22 Non-Cogen | PV | SUN | SUN | CPLE | 31270 | 9165 | 2022
solar pv | TRUE | 59709 | N | . | St. Paul Intl Airport Red & Blue Parking | Metropolitan Airports Commission | 59483 | MN | WNC | MRO |  | 22 | 2 | NAICS-22 Non-Cogen | PV | SUN | SUN | MISO | 10122 | 2967 | 2022
biomass | TRUE | 59710 | N | . | Sand Valley Power Station | EDL Inc | 55858 | AL | ESC | SERC |  | 22 | 2 | NAICS-22 Non-Cogen | IC | LFG | MLG | TVA | 304731 | 29838 | 2022
biomass | TRUE | 59711 | N | . | CII Methane Management IV, LLC | Frontier Operation Services | 63199 | NC | SAT | SERC |  | 22 | 2 | NAICS-22 Non-Cogen | IC | LFG | MLG | CPLE | 86496 | 8390 | 2022
onshore wind | TRUE | 59712 | N | . | San Roman Wind I, LLC | Acciona Energy USA Global, LLC | 57416 | TX | WSC | TRE |  | 22 | 2 | NAICS-22 Non-Cogen | WT | WND | WND | ERCO | 574430 | 168356 | 2022
solar pv | TRUE | 59713 | N | . | Holdrege Solar Center | Adapture Renewables, Inc. | 60496 | NE | WNC | MRO |  | 22 | 2 | NAICS-22 Non-Cogen | PV | SUN | SUN | SWPP | 24595 | 7209 | 2022
solar pv | FALSE | 59714 | N | . | IKEA St. Louis 410 | IKEA Property Inc | 57389 | MO | WNC | SERC |  | 441 | 4 | Commercial NAICS Non-Cogen | PV | SUN | SUN | MISO | 1150 | 337 | 2022
solar pv | TRUE | 59715 | N | . | DD Hay Road Solar 23 LLC | Laurel Capital Partners | 59287 | DE | SAT | RFC |  | 22 | 2 | NAICS-22 Non-Cogen | PV | SUN | SUN | PJM | 4195 | 1230 | 2022
petroleum | FALSE | 59717 | N | . | Framingham State University Plant | Framingham State University | 59484 | MA | NEW | NPCC |  | 611 | 4 | Commercial NAICS Non-Cogen | IC | DFO | DFO | ISNE | 248 | 19 | 2022
natural gas peaker | FALSE | 59717 | N | . | Framingham State University Plant | Framingham State University | 59484 | MA | NEW | NPCC |  | 611 | 4 | Commercial NAICS Non-Cogen | IC | NG | NG | ISNE | 0 | 0 | 2022
solar pv | FALSE | 59717 | N | . | Framingham State University Plant | Framingham State University | 59484 | MA | NEW | NPCC |  | 611 | 4 | Commercial NAICS Non-Cogen | PV | SUN | SUN | ISNE | 370 | 108 | 2022
solar pv | TRUE | 59719 | N | . | Charlotte Solar LLC VT | Altus Power America Management, LLC | 60281 | VT | NEW | NPCC |  | 22 | 2 | NAICS-22 Non-Cogen | PV | SUN | SUN | ISNE | 10133 | 2970 | 2022
solar pv | TRUE | 59722 | N | . | Seville 1 | Duke Energy Renewables Services | 65411 | CA | PACC | WECC |  | 22 | 2 | NAICS-22 Non-Cogen | PV | SUN | SUN | IID | 201104 | 58940 | 2022
solar pv | TRUE | 59723 | N | . | Seville 2 | Duke Energy Renewables Services | 65411 | CA | PACC | WECC |  | 22 | 2 | NAICS-22 Non-Cogen | PV | SUN | SUN | IID | 295419 | 86582 | 2022
onshore wind | TRUE | 59724 | N | . | Scituate Wind | Scituate Wind LLC | 59493 | MA | NEW | NPCC |  | 22 | 2 | NAICS-22 Non-Cogen | WT | WND | WND | ISNE | 9764 | 2862 | 2022
onshore wind | TRUE | 59725 | N | . | Fairhaven Wind | Fairhaven Wind LLC | 59494 | MA | NEW | NPCC |  | 22 | 2 | NAICS-22 Non-Cogen | WT | WND | WND | ISNE | 12843 | 3764 | 2022
natural gas peaker | TRUE | 59726 | N | . | CML&P Generating Facility No. 2 | City of Coffeyville - (KS) | 3892 | KS | WNC | MRO |  | 22 | 1 | Electric Utility | IC | NG | NG | SWPP | 840733 | 92451 | 2022
natural gas peaker | TRUE | 59727 | N | . | Bull Street Plant | City of Orangeburg - (SC) | 14164 | SC | SAT | SERC |  | 22 | 1 | Electric Utility | GT | NG | NG | SCEG | 794 | 1 | 2022
natural gas peaker | TRUE | 59728 | N | . | Substation 20 Plant | City of Orangeburg - (SC) | 14164 | SC | SAT | SERC |  | 22 | 1 | Electric Utility | GT | NG | NG | SCEG | 2644 | 161 | 2022
solar pv | TRUE | 59729 | N | . | Macon Solar Power Project | Missouri Jnt Muni.Pwr Elec. Ut. Comm. | 12670 | MO | WNC | SERC |  | 22 | 2 | NAICS-22 Non-Cogen | PV | SUN | SUN | SWPP | 12584 | 3688 | 2022
solar pv | TRUE | 59730 | N | . | SEPV 18 | AES Distributed Energy | 61012 | CA | PACC | WECC |  | 22 | 2 | NAICS-22 Non-Cogen | PV | SUN | SUN | CISO | 16697 | 4894 | 2022
solar pv | TRUE | 59731 | N | . | Templeton | Sunny Templeton, LLC | 59500 | MA | NEW | NPCC |  | 22 | 2 | NAICS-22 Non-Cogen | PV | SUN | SUN | ISNE | 16016 | 4694 | 2022
onshore wind | TRUE | 59732 | N | . | Green Pastures Wind I | Green Pastures Wind I, LLC | 59501 | TX | WSC | TRE |  | 22 | 2 | NAICS-22 Non-Cogen | WT | WND | WND | ERCO | 667993 | 195778 | 2022
onshore wind | TRUE | 59733 | N | . | Green Pastures Wind II | Green Pastures Wind II, LLC | 59502 | TX | WSC | TRE |  | 22 | 2 | NAICS-22 Non-Cogen | WT | WND | WND | ERCO | 824941 | 241776 | 2022
onshore wind | TRUE | 59734 | N | . | Briscoe Wind Farm | Briscoe Wind Farm, LLC | 65757 | TX | WSC | TRE |  | 22 | 2 | NAICS-22 Non-Cogen | WT | WND | WND | ERCO | 1513546 | 443595 | 2022
onshore wind | TRUE | 59735 | N | . | Kirkwood Wind Turbine | Kirkwood Community College | 59504 | IA | WNC | MRO |  | 22 | 2 | NAICS-22 Non-Cogen | WT | WND | WND | MISO | 1207 | 353.43 | 2022
onshore wind | TRUE | 59736 | N | . | Valentine Wind, LLC | Valentine Wind, LLC | 59506 | NE | WNC | MRO |  | 22 | 2 | NAICS-22 Non-Cogen | WT | WND | WND | SWPP | 15211 | 4458 | 2022
solar pv | TRUE | 59737 | N | . | Aspiration G | AES Distributed Energy | 61012 | CA | PACC | WECC |  | 22 | 2 | NAICS-22 Non-Cogen | PV | SUN | SUN | CISO | 79067 | 23173 | 2022
solar pv | TRUE | 59738 | N | . | Citizen B | AES Distributed Energy | 61012 | CA | PACC | WECC |  | 22 | 2 | NAICS-22 Non-Cogen | PV | SUN | SUN | CISO | 13610 | 3989 | 2022
solar pv | TRUE | 59739 | N | . | Lancaster WAD B | AES Distributed Energy | 61012 | CA | PACC | WECC |  | 22 | 2 | NAICS-22 Non-Cogen | PV | SUN | SUN | CISO | 16239 | 4760 | 2022
solar pv | TRUE | 59740 | N | . | SEPV Mojave West | AES Distributed Energy | 61012 | CA | PACC | WECC |  | 22 | 2 | NAICS-22 Non-Cogen | PV | SUN | SUN | CISO | 191513 | 56129 | 2022
solar pv | TRUE | 59741 | N | . | Barton Solar Farm | Barton Solar, LLC | 59508 | VT | NEW | NPCC |  | 22 | 2 | NAICS-22 Non-Cogen | PV | SUN | SUN | ISNE | 8727 | 2558 | 2022
solar pv | TRUE | 59742 | N | . | Sunnyside Ranch Community Solar Array | Holy Cross Electric Assn, Inc | 8773 | CO | MTN | WECC |  | 22 | 1 | Electric Utility | PV | SUN | SUN | PSCO | 10956 | 3211 | 2022
solar pv | TRUE | 59743 | N | . | Chimes West Friendship (Nixon Farms) | SunE SEM 1, LLC | 59540 | MD | SAT | RFC |  | 22 | 2 | NAICS-22 Non-Cogen | PV | SUN | SUN | PJM | 5499 | 1611 | 2022
solar pv | TRUE | 59744 | N | . | Lakeland Electric Co. (FL)-Airport 1 | Longroad Energy Services LLC | 61219 | FL | SAT | SERC |  | 22 | 2 | NAICS-22 Non-Cogen | PV | SUN | SUN | TEC | 7011 | 2055 | 2022
solar pv | TRUE | 59745 | N | . | Leominster (MA)-South Street-R&D | South Street Solar, LLC | 59511 | MA | NEW | NPCC |  | 22 | 2 | NAICS-22 Non-Cogen | PV | SUN | SUN | ISNE | 12470 | 3655 | 2022
solar pv | TRUE | 59746 | N | . | DSH (CA) - Coalinga State Hospital | Team-Solar, Inc. | 59512 | CA | PACC | WECC |  | 22 | 2 | NAICS-22 Non-Cogen | PV | SUN | SUN | CISO | 13847 | 4058 | 2022
solar pv | TRUE | 59747 | N | . | River Mountains Solar | River Mountains Solar, LLC | 59514 | NV | MTN | WECC |  | 22 | 2 | NAICS-22 Non-Cogen | PV | SUN | SUN | NEVP | 79428 | 23279 | 2022
solar pv | TRUE | 59748 | N | . | CDCR (CA) - Pleasant Valley State Prison | Team-Solar, Inc. | 59512 | CA | PACC | WECC |  | 22 | 2 | NAICS-22 Non-Cogen | PV | SUN | SUN | CISO | 9270 | 2717 | 2022
solar pv | TRUE | 59749 | N | . | UMES (MD) - Princess Anne | NVT LICENSES, LLC | 58473 | MD | SAT | RFC |  | 22 | 2 | NAICS-22 Non-Cogen | PV | SUN | SUN | PJM | 9611 | 2817 | 2022
solar pv | TRUE | 59750 | N | . | Bourne (MA) - Holliston I | NVT LICENSES, LLC | 58473 | MA | NEW | NPCC |  | 22 | 2 | NAICS-22 Non-Cogen | PV | SUN | SUN | ISNE | 11960 | 3505 | 2022
solar pv | FALSE | 59751 | N | . | Wilzig Associates, LLC | Wilzig Associates, LLC | 59518 | NJ | MAT | RFC |  | 53 | 4 | Commercial NAICS Non-Cogen | PV | SUN | SUN | PJM | 5560 | 1630 | 2022
solar pv | TRUE | 59752 | N | . | BlueWave Capital - Grafton (SREC II) | TerraForm Solar XVII, LLC | 59519 | MA | NEW | NPCC |  | 22 | 2 | NAICS-22 Non-Cogen | PV | SUN | SUN | ISNE | 7187 | 2106 | 2022
solar pv | TRUE | 59755 | N | . | Chester Power Partners | Altus Power America Management, LLC | 60281 | VT | NEW | NPCC |  | 22 | 2 | NAICS-22 Non-Cogen | PV | SUN | SUN | ISNE | 7282 | 2134 | 2022
onshore wind | TRUE | 59757 | N | . | Pryor Mountain Wind | PacifiCorp | 14354 | MT | MTN | WECC |  | 22 | 1 | Electric Utility | WT | WND | WND | PACE | 2777767 | 814117 | 2022
biomass | FALSE | 59759 | N | . | Glades Pike Generation Plant | State Correctnl Inst Laurel Highlands | 59526 | PA | MAT | RFC |  | 92214 | 4 | Commercial NAICS Non-Cogen | GT | LFG | MLG | PJM | 0 | 0 | 2022
biomass | FALSE | 59759 | N | . | Glades Pike Generation Plant | State Correctnl Inst Laurel Highlands | 59526 | PA | MAT | RFC |  | 92214 | 4 | Commercial NAICS Non-Cogen | IC | LFG | MLG | PJM | 112691 | 9788 | 2022
solar pv | TRUE | 59760 | N | . | Red Hill Solar Center, LLC | SRE Utility Solar 1, LLC | 61119 | NC | SAT | SERC |  | 22 | 2 | NAICS-22 Non-Cogen | PV | SUN | SUN | CPLE | 24119 | 7069 | 2022
solar pv | TRUE | 59761 | N | . | Van Slyke Solar Center, LLC | SRE Utility Solar 1, LLC | 61119 | NC | SAT | SERC |  | 22 | 2 | NAICS-22 Non-Cogen | PV | SUN | SUN | CPLE | 31289 | 9170 | 2022
solar pv | TRUE | 59762 | N | . | Broadway Solar Center, LLC | SRE Utility Solar 1, LLC | 61119 | NC | SAT | SERC |  | 22 | 2 | NAICS-22 Non-Cogen | PV | SUN | SUN | CPLE | 29521 | 8652 | 2022
biomass | FALSE | 59763 | N | . | Robeson County LFG to Energy | Robeson County Landfill | 59529 | NC | SAT | SERC |  | 562212 | 4 | Commercial NAICS Non-Cogen | IC | LFG | MLG | CPLE | 0 | 0 | 2022
natural gas combined cycle | TRUE | 59764 | N | . | Oregon Clean Energy Center | Oregon Clean Energy Center | 59534 | OH | ENC | RFC |  | 22 | 2 | NAICS-22 Non-Cogen | CA | NG | NG | PJM | 1812777 | 2024997 | 2022
natural gas combined cycle | TRUE | 59764 | N | . | Oregon Clean Energy Center | Oregon Clean Energy Center | 59534 | OH | ENC | RFC |  | 22 | 2 | NAICS-22 Non-Cogen | CT | NG | NG | PJM | 37544422 | 3635715 | 2022
natural gas peaker | TRUE | 59764 | N | . | Oregon Clean Energy Center | Oregon Clean Energy Center | 59534 | OH | ENC | RFC |  | 22 | 2 | NAICS-22 Non-Cogen | IC | NG | NG | PJM | 0 | 0 | 2022
solar pv | TRUE | 59765 | N | . | Stetson Road Solar - Barre I | Kearsarge Solar LLC | 59232 | MA | NEW | NPCC |  | 22 | 2 | NAICS-22 Non-Cogen | PV | SUN | SUN | ISNE | 10210 | 2992 | 2022
solar pv | TRUE | 59766 | N | . | Barre II Solar Project | Kearsarge Solar LLC | 59232 | MA | NEW | NPCC |  | 22 | 2 | NAICS-22 Non-Cogen | PV | SUN | SUN | ISNE | 8313 | 2436 | 2022
solar pv | TRUE | 59767 | N | . | Chester Solar Farm | Kearsarge Solar LLC | 59232 | MA | NEW | NPCC |  | 22 | 2 | NAICS-22 Non-Cogen | PV | SUN | SUN | ISNE | 24819 | 7274 | 2022
solar pv | TRUE | 59768 | N | . | Concord Solar Farm | Kearsarge Solar LLC | 59232 | MA | NEW | NPCC |  | 22 | 2 | NAICS-22 Non-Cogen | PV | SUN | SUN | ISNE | 7387 | 2165 | 2022
solar pv | TRUE | 59769 | N | . | TIA Solar | Tampa Electric Co | 18454 | FL | SAT | SERC |  | 22 | 1 | Electric Utility | PV | SUN | SUN | TEC | 10412 | 3052 | 2022
solar pv | TRUE | 59770 | N | . | IMPA Pendleton Solar Park | Indiana Municipal Power Agency | 9234 | IN | ENC | RFC |  | 22 | 1 | Electric Utility | PV | SUN | SUN | MISO | 10724 | 3143 | 2022
solar pv | TRUE | 59771 | N | . | Jefferson Solar Park | Concord New Energy | 59209 | WI | ENC | RFC |  | 22 | 2 | NAICS-22 Non-Cogen | PV | SUN | SUN | MISO | 3746 | 1098 | 2022
other | TRUE | 59772 | N | . | KCP&L SmartGrid Innovation Park | Evergy Metro | 10000 | MO | WNC | MRO |  | 22 | 1 | Electric Utility | BA | MWH | OTH | SWPP | 0 | 0 | 2022
natural gas combined cycle | TRUE | 59773 | N | . | Carroll County Energy | Carroll County Energy LLC | 59541 | OH | ENC | RFC |  | 22 | 2 | NAICS-22 Non-Cogen | CA | NG | NG | PJM | 3986191 | 2081139 | 2022
natural gas combined cycle | TRUE | 59773 | N | . | Carroll County Energy | Carroll County Energy LLC | 59541 | OH | ENC | RFC |  | 22 | 2 | NAICS-22 Non-Cogen | CT | NG | NG | PJM | 33721684 | 3249384 | 2022
biomass | FALSE | 59774 | Y | . | BioTown Ag | Bio Town Biogas, LLC | 65170 | IN | ENC | RFC |  | 112 | 7 | Industrial NAICS Cogen | IC | OBG | ORW | MISO | 372137 | 36842 | 2022
solar pv | TRUE | 59775 | N | . | Adams Farm Solar | Altus Power America Management, LLC | 60281 | MA | NEW | NPCC |  | 22 | 2 | NAICS-22 Non-Cogen | PV | SUN | SUN | ISNE | 11768 | 3449 | 2022
onshore wind | FALSE | 59776 | N | . | Heartland Community College | Heartland Community College | 59543 | IL | ENC | SERC |  | 611 | 4 | Commercial NAICS Non-Cogen | WT | WND | WND | MISO | 16171 | 4740 | 2022
solar pv | TRUE | 59777 | N | . | RGS-Rutland VNM SREC II Project (MA) | TerraForm Solar XVII, LLC | 59519 | MA | NEW | NPCC |  | 22 | 2 | NAICS-22 Non-Cogen | PV | SUN | SUN | ISNE | 3865 | 1133 | 2022
solar pv | TRUE | 59778 | N | . | Eden Solar LLC | AES Distributed Energy | 61012 | NC | SAT | SERC |  | 22 | 2 | NAICS-22 Non-Cogen | PV | SUN | SUN | DUK | 283629 | 83127 | 2022
solar pv | TRUE | 59779 | N | . | Davis Monthan AFB (AZ) West Airfield | MN8 Energy LLC | 61944 | AZ | MTN | WECC |  | 22 | 2 | NAICS-22 Non-Cogen | PV | SUN | SUN | TEPC | 94106 | 27581 | 2022
solar pv | TRUE | 59780 | N | . | New Bedford (MA) Plymouth | BWC Origination 4, LLC | 59545 | MA | NEW | NPCC |  | 22 | 2 | NAICS-22 Non-Cogen | PV | SUN | SUN | ISNE | 22335 | 6546 | 2022
solar pv | TRUE | 59781 | N | . | Upper Blackstone (MA) Treasure Valley | Nexamp Treasure Valley Solar, LLC | 59546 | MA | NEW | NPCC |  | 22 | 2 | NAICS-22 Non-Cogen | PV | SUN | SUN | ISNE | 24122 | 7070 | 2022
natural gas peaker | FALSE | 59782 | N | . | Waynoka Gas Processing Plant | Targa Pipeline Mid-Continent West OK LLC | 59549 | OK | WSC | MRO |  | 211 | 6 | Industrial NAICS Non-Cogen | IC | NG | NG | SWPP | 176142 | 18221.14 | 2022
biomass | FALSE | 59783 | Y | . | Croda Atlas Point CHP | Croda Inc. | 59550 | DE | SAT | RFC |  | 325 | 7 | Industrial NAICS Cogen | IC | LFG | MLG | PJM | 94983 | 20600 | 2022
natural gas combined cycle | TRUE | 59784 | N | . | Gila River Power Block 3 | Salt River Project | 16572 | AZ | MTN | WECC |  | 22 | 1 | Electric Utility | CA | NG | NG | TEPC | 193899 | 905144 | 2022
natural gas combined cycle | TRUE | 59784 | N | . | Gila River Power Block 3 | Salt River Project | 16572 | AZ | MTN | WECC |  | 22 | 1 | Electric Utility | CT | NG | NG | TEPC | 17987766 | 1425094 | 2022
natural gas peaker | TRUE | 59785 | Y | . | Fremont Community Digester, LLC | Generate Fremont Digester, LLC. | 62127 | MI | ENC | RFC |  | 22 | 3 | NAICS-22 Cogen | IC | NG | NG | MISO | 0 | 0 | 2022
biomass | TRUE | 59785 | Y | . | Fremont Community Digester, LLC | Generate Fremont Digester, LLC. | 62127 | MI | ENC | RFC |  | 22 | 3 | NAICS-22 Cogen | IC | OBG | ORW | MISO | 76318 | 12441 | 2022
solar pv | TRUE | 59786 | N | . | Fiddler's Canyon #2 | SunE Solar XVII Project 2, LLC | 59561 | UT | MTN | WECC |  | 22 | 2 | NAICS-22 Non-Cogen | PV | SUN | SUN | PACE | 21933 | 6428 | 2022
solar pv | TRUE | 59787 | N | . | Fiddler's Canyon #1 | SunE Solar XVII Project 1, LLC | 59560 | UT | MTN | WECC |  | 22 | 2 | NAICS-22 Non-Cogen | PV | SUN | SUN | PACE | 21110 | 6187 | 2022
solar pv | TRUE | 59788 | N | . | Advance Stores Company, Inc | Tesla Inc. | 60947 | CT | NEW | NPCC |  | 22 | 2 | NAICS-22 Non-Cogen | PV | SUN | SUN | ISNE | 4676 | 1371 | 2022
solar pv | TRUE | 59789 | N | . | Millbrook School | Tesla Inc. | 60947 | NY | MAT | NPCC |  | 22 | 2 | NAICS-22 Non-Cogen | PV | SUN | SUN | NYIS | 6878 | 2015 | 2022
solar pv | TRUE | 59790 | N | . | Oregon University System Rabbit Field | Tesla Inc. | 60947 | OR | PACC | WECC |  | 22 | 2 | NAICS-22 Non-Cogen | PV | SUN | SUN | PACW | 4768 | 1397 | 2022
biomass | TRUE | 59792 | N | . | Orchard Hills Renewable Energy Station | Hoosier Energy R E C, Inc | 9267 | IL | ENC | RFC |  | 22 | 1 | Electric Utility | IC | LFG | MLG | PJM | 137703 | 12200 | 2022
petroleum | TRUE | 59793 | N | . | Industrial Plant | Alaska Electric Light & Power Co. | 213 | AK | PACN |  |  | 22 | 1 | Electric Utility | GT | DFO | DFO |  | 3410 | -16 | 2022
natural gas peaker | TRUE | 59794 | Y | . | Chicago West Side Energy Center | Energy Systems Group LLC | 58303 | IL | ENC | RFC |  | 22 | 3 | NAICS-22 Cogen | GT | NG | NG | PJM | 105344 | 17085 | 2022
solar pv | TRUE | 59795 | N | . | Ahoskie | TWE Ahoskie Solar Project, LLC | 59569 | NC | SAT | SERC |  | 22 | 2 | NAICS-22 Non-Cogen | PV | SUN | SUN | PJM | 25479 | 7467 | 2022
solar pv | TRUE | 59796 | N | . | Kelford | Cypress Creek Renewables | 61060 | NC | SAT | SERC |  | 22 | 2 | NAICS-22 Non-Cogen | PV | SUN | SUN | PJM | 28588 | 8379 | 2022
onshore wind | TRUE | 59797 | N | . | Bayonne MUA- Leitner-Poma Wind Turbine | SUEZ North America, Inc. | 59568 | NJ | MAT | RFC |  | 22 | 2 | NAICS-22 Non-Cogen | WT | WND | WND | PJM | 0 | 0 | 2022
solar pv | TRUE | 59798 | N | . | Colon PV | Los Angeles Department of Water & Power | 11208 | CA | PACC | WECC |  | 22 | 2 | NAICS-22 Non-Cogen | PV | SUN | SUN | LDWP | 7437 | 2180 | 2022
other | TRUE | 59800 | N | . | Amazon San Bernardino | Bloom Energy | 57128 | CA | PACC | WECC |  | 22 | 2 | NAICS-22 Non-Cogen | FC | NG | NG | CISO | 43352 | 6017 | 2022
other | TRUE | 59801 | N | . | IBM Southbury | Bloom Energy | 57128 | CT | NEW | NPCC |  | 22 | 2 | NAICS-22 Non-Cogen | FC | NG | NG | ISNE | 39653 | 5109 | 2022
other | TRUE | 59802 | N | . | Maxim | Bloom Energy | 57128 | CA | PACC | WECC |  | 22 | 2 | NAICS-22 Non-Cogen | FC | NG | NG | CISO | 54705 | 7355 | 2022
other | TRUE | 59803 | N | . | Pixar - Emeryville | Bloom Energy | 57128 | CA | PACC | WECC |  | 22 | 2 | NAICS-22 Non-Cogen | FC | NG | NG | CISO | 49217 | 6848 | 2022
other | TRUE | 59804 | N | . | Starbucks - Evolution Fresh | Bloom Energy | 57128 | CA | PACC | WECC |  | 22 | 2 | NAICS-22 Non-Cogen | FC | NG | NG | CISO | 37719 | 4753 | 2022
other | TRUE | 59805 | N | . | Yahoo! - HQ | Bloom Energy | 57128 | CA | PACC | WECC |  | 22 | 2 | NAICS-22 Non-Cogen | FC | NG | NG | CISO | 45333 | 6096 | 2022
solar pv | TRUE | 59807 | N | . | Airport 1 Solar (DIA) | Greenbacker Renewable Energy Corporation | 60025 | CO | MTN | WECC |  | 22 | 2 | NAICS-22 Non-Cogen | PV | SUN | SUN | SWPP | 9043 | 2651 | 2022
biomass | TRUE | 59808 | N | . | Munster Landfill Gas-to-Energy | Town of Munster | 59591 | IN | ENC | RFC |  | 22 | 2 | NAICS-22 Non-Cogen | IC | LFG | MLG | MISO | 81340 | 3454 | 2022
petroleum | TRUE | 59809 | N | . | Mountain Home Energy Center | Energy Systems Group LLC | 58303 | TN | ESC | SERC |  | 22 | 2 | NAICS-22 Non-Cogen | IC | DFO | DFO | TVA | 951 | 104.062 | 2022
biomass | TRUE | 59809 | N | . | Mountain Home Energy Center | Energy Systems Group LLC | 58303 | TN | ESC | SERC |  | 22 | 2 | NAICS-22 Non-Cogen | IC | LFG | MLG | TVA | 0 | 0 | 2022
natural gas peaker | TRUE | 59809 | N | . | Mountain Home Energy Center | Energy Systems Group LLC | 58303 | TN | ESC | SERC |  | 22 | 2 | NAICS-22 Non-Cogen | IC | NG | NG | TVA | 51043 | 5581.938 | 2022
biomass | TRUE | 59810 | N | . | Dairyland WTE Plant | Energy Systems Group LLC | 58303 | WI | ENC | MRO |  | 22 | 2 | NAICS-22 Non-Cogen | IC | OBG | ORW | MISO | 0 | 0 | 2022
solar pv | TRUE | 59811 | N | . | Rockfish Solar LLC | Rockfish Solar LLC | 59589 | MD | SAT | RFC |  | 22 | 2 | NAICS-22 Non-Cogen | PV | SUN | SUN | PJM | 61829 | 18121 | 2022
natural gas combined cycle | TRUE | 59812 | N | . | Wolf Hollow II | Constellation Power, Inc | 6035 | TX | WSC | TRE |  | 22 | 2 | NAICS-22 Non-Cogen | CA | NG | NG | ERCO | 14544044 | 2134931 | 2022
natural gas combined cycle | TRUE | 59812 | N | . | Wolf Hollow II | Constellation Power, Inc | 6035 | TX | WSC | TRE |  | 22 | 2 | NAICS-22 Non-Cogen | CT | NG | NG | ERCO | 26539012 | 3893708 | 2022
solar pv | TRUE | 59814 | N | . | Copper Mountain Solar 4, LLC | Consolidated Edison Development Inc. | 56769 | NV | MTN | WECC |  | 22 | 2 | NAICS-22 Non-Cogen | PV | SUN | SUN | CISO | 814052 | 238585 | 2022
biomass | TRUE | 59815 | N | . | Granby LFG | Industrial Power Services Corp. | 59596 | MA | NEW | NPCC |  | 22 | 2 | NAICS-22 Non-Cogen | IC | LFG | MLG | ISNE | 107232 | 3155 | 2022
biomass | TRUE | 59816 | N | . | Nanticoke LFG | Broome Energy Resources, LLC | 59597 | NY | MAT | NPCC |  | 22 | 2 | NAICS-22 Non-Cogen | IC | LFG | MLG | NYIS | 201163 | 20316 | 2022
#N/A | TRUE | 59817 | N | . | Tooele Army Depot(CSG) | Tooele Army Depot | 59598 | UT | MTN | WECC |  | 22 | 2 | NAICS-22 Non-Cogen | OT | SUN | SUN | PACE | 0 | 0 | 2022
solar pv | TRUE | 59817 | N | . | Tooele Army Depot(CSG) | Tooele Army Depot | 59598 | UT | MTN | WECC |  | 22 | 2 | NAICS-22 Non-Cogen | PV | SUN | SUN | PACE | 336 | 98 | 2022
onshore wind | TRUE | 59817 | N | . | Tooele Army Depot(CSG) | Tooele Army Depot | 59598 | UT | MTN | WECC |  | 22 | 2 | NAICS-22 Non-Cogen | WT | WND | WND | PACE | 5802 | 1700 | 2022
solar pv | TRUE | 59818 | N | . | Concord Farm | Shoe Show, Inc. | 59599 | NC | SAT | SERC |  | 22 | 2 | NAICS-22 Non-Cogen | PV | SUN | SUN | DUK | 10283 | 3014 | 2022
solar pv | TRUE | 59819 | N | . | Mohave Electric at Fort Mohave | Mohave Electric Cooperative, Inc. | 21538 | AZ | MTN | WECC |  | 22 | 2 | NAICS-22 Non-Cogen | PV | SUN | SUN | WALC | 32752 | 9599 | 2022
solar pv | TRUE | 59820 | N | . | Hunt Farm Solar | Altus Power America Management, LLC | 60281 | MA | NEW | NPCC |  | 22 | 2 | NAICS-22 Non-Cogen | PV | SUN | SUN | ISNE | 12950 | 3796 | 2022
solar pv | TRUE | 59821 | N | . | 205 Sturbridge A | Altus Power America Management, LLC | 60281 | MA | NEW | NPCC |  | 22 | 2 | NAICS-22 Non-Cogen | PV | SUN | SUN | ISNE | 11986 | 3513 | 2022
solar pv | TRUE | 59822 | N | . | 201 Sturbridge B | Altus Power America Management, LLC | 60281 | MA | NEW | NPCC |  | 22 | 2 | NAICS-22 Non-Cogen | PV | SUN | SUN | ISNE | 9868 | 2892 | 2022
solar pv | TRUE | 59823 | N | . | INDY III | Terraform Arcadia | 63249 | IN | ENC | RFC |  | 22 | 2 | NAICS-22 Non-Cogen | PV | SUN | SUN | MISO | 14009 | 4106 | 2022
solar pv | TRUE | 59824 | N | . | Sweetgum Solar | SRE Utility Solar 1, LLC | 61119 | NC | SAT | SERC |  | 22 | 2 | NAICS-22 Non-Cogen | PV | SUN | SUN | CPLE | 31004 | 9087 | 2022
solar pv | TRUE | 59825 | N | . | South Louisburg Solar | Cypress Creek Renewables | 61060 | NC | SAT | SERC |  | 22 | 2 | NAICS-22 Non-Cogen | PV | SUN | SUN | CPLE | 0 | 0 | 2022
onshore wind | TRUE | 59825 | N | . | South Louisburg Solar | Cypress Creek Renewables | 61060 | NC | SAT | SERC |  | 22 | 2 | NAICS-22 Non-Cogen | WT | WND | WND | CPLE | 34024 | 9972 | 2022
solar pv | TRUE | 59826 | N | . | Sunshine Valley Solar | EDP Renewables North America LLC | 61785 | NV | MTN | WECC |  | 22 | 2 | NAICS-22 Non-Cogen | PV | SUN | SUN | CISO | 797186 | 233642 | 2022
solar pv | TRUE | 59827 | N | . | Playa Solar 1, LLC | EDF Renewable Asset Holdings, Inc. | 57170 | NV | MTN | WECC |  | 22 | 2 | NAICS-22 Non-Cogen | PV | SUN | SUN | NEVP | 713961 | 209250 | 2022
solar pv | TRUE | 59828 | N | . | Balsam | SRE Utility Solar 1, LLC | 61119 | NC | SAT | SERC |  | 22 | 2 | NAICS-22 Non-Cogen | PV | SUN | SUN | CPLE | 29350 | 8602 | 2022
solar pv | TRUE | 59829 | N | . | Hickory | Current Energy Group | 59464 | NC | SAT | SERC |  | 22 | 2 | NAICS-22 Non-Cogen | PV | SUN | SUN | CPLE | 34828 | 10207 | 2022
solar pv | TRUE | 59831 | N | . | Royal Solar | Cypress Creek Renewables | 61060 | NC | SAT | SERC |  | 22 | 2 | NAICS-22 Non-Cogen | PV | SUN | SUN | CPLE | 31358 | 9191 | 2022
solar pv | TRUE | 59832 | N | . | Kinston Solar | Cypress Creek Renewables | 61060 | NC | SAT | SERC |  | 22 | 2 | NAICS-22 Non-Cogen | PV | SUN | SUN | CPLE | 30173 | 8843 | 2022
solar pv | TRUE | 59833 | N | . | Laurinburg Solar | Cypress Creek Renewables | 61060 | NC | SAT | SERC |  | 22 | 2 | NAICS-22 Non-Cogen | PV | SUN | SUN | CPLE | 31705 | 9292 | 2022
solar pv | TRUE | 59834 | N | . | Indy Grocers | Terraform Arcadia | 63249 | IN | ENC | RFC |  | 22 | 2 | NAICS-22 Non-Cogen | PV | SUN | SUN | MISO | 4900 | 1436 | 2022
solar pv | TRUE | 59835 | N | . | Newton Grove | SRE Utility Solar 1, LLC | 61119 | NC | SAT | SERC |  | 22 | 2 | NAICS-22 Non-Cogen | PV | SUN | SUN | CPLE | 9162 | 2685 | 2022
hydro | TRUE | 59836 | N | . | Twin Falls (WI) | Wisconsin Electric Power Co | 20847 | WI | ENC | RFC |  | 22 | 1 | Electric Utility | HY | WAT | HYC | MISO | 141500 | 41471 | 2022
onshore wind | TRUE | 59837 | N | . | Slate Creek Wind Project LLC | EDF Renewable Asset Holdings, Inc. | 57170 | KS | WNC | MRO |  | 22 | 2 | NAICS-22 Non-Cogen | WT | WND | WND | SWPP | 1920884 | 562979 | 2022
onshore wind | TRUE | 59838 | N | . | Milo Wind Project LLC | EDF Renewable Asset Holdings, Inc. | 57170 | NM | MTN | MRO |  | 22 | 2 | NAICS-22 Non-Cogen | WT | WND | WND | SWPP | 671451 | 196791 | 2022
solar pv | TRUE | 59839 | N | . | Spring Hill Road | AES Distributed Energy | 61012 | MA | NEW | NPCC |  | 22 | 2 | NAICS-22 Non-Cogen | PV | SUN | SUN | ISNE | 9780 | 2866 | 2022
solar pv | TRUE | 59840 | N | . | Springbok Solar Farm 2 | 63SU 8me, LLC | 59616 | CA | PACC | WECC |  | 22 | 2 | NAICS-22 Non-Cogen | PV | SUN | SUN | LDWP | 1459390 | 427723 | 2022
solar pv | TRUE | 59841 | N | . | General Motors Corp at White Marsh MD | Luminace Solar Maryland, LLC | 56975 | MD | SAT | RFC |  | 22 | 2 | NAICS-22 Non-Cogen | PV | SUN | SUN | PJM | 0 | 0 | 2022
solar pv | TRUE | 59842 | N | . | CNE at Cambridge MD | Luminace Solar Maryland II, LLC | 58304 | MD | SAT | RFC |  | 22 | 2 | NAICS-22 Non-Cogen | PV | SUN | SUN | PJM | 20473 | 6000 | 2022
solar pv | TRUE | 59843 | N | . | Georgia Power at Wadley GA | Luminace Solar Georgia, LLC | 59617 | GA | SAT | SERC |  | 22 | 2 | NAICS-22 Non-Cogen | PV | SUN | SUN | SEPA | 6085 | 1783 | 2022
solar pv | FALSE | 59844 | N | . | Munich Re Plaza | Munich Reinsurance America, Inc | 59614 | NJ | MAT | RFC |  | 521 | 4 | Commercial NAICS Non-Cogen | PV | SUN | SUN | PJM | 5599 | 1641 | 2022
petroleum | TRUE | 59845 | N | . | New River | Ingenco Renewable Development, LLC | 59452 | VA | SAT | SERC |  | 22 | 2 | NAICS-22 Non-Cogen | IC | DFO | DFO | PJM | 8459 | 774.068 | 2022
biomass | TRUE | 59845 | N | . | New River | Ingenco Renewable Development, LLC | 59452 | VA | SAT | SERC |  | 22 | 2 | NAICS-22 Non-Cogen | IC | LFG | MLG | PJM | 180275 | 16493.932 | 2022
natural gas peaker | FALSE | 59847 | Y | . | Northwest Community Hospital | Northwest Community Hospital | 59626 | IL | ENC | RFC |  | 622 | 5 | Commercial NAICS Cogen | IC | NG | NG | PJM | 16468 | 1448 | 2022
solar pv | TRUE | 59848 | N | . | Pikes Peak Solar Garden 1 LLC CSG | Pikes Peak Solar Garden 1 LLC | 59650 | CO | MTN | WECC |  | 22 | 2 | NAICS-22 Non-Cogen | PV | SUN | SUN | WACM | 17820 | 5223 | 2022
solar pv | TRUE | 59849 | N | . | Adams Community Solar Garden LLC | Adams Community Solar Garden LLC | 59651 | CO | MTN | WECC |  | 22 | 2 | NAICS-22 Non-Cogen | PV | SUN | SUN | PSCO | 9599 | 2813 | 2022
solar pv | TRUE | 59850 | N | . | Adams Community Solar Garden III LLC | Adams Community Solar Garden III LLC | 59652 | CO | MTN | WECC |  | 22 | 2 | NAICS-22 Non-Cogen | PV | SUN | SUN | PSCO | 9707 | 2845 | 2022
solar pv | TRUE | 59851 | N | . | Great Bay Solar 1 | Great Bay Solar I LLC | 59633 | MD | SAT | RFC |  | 22 | 2 | NAICS-22 Non-Cogen | PV | SUN | SUN | PJM | 478680 | 140293 | 2022
solar pv | TRUE | 59852 | N | . | North Star Solar Project | North Star Solar PV LLC | 59634 | MN | WNC | MRO |  | 22 | 2 | NAICS-22 Non-Cogen | PV | SUN | SUN | MISO | 657659 | 192749 | 2022
solar pv | TRUE | 59853 | N | . | Watervliet PV | Indiana Michigan Power Co | 9324 | MI | ENC | RFC |  | 22 | 1 | Electric Utility | PV | SUN | SUN | PJM | 17145 | 5025 | 2022
solar pv | TRUE | 59854 | N | . | OlivePV | Indiana Michigan Power Co | 9324 | IN | ENC | RFC |  | 22 | 1 | Electric Utility | PV | SUN | SUN | PJM | 24826 | 7276 | 2022
solar pv | TRUE | 59855 | N | . | Deer Creek PV | Indiana Michigan Power Co | 9324 | IN | ENC | RFC |  | 22 | 1 | Electric Utility | PV | SUN | SUN | PJM | 10454 | 3064 | 2022
solar pv | TRUE | 59856 | N | . | SoINCPower6, LLC | Duke Energy Renewables Services | 65411 | NC | SAT | SERC |  | 22 | 2 | NAICS-22 Non-Cogen | PV | SUN | SUN | PJM | 37288 | 10929 | 2022
solar pv | TRUE | 59857 | N | . | SoINCPower5, LLC | Duke Energy Renewables Services | 65411 | NC | SAT | SERC |  | 22 | 2 | NAICS-22 Non-Cogen | PV | SUN | SUN | PJM | 31752 | 9306 | 2022
solar pv | TRUE | 59858 | N | . | Johnston Solar | Concord New Energy | 59209 | RI | NEW | NPCC |  | 22 | 2 | NAICS-22 Non-Cogen | PV | SUN | SUN | ISNE | 6332 | 1856 | 2022
natural gas peaker | FALSE | 59860 | Y | . | HP Hood CT | HP Hood LLC | 59636 | VA | SAT | RFC |  | 311 | 7 | Industrial NAICS Cogen | GT | NG | NG | PJM | 416638 | 100130 | 2022
solar pv | TRUE | 59861 | N | . | Twin Branch PV | Indiana Michigan Power Co | 9324 | IN | ENC | RFC |  | 22 | 1 | Electric Utility | PV | SUN | SUN | PJM | 12412 | 3638 | 2022
solar pv | TRUE | 59862 | N | . | Fort Benning Solar Facility | Georgia Power Co | 7140 | GA | SAT | SERC |  | 22 | 1 | Electric Utility | PV | SUN | SUN | SOCO | 180700 | 52960 | 2022
solar pv | TRUE | 59863 | N | . | Fort Gordon Solar Facility | Georgia Power Co | 7140 | GA | SAT | SERC |  | 22 | 1 | Electric Utility | PV | SUN | SUN | SOCO | 194539 | 57016 | 2022
solar pv | TRUE | 59864 | N | . | Kings Bay Solar Facility | Georgia Power Co | 7140 | GA | SAT | SERC |  | 22 | 1 | Electric Utility | PV | SUN | SUN | SOCO | 193860 | 56817 | 2022
solar pv | TRUE | 59865 | N | . | Fort Stewart Solar Facility | Georgia Power Co | 7140 | GA | SAT | SERC |  | 22 | 1 | Electric Utility | PV | SUN | SUN | SOCO | 181568 | 53215 | 2022
solar pv | TRUE | 59866 | N | . | Palmer Solar LLC | Palmer Solar LLC | 59653 | MA | NEW | NPCC |  | 22 | 2 | NAICS-22 Non-Cogen | PV | SUN | SUN | ISNE | 11045 | 3237 | 2022
solar pv | TRUE | 59867 | N | . | Lockheed Martin Solar System | Lockheed Martin Solar System | 59648 | FL | SAT | SERC |  | 22 | 2 | NAICS-22 Non-Cogen | PV | SUN | SUN | FPC | 10012 | 2934 | 2022
solar pv | TRUE | 59868 | N | . | Kingbird A Solar LLC | Arevon Energy, Inc. | 61230 | CA | PACC | WECC |  | 22 | 2 | NAICS-22 Non-Cogen | PV | SUN | SUN | CISO | 192432 | 56399 | 2022
solar pv | TRUE | 59870 | N | . | Little Bear Solar 1, LLC | Longroad Energy Services LLC | 61219 | CA | PACC | WECC |  | 22 | 2 | NAICS-22 Non-Cogen | PV | SUN | SUN | CISO | 278819 | 81717 | 2022
solar pv | FALSE | 59872 | N | . | UC Davis South Campus | Solar Star California XXXII, LLC | 59660 | CA | PACC | WECC |  | 92 | 4 | Commercial NAICS Non-Cogen | PV | SUN | SUN | CISO | 85204 | 24972 | 2022
solar pv | TRUE | 59873 | N | . | Lowell Solar Landfill | Heliovaas LLC | 59286 | MA | NEW | NPCC |  | 22 | 2 | NAICS-22 Non-Cogen | PV | SUN | SUN | ISNE | 4309 | 1263 | 2022
solar pv | TRUE | 59874 | N | . | Richland Solar Center | Onward Energy | 60453 | GA | SAT | SERC |  | 22 | 2 | NAICS-22 Non-Cogen | PV | SUN | SUN | SEPA | 142841 | 41864 | 2022
solar pv | TRUE | 59875 | N | . | Marshall Solar Energy Project | Marshall Solar Energy Project | 59973 | MN | WNC | MRO |  | 22 | 2 | NAICS-22 Non-Cogen | PV | SUN | SUN | MISO | 345323 | 101208 | 2022
solar pv | TRUE | 59876 | N | . | Marine Corps Logistics Base Solar | Georgia Power Co | 7140 | GA | SAT | SERC |  | 22 | 1 | Electric Utility | PV | SUN | SUN | SOCO | 188155 | 55145 | 2022
other | FALSE | 59877 | Y | . | Riverside RWQCP Fuel Cell | Riverside Fuel Cell, LLC | 59662 | CA | PACC | WECC |  | 22132 | 5 | Commercial NAICS Cogen | FC | NG | NG | CISO | 32488 | 3814.194 | 2022
biomass | FALSE | 59877 | Y | . | Riverside RWQCP Fuel Cell | Riverside Fuel Cell, LLC | 59662 | CA | PACC | WECC |  | 22132 | 5 | Commercial NAICS Cogen | FC | OBG | ORW | CISO | 58768 | 6899.806 | 2022
solar pv | TRUE | 59878 | N | . | Windhub Solar A LLC | EDP Renewables North America LLC | 61785 | CA | PACC | WECC |  | 22 | 2 | NAICS-22 Non-Cogen | PV | SUN | SUN | CISO | 152868 | 44803 | 2022
solar pv | TRUE | 59879 | N | . | North Rosamond Solar LLC | North Rosamond Solar, LLC | 61943 | CA | PACC | WECC |  | 22 | 2 | NAICS-22 Non-Cogen | PV | SUN | SUN | CISO | 1110927 | 325594 | 2022
solar pv | TRUE | 59880 | N | . | Kings Park Solar I | DG LF Solar, LLC | 62710 | NY | MAT | NPCC |  | 22 | 2 | NAICS-22 Non-Cogen | PV | SUN | SUN | NYIS | 11376 | 3334 | 2022
solar pv | TRUE | 59881 | N | . | Kings Park Solar II | DG LF Solar, LLC | 62710 | NY | MAT | NPCC |  | 22 | 2 | NAICS-22 Non-Cogen | PV | SUN | SUN | NYIS | 11373 | 3333 | 2022
petroleum | TRUE | 59882 | N | . | Exelon West Medway II LLC | Constellation Power, Inc | 6035 | MA | NEW | NPCC |  | 22 | 2 | NAICS-22 Non-Cogen | GT | DFO | DFO | ISNE | 0 | 0 | 2022
petroleum | TRUE | 59882 | N | . | Exelon West Medway II LLC | Constellation Power, Inc | 6035 | MA | NEW | NPCC |  | 22 | 2 | NAICS-22 Non-Cogen | GT | KER | WOO | ISNE | 163089 | 15728.211 | 2022
natural gas peaker | TRUE | 59882 | N | . | Exelon West Medway II LLC | Constellation Power, Inc | 6035 | MA | NEW | NPCC |  | 22 | 2 | NAICS-22 Non-Cogen | GT | NG | NG | ISNE | 2184915 | 216473.79 | 2022
solar pv | TRUE | 59887 | N | . | Beaufort Solar, LLC | Capital Power Corporation | 59365 | NC | SAT | SERC |  | 22 | 2 | NAICS-22 Non-Cogen | PV | SUN | SUN | CPLE | 96942 | 28412 | 2022
onshore wind | TRUE | 59888 | N | . | Bloom Wind | CP Bloom Wind LLC | 64781 | KS | WNC | MRO |  | 22 | 2 | NAICS-22 Non-Cogen | WT | WND | WND | SWPP | 2338741 | 685446 | 2022
solar pv | TRUE | 59891 | N | . | Butler Solar Farm 20 | Southern Power Co | 17650 | GA | SAT | SERC |  | 22 | 2 | NAICS-22 Non-Cogen | PV | SUN | SUN | SOCO | 139555 | 40901 | 2022
solar pv | TRUE | 59894 | N | . | Pawpaw Solar Plant | Southern Power Co | 17650 | GA | SAT | SERC |  | 22 | 2 | NAICS-22 Non-Cogen | PV | SUN | SUN | SOCO | 226387 | 66350 | 2022
solar pv | TRUE | 59896 | N | . | Butler Solar Project 103 | Southern Power Co | 17650 | GA | SAT | SERC |  | 22 | 2 | NAICS-22 Non-Cogen | PV | SUN | SUN | SOCO | 749475 | 219658 | 2022
solar pv | TRUE | 59897 | N | . | Taylor County Solar | Southern Power Co | 17650 | GA | SAT | SERC |  | 22 | 2 | NAICS-22 Non-Cogen | PV | SUN | SUN | SOCO | 897151 | 262940 | 2022
solar pv | TRUE | 59898 | N | . | SunEnergy1-Scotland Neck, LLC | SunEnergy1-Scotland Neck, LLC | 59672 | NC | SAT | SERC |  | 22 | 2 | NAICS-22 Non-Cogen | PV | SUN | SUN | PJM | 18980 | 5563 | 2022
solar pv | TRUE | 59899 | N | . | Choco Solar, LLC | Choco Solar LLC | 59673 | NC | SAT | SERC |  | 22 | 2 | NAICS-22 Non-Cogen | PV | SUN | SUN | CPLE | 28921 | 8476 | 2022
solar pv | TRUE | 59900 | N | . | Corcoran Solar 3 | Consolidated Edison Development Inc. | 56769 | CA | PACC | WECC |  | 22 | 2 | NAICS-22 Non-Cogen | PV | SUN | SUN | CISO | 180075 | 52777 | 2022
solar pv | TRUE | 59901 | N | . | Albertson Solar LLC | Albertson Solar LLC | 59674 | NC | SAT | SERC |  | 22 | 2 | NAICS-22 Non-Cogen | PV | SUN | SUN | CPLE | 23294 | 6827 | 2022
onshore wind | TRUE | 59902 | N | . | Cardinal Point Wind | Cardinal Point LLC | 64782 | IL | ENC | MRO |  | 22 | 2 | NAICS-22 Non-Cogen | WT | WND | WND | MISO | 2114322 | 619673 | 2022
onshore wind | TRUE | 59903 | N | . | New Frontier Wind | Meadowlark Wind I LLC | 64799 | ND | WNC | MRO |  | 22 | 2 | NAICS-22 Non-Cogen | WT | WND | WND | MISO | 1493207 | 437634 | 2022
solar pv | TRUE | 59904 | N | . | Western Branch High School | Virginia Electric & Power Co | 19876 | VA | SAT | SERC |  | 22 | 1 | Electric Utility | PV | SUN | SUN | PJM | 2760 | 809 | 2022
solar pv | TRUE | 59905 | N | . | Merck | Virginia Electric & Power Co | 19876 | VA | SAT | SERC |  | 22 | 1 | Electric Utility | PV | SUN | SUN | PJM | 2142 | 628 | 2022
natural gas combined cycle | TRUE | 59906 | N | . | Moxie Freedom Generation Plant | Moxie Freedom LLC | 59675 | PA | MAT | RFC |  | 22 | 2 | NAICS-22 Non-Cogen | CS | NG | NG | PJM | 29034849 | 4453231 | 2022
solar pv | TRUE | 59908 | N | . | Mount Olive Solar | AES Distributed Energy | 61012 | NC | SAT | SERC |  | 22 | 2 | NAICS-22 Non-Cogen | PV | SUN | SUN | CPLE | 11609 | 3402 | 2022
solar pv | TRUE | 59910 | N | . | KDC Solar PR1, LLC | KDC Solar PR1, LLC | 59678 | NJ | MAT | RFC |  | 22 | 2 | NAICS-22 Non-Cogen | PV | SUN | SUN | PJM | 102994 | 30186 | 2022
solar pv | TRUE | 59911 | N | . | Philip Morris | Virginia Electric & Power Co | 19876 | VA | SAT | SERC |  | 22 | 1 | Electric Utility | PV | SUN | SUN | PJM | 8256 | 2419 | 2022
solar pv | TRUE | 59912 | N | . | Freemont Solar Center LLC | Heelstone Energy Holdings, LLC | 59462 | NC | SAT | SERC |  | 22 | 2 | NAICS-22 Non-Cogen | PV | SUN | SUN | DUK | 27627 | 8097 | 2022
natural gas combined cycle | TRUE | 59913 | N | . | Greensville County Power Station | Virginia Electric & Power Co | 19876 | VA | SAT | SERC |  | 22 | 1 | Electric Utility | CA | NG | NG | PJM | 0 | 0 | 2022
natural gas combined cycle | TRUE | 59913 | N | . | Greensville County Power Station | Virginia Electric & Power Co | 19876 | VA | SAT | SERC |  | 22 | 1 | Electric Utility | CT | NG | NG | PJM | 72537234 | 11145392 | 2022
solar pv | TRUE | 59914 | N | . | Crestwood Solar Center LLC | SRE Utility Solar 1, LLC | 61119 | NC | SAT | SERC |  | 22 | 2 | NAICS-22 Non-Cogen | PV | SUN | SUN | CPLE | 30414 | 8914 | 2022
solar pv | TRUE | 59915 | N | . | Oro Loma | Consolidated Edison Development Inc. | 56769 | CA | PACC | WECC |  | 22 | 2 | NAICS-22 Non-Cogen | PV | SUN | SUN | CISO | 180674 | 52952 | 2022
solar pv | TRUE | 59916 | N | . | SunE- E Philadelphia Ontario | SunEdison LLC | 59139 | CA | PACC | WECC |  | 22 | 2 | NAICS-22 Non-Cogen | PV | SUN | SUN | CISO | 5456 | 1599 | 2022
solar pv | TRUE | 59917 | N | . | Pollocksville Solar | Cypress Creek Renewables | 61060 | NC | SAT | SERC |  | 22 | 2 | NAICS-22 Non-Cogen | PV | SUN | SUN | CPLE | 30073 | 8814 | 2022
solar pv | TRUE | 59919 | N | . | Nellis Solar PV II | Nevada Power Co | 13407 | NV | MTN | WECC |  | 22 | 1 | Electric Utility | PV | SUN | SUN | NEVP | 133412 | 39101 | 2022
solar pv | TRUE | 59921 | N | . | Lillington Solar | Lillington Solar LLC | 59680 | NC | SAT | SERC |  | 22 | 2 | NAICS-22 Non-Cogen | PV | SUN | SUN | CPLE | 33029 | 9681 | 2022
solar pv | FALSE | 59922 | N | . | South Campus Solar | JPMorgan Chase Bank | 59685 | DE | SAT | RFC |  | 55 | 4 | Commercial NAICS Non-Cogen | PV | SUN | SUN | PJM | 9121 | 2673 | 2022
natural gas peaker | TRUE | 59926 | N | . | Alpine Power Plant | Wolverine Power Supply Coop | 20910 | MI | ENC | RFC |  | 22 | 1 | Electric Utility | GT | NG | NG | MISO | 10295956 | 924316 | 2022
solar pv | TRUE | 59927 | N | . | Hunt Road Solar | Citizens Enterprises Corporation | 58871 | MA | NEW | NPCC |  | 22 | 2 | NAICS-22 Non-Cogen | PV | SUN | SUN | ISNE | 27091 | 7940 | 2022
solar pv | TRUE | 59928 | N | . | Vance Solar Farm, LLC | Cypress Creek Renewables | 61060 | NC | SAT | SERC |  | 22 | 2 | NAICS-22 Non-Cogen | PV | SUN | SUN | DUK | 30496 | 8938 | 2022
solar pv | TRUE | 59929 | N | . | Cline Solar Farm, LLC | Cline Solar, LLC | 60990 | NC | SAT | SERC |  | 22 | 2 | NAICS-22 Non-Cogen | PV | SUN | SUN | DUK | 27661 | 8107 | 2022
solar pv | TRUE | 59930 | N | . | BG Stewart Solar Farm, LLC | Cypress Creek Renewables | 61060 | NC | SAT | SERC |  | 22 | 2 | NAICS-22 Non-Cogen | PV | SUN | SUN | DUK | 29521 | 8652 | 2022
biomass | TRUE | 59931 | Y | . | FCPC Renewable Generation | FCPC Renewable Generation, LLC | 59688 | WI | ENC | RFC |  | 22 | 3 | NAICS-22 Cogen | IC | OBG | ORW | MISO | 0 | 0 | 2022
solar pv | TRUE | 59932 | N | . | Fiddler's Canyon 3 | SunE Solar XVII Project 3, LLC | 59695 | UT | MTN | WECC |  | 22 | 2 | NAICS-22 Non-Cogen | PV | SUN | SUN | PACE | 23890 | 7002 | 2022
solar pv | TRUE | 59934 | N | . | Soluga Farms IV | Soluga Solar, LLC | 64280 | NC | SAT | SERC |  | 22 | 2 | NAICS-22 Non-Cogen | PV | SUN | SUN | SEPA | 22050 | 6462 | 2022
solar pv | TRUE | 59936 | N | . | Meadowbrook Solar Farm | Cypress Creek Renewables | 61060 | NC | SAT | SERC |  | 22 | 2 | NAICS-22 Non-Cogen | PV | SUN | SUN | DUK | 32485 | 9521 | 2022
solar pv | TRUE | 59937 | N | . | Coats Solar Farm, LLC | Cypress Creek Renewables | 61060 | NC | SAT | SERC |  | 22 | 2 | NAICS-22 Non-Cogen | PV | SUN | SUN | DUK | 32721 | 9590 | 2022
natural gas peaker | TRUE | 59938 | N | . | Sky Global Power One | Sky Global Power One Pledgor, LLC | 59698 | TX | WSC | TRE |  | 22 | 2 | NAICS-22 Non-Cogen | IC | NG | NG | ERCO | 944879 | 100550.94 | 2022
other | TRUE | 59939 | N | . | RE Tranquillity | Southern Power Co | 17650 | CA | PACC | WECC |  | 22 | 2 | NAICS-22 Non-Cogen | BA | MWH | OTH | CISO | 0 | -10175 | 2022
solar pv | TRUE | 59939 | N | . | RE Tranquillity | Southern Power Co | 17650 | CA | PACC | WECC |  | 22 | 2 | NAICS-22 Non-Cogen | PV | SUN | SUN | CISO | 1484534 | 435092 | 2022
solar pv | TRUE | 59940 | N | . | Great Valley Solar Portfolio Holdings, LLC | Consolidated Edison Development Inc. | 56769 | CA | PACC | WECC |  | 22 | 2 | NAICS-22 Non-Cogen | PV | SUN | SUN | CISO | 1841824 | 539808 | 2022
solar pv | TRUE | 59941 | N | . | Iron Springs Solar, LLC | Clearway Renewable Operation & Maintenance LLC | 64629 | UT | MTN | WECC |  | 22 | 2 | NAICS-22 Non-Cogen | PV | SUN | SUN | PACE | 707156 | 207255 | 2022
solar pv | TRUE | 59942 | N | . | Morgan Lancaster 1 | Terraform Arcadia | 63249 | CA | PACC | WECC |  | 22 | 2 | NAICS-22 Non-Cogen | PV | SUN | SUN | CISO | 8018 | 2350 | 2022
onshore wind | TRUE | 59943 | N | . | Rattlesnake Den | SunEdison LLC | 59139 | TX | WSC | TRE |  | 22 | 2 | NAICS-22 Non-Cogen | WT | WND | WND | ERCO | 2190126 | 641889 | 2022
solar pv | TRUE | 59944 | N | . | Conetoe II Solar, LLC | Duke Energy Renewables Services | 65411 | NC | SAT | SERC |  | 22 | 2 | NAICS-22 Non-Cogen | PV | SUN | SUN | PJM | 556149 | 162998 | 2022
solar pv | TRUE | 59945 | N | . | Granite Mountain Solar West, LLC | Clearway Renewable Operation & Maintenance LLC | 64629 | UT | MTN | WECC |  | 22 | 2 | NAICS-22 Non-Cogen | PV | SUN | SUN | PACE | 377565 | 110658 | 2022
solar pv | TRUE | 59946 | N | . | Granite Mountain Solar East, LLC | Clearway Renewable Operation & Maintenance LLC | 64629 | UT | MTN | WECC |  | 22 | 2 | NAICS-22 Non-Cogen | PV | SUN | SUN | PACE | 694445 | 203530 | 2022
solar pv | TRUE | 59947 | N | . | SR Camden | SR Camden, LLC | 59710 | AR | WSC | SERC |  | 22 | 2 | NAICS-22 Non-Cogen | PV | SUN | SUN | SPA | 86399 | 25322 | 2022
solar pv | TRUE | 59948 | N | . | Bakersfield 111 | Bakersfield 111 LLC | 59711 | CA | PACC | WECC |  | 22 | 2 | NAICS-22 Non-Cogen | PV | SUN | SUN | PACW | 2111 | 619 | 2022
other | TRUE | 59949 | N | . | AES Warrior Run Energy Storage Project | AES Tait LLC | 59712 | MD | SAT | RFC |  | 22 | 2 | NAICS-22 Non-Cogen | BA | MWH | OTH | PJM | 0 | -2375 | 2022
solar pv | TRUE | 59950 | N | . | Yadkinville Solar | Oppidum Renewables USA, LLC | 63026 | NC | SAT | SERC |  | 22 | 2 | NAICS-22 Non-Cogen | PV | SUN | SUN | DUK | 22739 | 6664 | 2022
solar pv | TRUE | 59951 | N | . | Five Forks Solar | Five Forks Solar | 61857 | NC | SAT | RFC |  | 22 | 2 | NAICS-22 Non-Cogen | PV | SUN | SUN | PJM | 131701 | 38599 | 2022
biomass | TRUE | 59952 | N | . | Potrero Hills Energy Producers | Potrero Hills Energy Producers, LLC | 59713 | CA | PACC | WECC |  | 22 | 2 | NAICS-22 Non-Cogen | IC | LFG | MLG | CISO | 613485 | 62437 | 2022
onshore wind | TRUE | 59953 | N | . | Antrim Wind | Antrim Wind Energy LLC | 59714 | NH | NEW | NPCC |  | 22 | 2 | NAICS-22 Non-Cogen | WT | WND | WND | ISNE | 282468 | 82787 | 2022
solar pv | TRUE | 59954 | N | . | Osceola Solar Facility | Duke Energy Florida, LLC | 6455 | FL | SAT | SERC |  | 22 | 1 | Electric Utility | PV | SUN | SUN | FPC | 20596 | 6036 | 2022
solar pv | TRUE | 59955 | N | . | ESA Smithfield | SRE Utility Solar 1, LLC | 61119 | NC | SAT | SERC |  | 22 | 2 | NAICS-22 Non-Cogen | PV | SUN | SUN | CPLE | 10299 | 3018 | 2022
solar pv | TRUE | 59956 | N | . | ESA Selma | SRE Utility Solar 1, LLC | 61119 | NC | SAT | SERC |  | 22 | 2 | NAICS-22 Non-Cogen | PV | SUN | SUN | CPLE | 8998 | 2637 | 2022
other | TRUE | 59957 | N | . | Grand Ridge Battery Projects | Invenergy Services LLC | 49893 | IL | ENC | RFC |  | 22 | 2 | NAICS-22 Non-Cogen | BA | MWH | OTH | PJM | 0 | -1328 | 2022
solar pv | TRUE | 59958 | N | . | Milford 2 | SunE DB24 LLC | 59716 | UT | MTN | WECC |  | 22 | 2 | NAICS-22 Non-Cogen | PV | SUN | SUN | PACE | 20846 | 6110 | 2022
other | TRUE | 59959 | N | . | Elwood Energy Storage Center | West Chicago Battery Storage LLC | 59718 | IL | ENC | RFC |  | 22 | 2 | NAICS-22 Non-Cogen | BA | MWH | OTH | PJM | 0 | 0 | 2022
other | TRUE | 59960 | N | . | Jake Energy Storage Center | Joliet Battery Storage LLC | 59717 | IL | ENC | RFC |  | 22 | 2 | NAICS-22 Non-Cogen | BA | MWH | OTH | PJM | 0 | 0 | 2022
solar pv | TRUE | 59961 | N | . | Western Antelope Blue Sky B | AES Distributed Energy | 61012 | CA | PACC | WECC |  | 22 | 2 | NAICS-22 Non-Cogen | PV | SUN | SUN | CISO | 184074 | 53949 | 2022
solar pv | TRUE | 59962 | N | . | North Lancaster Ranch | AES Distributed Energy | 61012 | CA | PACC | WECC |  | 22 | 2 | NAICS-22 Non-Cogen | PV | SUN | SUN | CISO | 95540 | 28001 | 2022
solar pv | TRUE | 59963 | N | . | Central Antelope Dry Ranch C | AES Distributed Energy | 61012 | CA | PACC | WECC |  | 22 | 2 | NAICS-22 Non-Cogen | PV | SUN | SUN | CISO | 103316 | 30280 | 2022
solar pv | TRUE | 59964 | N | . | Elevation Solar C | AES Distributed Energy | 61012 | CA | PACC | WECC |  | 22 | 2 | NAICS-22 Non-Cogen | PV | SUN | SUN | CISO | 371263 | 108811 | 2022
onshore wind | TRUE | 59965 | N | . | Latigo Wind Park | AES Distributed Energy | 61012 | UT | MTN | WECC |  | 22 | 2 | NAICS-22 Non-Cogen | WT | WND | WND | PACE | 532105 | 155951 | 2022
solar pv | TRUE | 59966 | N | . | Camp Lejeune Solar and Energy Storage | Duke Energy Progress - (NC) | 3046 | NC | SAT | SERC |  | 22 | 1 | Electric Utility | PV | SUN | SUN | DUK | 61161 | 17925 | 2022
other | FALSE | 59967 | Y | . | Pepperidge Farm Bloomfield | Pepperidge Farm, Inc.- Bloomfield | 59724 | CT | NEW | NPCC |  | 311 | 7 | Industrial NAICS Cogen | FC | NG | NG | ISNE | 76424 | 14413.41 | 2022
onshore wind | TRUE | 59968 | N | . | Desert Wind Farm, LLC | Avangrid Renewables LLC | 15399 | NC | SAT | SERC |  | 22 | 2 | NAICS-22 Non-Cogen | WT | WND | WND | PJM | 1831505 | 536783 | 2022
onshore wind | TRUE | 59972 | N | . | Bearkat | Bearkat Wind Energy 1, LLC | 63428 | TX | WSC | TRE |  | 22 | 2 | NAICS-22 Non-Cogen | WT | WND | WND | ERCO | 2091444 | 612967 | 2022
solar pv | TRUE | 59973 | N | . | Walt Disney World Solar Facility | Duke Energy Florida Solar Solutions | 60054 | FL | SAT | SERC |  | 22 | 2 | NAICS-22 Non-Cogen | PV | SUN | SUN | FPC | 27694 | 8116 | 2022
onshore wind | TRUE | 59974 | N | . | Golden West Power Partners LLC | Golden West Power Partners, LLC | 59729 | CO | MTN | WECC |  | 22 | 2 | NAICS-22 Non-Cogen | WT | WND | WND | PSCO | 2881489 | 844516 | 2022
onshore wind | TRUE | 59975 | N | . | Carousel Wind Farm LLC | Carousel Wind Farm, LLC | 59730 | CO | MTN | WECC |  | 22 | 2 | NAICS-22 Non-Cogen | WT | WND | WND | PSCO | 2136143 | 626068 | 2022
solar pv | TRUE | 59976 | N | . | RE Astoria | RE Astoria LLC | 59727 | CA | PACC | WECC |  | 22 | 2 | NAICS-22 Non-Cogen | PV | SUN | SUN | CISO | 991346 | 290547 | 2022
solar pv | TRUE | 59977 | N | . | RE Astoria 2 | RE Astoria 2 LLC | 59728 | CA | PACC | WECC |  | 22 | 2 | NAICS-22 Non-Cogen | PV | SUN | SUN | CISO | 792373 | 232231 | 2022
solar pv | TRUE | 59978 | N | . | Adapture CA2, LLC | Adapture Renewables, Inc. | 60496 | CA | PACC | WECC |  | 22 | 2 | NAICS-22 Non-Cogen | PV | SUN | SUN | PACW | 12100 | 3546 | 2022
solar pv | TRUE | 59979 | N | . | Columbia Solar Energy, LLC | Columbia Solar Energy LLC | 59736 | CA | PACC | WECC |  | 22 | 2 | NAICS-22 Non-Cogen | PV | SUN | SUN | CISO | 79942 | 23430 | 2022
solar pv | TRUE | 59980 | N | . | Mashpee Landfill Solar | Nautilus Solar Solutions | 61227 | MA | NEW | NPCC |  | 22 | 2 | NAICS-22 Non-Cogen | PV | SUN | SUN | ISNE | 8047 | 2359 | 2022
solar pv | TRUE | 59981 | N | . | New Castle Solar RES | Hoosier Energy R E C, Inc | 9267 | IN | ENC | RFC |  | 22 | 1 | Electric Utility | PV | SUN | SUN | MISO | 5057 | 1482 | 2022
solar pv | TRUE | 59982 | N | . | Scotland Solar RES | Hoosier Energy R E C, Inc | 9267 | IN | ENC | RFC |  | 22 | 1 | Electric Utility | PV | SUN | SUN | MISO | 4618 | 1354 | 2022
solar pv | TRUE | 59983 | N | . | New Haven Solar RES | Hoosier Energy R E C, Inc | 9267 | IN | ENC | RFC |  | 22 | 1 | Electric Utility | PV | SUN | SUN | MISO | 6702 | 1964 | 2022
solar pv | TRUE | 59984 | N | . | Lanesville Solar RES | Hoosier Energy R E C, Inc | 9267 | IN | ENC | RFC |  | 22 | 1 | Electric Utility | PV | SUN | SUN | MISO | 2566 | 752 | 2022
solar pv | TRUE | 59985 | N | . | Ellettsville Solar RES | Hoosier Energy R E C, Inc | 9267 | IN | ENC | RFC |  | 22 | 1 | Electric Utility | PV | SUN | SUN | MISO | 5841 | 1712 | 2022
solar pv | TRUE | 59986 | N | . | Henryville Solar RES | Hoosier Energy R E C, Inc | 9267 | IN | ENC | RFC |  | 22 | 1 | Electric Utility | PV | SUN | SUN | MISO | 5165 | 1514 | 2022
solar pv | TRUE | 59987 | N | . | Spring Mill Solar RES | Hoosier Energy R E C, Inc | 9267 | IN | ENC | RFC |  | 22 | 1 | Electric Utility | PV | SUN | SUN | MISO | 5015 | 1470 | 2022
solar pv | TRUE | 59988 | N | . | Decatur Co. Solar RES (IN) | Hoosier Energy R E C, Inc | 9267 | IN | ENC | RFC |  | 22 | 1 | Electric Utility | PV | SUN | SUN | MISO | 5690 | 1668 | 2022
solar pv | TRUE | 59989 | N | . | Jackson Co. Solar RES | Hoosier Energy R E C, Inc | 9267 | IN | ENC | RFC |  | 22 | 1 | Electric Utility | PV | SUN | SUN | MISO | 6270 | 1838 | 2022
solar pv | TRUE | 59990 | N | . | Johnson Co. Solar RES | Hoosier Energy R E C, Inc | 9267 | IN | ENC | RFC |  | 22 | 1 | Electric Utility | PV | SUN | SUN | MISO | 5968 | 1749 | 2022
other | TRUE | 59993 | N | . | Babcock Solar Energy Center Hybrid | Florida Power & Light Co | 6452 | FL | SAT | SERC |  | 22 | 1 | Electric Utility | BA | MWH | OTH | FPL | 0 | -1661 | 2022
solar pv | TRUE | 59993 | N | . | Babcock Solar Energy Center Hybrid | Florida Power & Light Co | 6452 | FL | SAT | SERC |  | 22 | 1 | Electric Utility | PV | SUN | SUN | FPL | 528950 | 155026 | 2022
solar pv | TRUE | 59994 | N | . | RE Roserock | Southern Power Co | 17650 | TX | WSC | TRE |  | 22 | 2 | NAICS-22 Non-Cogen | PV | SUN | SUN | ERCO | 1254045 | 367539 | 2022
solar pv | TRUE | 59996 | N | . | Boykin PV1 | Ecoplexus, Inc | 58970 | NC | SAT | SERC |  | 22 | 2 | NAICS-22 Non-Cogen | PV | SUN | SUN | DUK | 97794 | 28662 | 2022
solar pv | TRUE | 59997 | N | . | High Shoals PV1 | Pine Gate Renewables | 61298 | NC | SAT | SERC |  | 22 | 2 | NAICS-22 Non-Cogen | PV | SUN | SUN | DUK | 73051 | 21410 | 2022
solar pv | TRUE | 59999 | N | . | Ouchchy PV1 | Ecoplexus, Inc | 58970 | NC | SAT | SERC |  | 22 | 2 | NAICS-22 Non-Cogen | PV | SUN | SUN | DUK | 17685 | 5183 | 2022
solar pv | TRUE | 60000 | N | . | Turkey Creek PV1 | Fresh Air Energy XXXV, LLC | 60507 | NC | SAT | SERC |  | 22 | 2 | NAICS-22 Non-Cogen | PV | SUN | SUN | DUK | 76023 | 22281 | 2022
solar pv | TRUE | 60001 | N | . | Vaughn Creek PV1 | Ecoplexus, Inc | 58970 | NC | SAT | SERC |  | 22 | 2 | NAICS-22 Non-Cogen | PV | SUN | SUN | DUK | 143597 | 42086 | 2022
solar pv | TRUE | 60004 | N | . | Clarkstown Landfill Solar Facility | Clarkstown Solar LLC | 60790 | NY | MAT | NPCC |  | 22 | 2 | NAICS-22 Non-Cogen | PV | SUN | SUN | NYIS | 9823 | 2879 | 2022
solar pv | TRUE | 60005 | N | . | Daytona International Speedway Solar | Florida Power & Light Co | 6452 | FL | SAT | SERC |  | 22 | 1 | Electric Utility | PV | SUN | SUN | FPL | 4743 | 1390 | 2022
solar pv | TRUE | 60006 | N | . | FIU Solar | Florida Power & Light Co | 6452 | FL | SAT | SERC |  | 22 | 1 | Electric Utility | PV | SUN | SUN | FPL | 2983 | 874 | 2022
solar pv | TRUE | 60007 | N | . | Morelos del Sol | Southern Power Co | 17650 | CA | PACC | WECC |  | 22 | 2 | NAICS-22 Non-Cogen | PV | SUN | SUN | CISO | 116866 | 34251 | 2022
solar pv | TRUE | 60008 | N | . | Hooper Solar | Solar Star Colorado III, LLC | 59744 | CO | MTN | WECC |  | 22 | 2 | NAICS-22 Non-Cogen | PV | SUN | SUN | PSCO | 356149 | 104381 | 2022
solar pv | TRUE | 60009 | N | . | Murphy Flat Solar | Murphy Flat Power, LLC | 59755 | ID | MTN | WECC |  | 22 | 2 | NAICS-22 Non-Cogen | PV | SUN | SUN | IPCO | 129469 | 37945 | 2022
solar pv | TRUE | 60010 | N | . | Orchard Ranch Solar | Orchard Ranch Solar, LLC | 59756 | ID | MTN | WECC |  | 22 | 2 | NAICS-22 Non-Cogen | PV | SUN | SUN | IPCO | 152751 | 44769 | 2022
solar pv | TRUE | 60011 | N | . | American Falls Solar | American Falls Solar LLC | 59757 | ID | MTN | WECC |  | 22 | 2 | NAICS-22 Non-Cogen | PV | SUN | SUN | IPCO | 139199 | 40797 | 2022
solar pv | TRUE | 60012 | N | . | American Falls Solar II | American Falls Solar II, LLC | 59758 | ID | MTN | WECC |  | 22 | 2 | NAICS-22 Non-Cogen | PV | SUN | SUN | IPCO | 146956 | 43071 | 2022
onshore wind | TRUE | 60013 | N | . | Grant Wind, LLC | Southern Power Co | 17650 | OK | WSC | MRO |  | 22 | 2 | NAICS-22 Non-Cogen | WT | WND | WND | SWPP | 2072907 | 607534 | 2022
other | TRUE | 60014 | N | . | Manatee Solar Energy Center | Florida Power & Light Co | 6452 | FL | SAT | SERC |  | 22 | 1 | Electric Utility | BA | MWH | OTH | FPL | 0 | -32261 | 2022
solar pv | TRUE | 60014 | N | . | Manatee Solar Energy Center | Florida Power & Light Co | 6452 | FL | SAT | SERC |  | 22 | 1 | Electric Utility | PV | SUN | SUN | FPL | 330399 | 96835 | 2022
onshore wind | FALSE | 60015 | N | . | Findlay Wind Farm | Findlay Wind Farm | 59760 | OH | ENC | RFC |  | 326 | 6 | Industrial NAICS Non-Cogen | WT | WND | WND | PJM | 28390 | 8321 | 2022
other | TRUE | 60016 | N | . | MESA 1 | PUD 1 of Snohomish County | 17470 | WA | PACC | WECC |  | 22 | 1 | Electric Utility | BA | MWH | OTH | BPAT | 0 | -1 | 2022
solar pv | TRUE | 60017 | N | . | Domino Farms Solar | DTE Electric Company | 5109 | MI | ENC | RFC |  | 22 | 1 | Electric Utility | PV | SUN | SUN | MISO | 4701 | 1378 | 2022
solar pv | TRUE | 60019 | N | . | Greenwood Solar Farm | DTE Electric Company | 5109 | MI | ENC | RFC |  | 22 | 1 | Electric Utility | PV | SUN | SUN | MISO | 7714 | 2261 | 2022
solar pv | TRUE | 60022 | N | . | Oxford | CVI CleanCapital Solar 6 | 63621 | MA | NEW | NPCC |  | 22 | 2 | NAICS-22 Non-Cogen | PV | SUN | SUN | ISNE | 14265 | 4181 | 2022
solar pv | TRUE | 60023 | N | . | SR Jenkins Ft Lupton | SR Jenkins, LLC | 59766 | CO | MTN | WECC |  | 22 | 2 | NAICS-22 Non-Cogen | PV | SUN | SUN | PSCO | 108342 | 31753 | 2022
solar pv | TRUE | 60024 | N | . | Waipio Solar | Waipio PV, LLC | 59764 | HI | PACN |  |  | 22 | 2 | NAICS-22 Non-Cogen | PV | SUN | SUN | HECO | 316047 | 92628 | 2022
natural gas peaker | TRUE | 60025 | Y | . | Eight Flags Energy | Eight Flags Energy LLC | 59765 | FL | SAT | SERC |  | 22 | 3 | NAICS-22 Cogen | GT | NG | NG | JEA | 1633920 | 147144 | 2022
solar pv | TRUE | 60026 | N | . | Little Rock Pham Solar | Terraform Arcadia | 63249 | CA | PACC | WECC |  | 22 | 2 | NAICS-22 Non-Cogen | PV | SUN | SUN | LDWP | 28855 | 8457 | 2022
solar pv | TRUE | 60027 | N | . | Adera Solar | AES Distributed Energy | 61012 | CA | PACC | WECC |  | 22 | 2 | NAICS-22 Non-Cogen | PV | SUN | SUN | CISO | 89971 | 26369 | 2022
solar pv | TRUE | 60029 | N | . | CES VMT Solar | Consolidated Edison Solutions Inc. | 57365 | MD | SAT | RFC |  | 22 | 2 | NAICS-22 Non-Cogen | PV | SUN | SUN | PJM | 4767 | 1397 | 2022
solar pv | TRUE | 60030 | N | . | Pecan Solar | Dominion Renewable Energy | 58468 | NC | SAT | SERC |  | 22 | 2 | NAICS-22 Non-Cogen | PV | SUN | SUN | PJM | 502652 | 147319 | 2022
solar pv | TRUE | 60032 | N | . | SunE Rochester | SunE Solar XVI Lessor, LLC | 59773 | CA | PACC | WECC |  | 22 | 2 | NAICS-22 Non-Cogen | PV | SUN | SUN | CISO | 4512 | 1322 | 2022
solar pv | TRUE | 60033 | N | . | CA Flats Solar 130, LLC | California Flats Solar 130, LLC | 61423 | CA | PACC | WECC |  | 22 | 2 | NAICS-22 Non-Cogen | PV | SUN | SUN | CISO | 1011356 | 296411 | 2022
solar pv | TRUE | 60034 | N | . | CA Flats Solar 150, LLC | Arevon Energy, Inc. | 61230 | CA | PACC | WECC |  | 22 | 2 | NAICS-22 Non-Cogen | PV | SUN | SUN | CISO | 1173796 | 344020 | 2022
solar pv | TRUE | 60035 | N | . | Tequesquite Landfill Solar PV Project | Solar Star California XXXI, LLC | 59775 | CA | PACC | WECC |  | 22 | 2 | NAICS-22 Non-Cogen | PV | SUN | SUN | CISO | 44769 | 13121 | 2022
solar pv | TRUE | 60036 | N | . | CCBC-Catonsville | Luminace Solar Holding, LLC | 58491 | MD | SAT | RFC |  | 22 | 2 | NAICS-22 Non-Cogen | PV | SUN | SUN | PJM | 9186 | 2692 | 2022
solar pv | TRUE | 60038 | N | . | Owens Corning Headquarters | Luminace Solar Holding, LLC | 58491 | OH | ENC | RFC |  | 22 | 2 | NAICS-22 Non-Cogen | PV | SUN | SUN | PJM | 5169 | 1515 | 2022
solar pv | TRUE | 60039 | N | . | Frontier Solar LLC | Frontier Solar, LLC | 59776 | CA | PACC | WECC |  | 22 | 2 | NAICS-22 Non-Cogen | PV | SUN | SUN | CISO | 158965 | 46590 | 2022
other | TRUE | 60040 | N | . | UI RCP New Haven Fuel Cell | United Illuminating Co | 19497 | CT | NEW | NPCC |  | 22 | 1 | Electric Utility | FC | NG | NG | ISNE | 134120 | 15259 | 2022
solar pv | TRUE | 60043 | N | . | Cuyama Solar, LLC | Cuyama Solar, LLC | 61112 | CA | PACC | WECC |  | 22 | 2 | NAICS-22 Non-Cogen | PV | SUN | SUN | CISO | 293551 | 86035 | 2022
solar pv | TRUE | 60044 | N | . | Buckthorn Westex | Buckthorn Westex, LLC | 59777 | TX | WSC | TRE |  | 22 | 2 | NAICS-22 Non-Cogen | PV | SUN | SUN | ERCO | 1148272 | 336539 | 2022
solar pv | TRUE | 60045 | N | . | Shoreham Solar Commons | Duke Energy Renewables Services | 65411 | NY | MAT | NPCC |  | 22 | 2 | NAICS-22 Non-Cogen | PV | SUN | SUN | NYIS | 187960 | 55088 | 2022
solar pv | TRUE | 60046 | N | . | Portage Solar | Ecos Energy LLC | 58135 | IN | ENC | RFC |  | 22 | 2 | NAICS-22 Non-Cogen | PV | SUN | SUN | MISO | 6924 | 2029 | 2022
solar pv | TRUE | 60047 | N | . | Middlebury Solar | Ecos Energy LLC | 58135 | IN | ENC | RFC |  | 22 | 2 | NAICS-22 Non-Cogen | PV | SUN | SUN | MISO | 4960 | 1454 | 2022
solar pv | TRUE | 60048 | N | . | TWE Chocowinity Solar, LLC | Cypress Creek Renewables | 61060 | NC | SAT | SERC |  | 22 | 2 | NAICS-22 Non-Cogen | PV | SUN | SUN | DUK | 22712 | 6657 | 2022
onshore wind | TRUE | 60049 | N | . | Golden Hills Wind | Golden Hills Wind, LLC | 59780 | CA | PACC | WECC |  | 22 | 2 | NAICS-22 Non-Cogen | WT | WND | WND | CISO | 871669 | 255472 | 2022
solar pv | TRUE | 60050 | N | . | Innovative Solar 10 | Cypress Creek Renewables | 61060 | NC | SAT | SERC |  | 22 | 2 | NAICS-22 Non-Cogen | PV | SUN | SUN | DUK | 9004 | 2639 | 2022
solar pv | TRUE | 60051 | N | . | Innovative Solar 18, LLC | Cypress Creek Renewables | 61060 | NC | SAT | SERC |  | 22 | 2 | NAICS-22 Non-Cogen | PV | SUN | SUN | DUK | 13360 | 3916 | 2022
solar pv | TRUE | 60052 | N | . | Innovative Solar 26, LLC | Cypress Creek Renewables | 61060 | NC | SAT | SERC |  | 22 | 2 | NAICS-22 Non-Cogen | PV | SUN | SUN | DUK | 11801 | 3459 | 2022
solar pv | TRUE | 60053 | N | . | Innovative Solar 63, LLC | Cypress Creek Renewables | 61060 | NC | SAT | SERC |  | 22 | 2 | NAICS-22 Non-Cogen | PV | SUN | SUN | DUK | 30486 | 8935 | 2022
other | TRUE | 60054 | N | . | UI RCP Bridgeport Seaside | United Illuminating Co | 19497 | CT | NEW | NPCC |  | 22 | 1 | Electric Utility | FC | NG | NG | ISNE | 193511 | 20324.7 | 2022
solar pv | TRUE | 60054 | N | . | UI RCP Bridgeport Seaside | United Illuminating Co | 19497 | CT | NEW | NPCC |  | 22 | 1 | Electric Utility | PV | SUN | SUN | ISNE | 2684 | 786 | 2022
solar pv | TRUE | 60055 | N | . | Innovative Solar 16 | Cypress Creek Renewables | 61060 | NC | SAT | SERC |  | 22 | 2 | NAICS-22 Non-Cogen | PV | SUN | SUN | DUK | 10946 | 3208 | 2022
solar pv | TRUE | 60056 | N | . | Syncarpha Palmer, LLC | Syncarpha Palmer, LLC | 59785 | MA | NEW | NPCC |  | 22 | 2 | NAICS-22 Non-Cogen | PV | SUN | SUN | ISNE | 27344 | 8014 | 2022
solar pv | TRUE | 60057 | N | . | Steel Bridge Solar, LLC | Steel Bridge Solar. LLC | 59788 | OR | PACC | WECC |  | 22 | 2 | NAICS-22 Non-Cogen | PV | SUN | SUN | PGE | 7445 | 2182 | 2022
solar pv | TRUE | 60058 | N | . | River Bend Solar, LLC | River Bend Solar, LLC | 59790 | AL | ESC | SERC |  | 22 | 2 | NAICS-22 Non-Cogen | PV | SUN | SUN | TVA | 557288 | 163332 | 2022
onshore wind | TRUE | 60059 | N | . | Los Vientos V Wind Power | Duke Energy Renewables Services | 65411 | TX | WSC | TRE |  | 22 | 2 | NAICS-22 Non-Cogen | WT | WND | WND | ERCO | 1159945 | 339960 | 2022
solar pv | TRUE | 60060 | N | . | Lindberg FIeld Solar | Lindberg Field Solar I LLC | 59791 | CA | PACC | WECC |  | 22 | 2 | NAICS-22 Non-Cogen | PV | SUN | SUN | CISO | 17009 | 4985 | 2022
other | TRUE | 60061 | N | . | Citrus Solar Energy Center Hybrid | Florida Power & Light Co | 6452 | FL | SAT | SERC |  | 22 | 1 | Electric Utility | BA | MWH | OTH | FPL | 0 | -125 | 2022
solar pv | TRUE | 60061 | N | . | Citrus Solar Energy Center Hybrid | Florida Power & Light Co | 6452 | FL | SAT | SERC |  | 22 | 1 | Electric Utility | PV | SUN | SUN | FPL | 523831 | 153526 | 2022
solar pv | TRUE | 60062 | N | . | Avalon Solar II | Avalon Solar Partners II, LLC | 59789 | AZ | MTN | WECC |  | 22 | 2 | NAICS-22 Non-Cogen | PV | SUN | SUN | TEPC | 149613 | 43849 | 2022
solar pv | TRUE | 60063 | N | . | Live Oak Solar, LLC | Live Oak Solar, LLC | 59802 | GA | SAT | SERC |  | 22 | 2 | NAICS-22 Non-Cogen | PV | SUN | SUN | SOCO | 341784 | 100171 | 2022
solar pv | TRUE | 60064 | N | . | White Pine Solar, LLC | White Pine Solar, LLC | 59803 | GA | SAT | SERC |  | 22 | 2 | NAICS-22 Non-Cogen | PV | SUN | SUN | SOCO | 693802 | 203342 | 2022
solar pv | TRUE | 60065 | N | . | Federal Road Solar 1, LLC CSG | Federal Road Solar 1, LLC | 59804 | MA | NEW | NPCC |  | 22 | 2 | NAICS-22 Non-Cogen | PV | SUN | SUN | ISNE | 25937 | 7602 | 2022
solar pv | TRUE | 60067 | N | . | BWC Swan Pond River CSG | BWC Swan Pond River, LLC | 59805 | MA | NEW | NPCC |  | 22 | 2 | NAICS-22 Non-Cogen | PV | SUN | SUN | ISNE | 7886 | 2311 | 2022
solar pv | TRUE | 60068 | N | . | Grand View Solar Two | Grand View PV Solar Two, LLC | 59806 | ID | MTN | WECC |  | 22 | 2 | NAICS-22 Non-Cogen | PV | SUN | SUN | IPCO | 601294 | 176229 | 2022
onshore wind | TRUE | 60069 | N | . | Cedar Bluff Wind, LLC | Cedar Bluff Wind, LLC | 59817 | KS | WNC | MRO |  | 22 | 2 | NAICS-22 Non-Cogen | WT | WND | WND | SWPP | 3006264 | 881085 | 2022
solar pv | TRUE | 60071 | N | . | Perry Solar Facility | Duke Energy Florida, LLC | 6455 | FL | SAT | SERC |  | 22 | 1 | Electric Utility | PV | SUN | SUN | FPC | 26385 | 7733 | 2022
solar pv | TRUE | 60072 | N | . | Neisler Street Solar | Neisler Street Solar I, LLC | 59825 | NC | SAT | SERC |  | 22 | 2 | NAICS-22 Non-Cogen | PV | SUN | SUN | DUK | 12025 | 3524 | 2022
solar pv | TRUE | 60073 | N | . | Leominster | Syncarpha Massachusetts, LLC | 59822 | MA | NEW | NPCC |  | 22 | 2 | NAICS-22 Non-Cogen | PV | SUN | SUN | ISNE | 11077 | 3246 | 2022
solar pv | TRUE | 60074 | N | . | North Adams Landfill | Syncarpha North Adams, LLC | 59823 | MA | NEW | NPCC |  | 22 | 2 | NAICS-22 Non-Cogen | PV | SUN | SUN | ISNE | 12541 | 3675 | 2022
solar pv | TRUE | 60075 | N | . | Fisher Road Solar | Fisher Road Solar I, LLC | 59824 | MA | NEW | NPCC |  | 22 | 2 | NAICS-22 Non-Cogen | PV | SUN | SUN | ISNE | 27600 | 8089 | 2022
solar pv | TRUE | 60076 | N | . | Palmer Landfill | Syncarpha Bondsville, LLC | 59826 | MA | NEW | NPCC |  | 22 | 2 | NAICS-22 Non-Cogen | PV | SUN | SUN | ISNE | 22053 | 6463 | 2022
solar pv | TRUE | 60077 | N | . | CED Avenal | Consolidated Edison Development Inc. | 56769 | CA | PACC | WECC |  | 22 | 2 | NAICS-22 Non-Cogen | PV | SUN | SUN | CISO | 76432 | 22401 | 2022
solar pv | TRUE | 60078 | N | . | CED Ducor 1 | Consolidated Edison Development Inc. | 56769 | CA | PACC | WECC |  | 22 | 2 | NAICS-22 Non-Cogen | PV | SUN | SUN | CISO | 157056 | 46031 | 2022
solar pv | TRUE | 60079 | N | . | CED Ducor 2 | Consolidated Edison Development Inc. | 56769 | CA | PACC | WECC |  | 22 | 2 | NAICS-22 Non-Cogen | PV | SUN | SUN | CISO | 158852 | 46557 | 2022
solar pv | TRUE | 60080 | N | . | CED Ducor 3 | Consolidated Edison Development Inc. | 56769 | CA | PACC | WECC |  | 22 | 2 | NAICS-22 Non-Cogen | PV | SUN | SUN | CISO | 117927 | 34562 | 2022
solar pv | TRUE | 60081 | N | . | CED Ducor 4 | Consolidated Edison Development Inc. | 56769 | CA | PACC | WECC |  | 22 | 2 | NAICS-22 Non-Cogen | PV | SUN | SUN | CISO | 157944 | 46291 | 2022
solar pv | TRUE | 60082 | N | . | White Oak Solar, LLC | White Oak Solar, LLC | 59831 | GA | SAT | SERC |  | 22 | 2 | NAICS-22 Non-Cogen | PV | SUN | SUN | SOCO | 508828 | 149129 | 2022
solar pv | TRUE | 60083 | N | . | Fresno Solar | Wellhead Services, Inc | 20323 | CA | PACC | WECC |  | 22 | 2 | NAICS-22 Non-Cogen | PV | SUN | SUN | CISO | 20804 | 6097 | 2022
biomass | FALSE | 60084 | Y | . | PCA-Valdosta Mill | PCA-Valdosta Mill | 59833 | GA | SAT | SERC |  | 32213 | 7 | Industrial NAICS Cogen | ST | BLQ | WWW | SOCO | 1319417 | 183705.15 | 2022
natural gas steam turbine | FALSE | 60084 | Y | . | PCA-Valdosta Mill | PCA-Valdosta Mill | 59833 | GA | SAT | SERC |  | 32213 | 7 | Industrial NAICS Cogen | ST | NG | NG | SOCO | 97497 | 13574.681 | 2022
biomass | FALSE | 60084 | Y | . | PCA-Valdosta Mill | PCA-Valdosta Mill | 59833 | GA | SAT | SERC |  | 32213 | 7 | Industrial NAICS Cogen | ST | OBL | ORW | SOCO | 0 | 0 | 2022
petroleum | FALSE | 60084 | Y | . | PCA-Valdosta Mill | PCA-Valdosta Mill | 59833 | GA | SAT | SERC |  | 32213 | 7 | Industrial NAICS Cogen | ST | RFO | RFO | SOCO | 2216 | 308.502 | 2022
biomass | FALSE | 60084 | Y | . | PCA-Valdosta Mill | PCA-Valdosta Mill | 59833 | GA | SAT | SERC |  | 32213 | 7 | Industrial NAICS Cogen | ST | WDS | WWW | SOCO | 741804 | 103283.25 | 2022
solar pv | TRUE | 60085 | N | . | AVS Lancaster 1 | Tesla Inc. | 60947 | CA | PACC | WECC |  | 22 | 2 | NAICS-22 Non-Cogen | PV | SUN | SUN | CISO | 32419 | 9502 | 2022
solar pv | TRUE | 60086 | N | . | US-TOPCO (Soccer Center) | Tesla Inc. | 60947 | CA | PACC | WECC |  | 22 | 2 | NAICS-22 Non-Cogen | PV | SUN | SUN | CISO | 25483 | 7469 | 2022
onshore wind | TRUE | 60087 | N | . | South Plains II | Onward Energy | 60453 | TX | WSC | TRE |  | 22 | 2 | NAICS-22 Non-Cogen | WT | WND | WND | ERCO | 3625841 | 1062673 | 2022
onshore wind | TRUE | 60088 | N | . | Sunflower Wind Project | Onward Energy | 60453 | ND | WNC | MRO |  | 22 | 2 | NAICS-22 Non-Cogen | WT | WND | WND | WACM | 1565557 | 458838 | 2022
solar pv | TRUE | 60089 | N | . | Elkton Solar | SunE DB27, LLC | 59838 | MD | SAT | RFC |  | 22 | 2 | NAICS-22 Non-Cogen | PV | SUN | SUN | PJM | 5974 | 1751 | 2022
solar pv | TRUE | 60091 | N | . | Kingbird B Solar, LLC | Arevon Energy, Inc. | 61230 | CA | PACC | WECC |  | 22 | 2 | NAICS-22 Non-Cogen | PV | SUN | SUN | CISO | 203758 | 59718 | 2022
other | TRUE | 60092 | N | . | Blythe Solar II, LLC | Blythe Solar II, LLC | 59843 | CA | PACC | WECC |  | 22 | 2 | NAICS-22 Non-Cogen | BA | MWH | OTH | CISO | 0 | -15142 | 2022
solar pv | TRUE | 60092 | N | . | Blythe Solar II, LLC | Blythe Solar II, LLC | 59843 | CA | PACC | WECC |  | 22 | 2 | NAICS-22 Non-Cogen | PV | SUN | SUN | CISO | 1191906 | 349327 | 2022
other | TRUE | 60093 | N | . | Blythe Solar 110, LLC | Blythe Solar 110, LLC | 59842 | CA | PACC | WECC |  | 22 | 2 | NAICS-22 Non-Cogen | BA | MWH | OTH | CISO | 0 | -20362 | 2022
solar pv | TRUE | 60093 | N | . | Blythe Solar 110, LLC | Blythe Solar 110, LLC | 59842 | CA | PACC | WECC |  | 22 | 2 | NAICS-22 Non-Cogen | PV | SUN | SUN | CISO | 1013145 | 296936 | 2022
other | TRUE | 60094 | N | . | Blythe Solar III, LLC Hybrid | Blythe Solar III, LLC | 59844 | CA | PACC | WECC |  | 22 | 2 | NAICS-22 Non-Cogen | BA | MWH | OTH | CISO | 0 | -17736 | 2022
solar pv | TRUE | 60094 | N | . | Blythe Solar III, LLC Hybrid | Blythe Solar III, LLC | 59844 | CA | PACC | WECC |  | 22 | 2 | NAICS-22 Non-Cogen | PV | SUN | SUN | CISO | 1100805 | 322627 | 2022
solar pv | TRUE | 60095 | N | . | Blythe Solar IV, LLC | Blythe Solar IV, LLC | 59845 | CA | PACC | WECC |  | 22 | 2 | NAICS-22 Non-Cogen | PV | SUN | SUN | CISO | 1216682 | 356589 | 2022
solar pv | TRUE | 60096 | N | . | Town of Chestertown- Chestertown WWTP | Tesla Inc. | 60947 | MD | SAT | RFC |  | 22 | 2 | NAICS-22 Non-Cogen | PV | SUN | SUN | PJM | 5408 | 1585 | 2022
solar pv | TRUE | 60097 | N | . | Onondaga County - Metro Water Board | Tesla Inc. | 60947 | NY | MAT | NPCC |  | 22 | 2 | NAICS-22 Non-Cogen | PV | SUN | SUN | NYIS | 4240 | 1242 | 2022
solar pv | TRUE | 60098 | N | . | Onondaga County - Oak Orchard WWTP | Tesla Inc. | 60947 | NY | MAT | NPCC |  | 22 | 2 | NAICS-22 Non-Cogen | PV | SUN | SUN | NYIS | 7673 | 2249 | 2022
solar pv | TRUE | 60099 | N | . | Hewlett-Packard (HP) - Andover, MA | Tesla Inc. | 60947 | MA | NEW | NPCC |  | 22 | 2 | NAICS-22 Non-Cogen | PV | SUN | SUN | ISNE | 6245 | 1830 | 2022
biomass | TRUE | 60100 | N | . | Dinuba Energy | Dinuba Energy | 59849 | CA | PACC | WECC |  | 22 | 2 | NAICS-22 Non-Cogen | ST | AB | ORW | CISO | 0 | 0 | 2022
natural gas steam turbine | TRUE | 60100 | N | . | Dinuba Energy | Dinuba Energy | 59849 | CA | PACC | WECC |  | 22 | 2 | NAICS-22 Non-Cogen | ST | NG | NG | CISO | 0 | 0 | 2022
biomass | TRUE | 60100 | N | . | Dinuba Energy | Dinuba Energy | 59849 | CA | PACC | WECC |  | 22 | 2 | NAICS-22 Non-Cogen | ST | WDS | WWW | CISO | 0 | 0 | 2022
solar pv | TRUE | 60101 | N | . | Shelby Randolph Road Solar 1, LLC | SRE Utility Solar 1, LLC | 61119 | NC | SAT | SERC |  | 22 | 2 | NAICS-22 Non-Cogen | PV | SUN | SUN | DUK | 12562 | 3682 | 2022
natural gas peaker | FALSE | 60102 | Y | . | Lorin Industries | Lorin Industries | 59876 | MI | ENC | RFC |  | 332 | 7 | Industrial NAICS Cogen | IC | NG | NG | MISO | 30602 | 5449.78 | 2022
onshore wind | TRUE | 60104 | N | . | Javelina Wind Energy, LLC | Javelina Wind Energy, LLC | 59882 | TX | WSC | TRE |  | 22 | 2 | NAICS-22 Non-Cogen | WT | WND | WND | ERCO | 3093963 | 906789 | 2022
solar pv | TRUE | 60105 | N | . | Lafayette Solar I, LLC | SRE Utility Solar 1, LLC | 61119 | NC | SAT | SERC |  | 22 | 2 | NAICS-22 Non-Cogen | PV | SUN | SUN | DUK | 11748 | 3443 | 2022
solar pv | TRUE | 60106 | N | . | Rockingham Solar, LLC | SRE Utility Solar 1, LLC | 61119 | NC | SAT | SERC |  | 22 | 2 | NAICS-22 Non-Cogen | PV | SUN | SUN | DUK | 32411 | 9499 | 2022
solar pv | TRUE | 60107 | N | . | York Road Solar I, LLC | SRE Utility Solar 1, LLC | 61119 | NC | SAT | SERC |  | 22 | 2 | NAICS-22 Non-Cogen | PV | SUN | SUN | DUK | 11485 | 3366 | 2022
solar pv | TRUE | 60108 | N | . | SID Solar I, LLC | SRE Utility Solar 1, LLC | 61119 | NC | SAT | SERC |  | 22 | 2 | NAICS-22 Non-Cogen | PV | SUN | SUN | DUK | 28862 | 8459 | 2022
other | TRUE | 60109 | N | . | UDR Glastonbury Fuel Cell | UIL Distributed Resources, LLC | 59885 | CT | NEW | NPCC |  | 22 | 2 | NAICS-22 Non-Cogen | FC | NG | NG | ISNE | 189447 | 23515 | 2022
solar pv | TRUE | 60110 | N | . | Town of Needham VNEM CSG | Tesla Inc. | 60947 | MA | NEW | NPCC |  | 22 | 2 | NAICS-22 Non-Cogen | PV | SUN | SUN | ISNE | 12665 | 3712 | 2022
solar pv | TRUE | 60111 | N | . | Williamsburg Solar LLC VNEM CSG | Tesla Inc. | 60947 | MA | NEW | NPCC |  | 22 | 2 | NAICS-22 Non-Cogen | PV | SUN | SUN | ISNE | 11803 | 3459 | 2022
solar pv | TRUE | 60112 | N | . | Oregon Convention Center | Tesla Inc. | 60947 | OR | PACC | WECC |  | 22 | 2 | NAICS-22 Non-Cogen | PV | SUN | SUN | PACW | 5818 | 1705 | 2022
solar pv | TRUE | 60113 | N | . | Jackson Board of Education-Liberty HS | Tesla Inc. | 60947 | NJ | MAT | RFC |  | 22 | 2 | NAICS-22 Non-Cogen | PV | SUN | SUN | PJM | 6087 | 1784 | 2022
solar pv | TRUE | 60114 | N | . | Oneida County- DPW | Tesla Inc. | 60947 | NY | MAT | NPCC |  | 22 | 2 | NAICS-22 Non-Cogen | PV | SUN | SUN | ISNE | 6878 | 2015 | 2022
solar pv | TRUE | 60115 | N | . | Town of Halfmoon | Tesla Inc. | 60947 | NY | MAT | NPCC |  | 22 | 2 | NAICS-22 Non-Cogen | PV | SUN | SUN | ISNE | 5362 | 1571 | 2022
solar pv | TRUE | 60116 | N | . | BJ's Wholesale Club, Inc- Uxbridge | Tesla Inc. | 60947 | MA | NEW | NPCC |  | 22 | 2 | NAICS-22 Non-Cogen | PV | SUN | SUN | ISNE | 3279 | 961 | 2022
solar pv | TRUE | 60117 | N | . | Western Michigan Solar Gardens | Consumers Energy Co | 4254 | MI | ENC | RFC |  | 22 | 1 | Electric Utility | PV | SUN | SUN | MISO | 4891 | 1434 | 2022
solar pv | TRUE | 60118 | N | . | Grand Valley Solar Gardens | Consumers Energy Co | 4254 | MI | ENC | RFC |  | 22 | 1 | Electric Utility | PV | SUN | SUN | MISO | 13279 | 3892 | 2022
hydro | FALSE | 60119 | N | . | Granby Hydro | Northern Water Hydropower Enterprise | 59893 | CO | MTN | WECC |  | 22131 | 4 | Commercial NAICS Non-Cogen | HY | WAT | HYC | PSCO | 18079 | 5299 | 2022
other | TRUE | 60120 | Y | . | UCI Fuel Cell | UCI Fuel Cell, LLC | 59892 | CA | PACC | WECC |  | 22 | 3 | NAICS-22 Cogen | FC | NG | NG | CISO | 46096 | 6882 | 2022
solar pv | TRUE | 60121 | N | . | HCE Johnston I, LLC | HCE Johnston I, LLC | 59894 | NC | SAT | SERC |  | 22 | 2 | NAICS-22 Non-Cogen | PV | SUN | SUN | DUK | 11851 | 3473 | 2022
natural gas combined cycle | TRUE | 60122 | N | . | Colorado Bend II | Constellation Power, Inc | 6035 | TX | WSC | TRE |  | 22 | 2 | NAICS-22 Non-Cogen | CA | NG | NG | ERCO | 15324253 | 2270537 | 2022
natural gas combined cycle | TRUE | 60122 | N | . | Colorado Bend II | Constellation Power, Inc | 6035 | TX | WSC | TRE |  | 22 | 2 | NAICS-22 Non-Cogen | CT | NG | NG | ERCO | 28103139 | 4166747 | 2022
other | TRUE | 60123 | N | . | Castle Gap Solar Hybrid | Upton County Solar 2 LLC | 61123 | TX | WSC | TRE |  | 22 | 2 | NAICS-22 Non-Cogen | BA | MWH | OTH | ERCO | 0 | -7384 | 2022
solar pv | TRUE | 60123 | N | . | Castle Gap Solar Hybrid | Upton County Solar 2 LLC | 61123 | TX | WSC | TRE |  | 22 | 2 | NAICS-22 Non-Cogen | PV | SUN | SUN | ERCO | 1564580 | 458552 | 2022
solar pv | TRUE | 60124 | N | . | Goldfinch | Goldfinch (Lakeland) | 64645 | FL | SAT | SERC |  | 22 | 2 | NAICS-22 Non-Cogen | PV | SUN | SUN | FMPP | 8425 | 2469 | 2022
solar pv | TRUE | 60125 | N | . | Kawailoa Solar | Kawailoa Solar, LLC | 59898 | HI | PACN |  |  | 22 | 2 | NAICS-22 Non-Cogen | PV | SUN | SUN | HECO | 261823 | 76736 | 2022
onshore wind | FALSE | 60126 | N | . | Harpster Wind | OEE XVII, LLC | 59899 | OH | ENC | RFC |  | 486 | 4 | Commercial NAICS Non-Cogen | WT | WND | WND | PJM | 12423 | 3641 | 2022
solar pv | TRUE | 60127 | N | . | Eastern Shore Solar, LLC | Dominion Renewable Energy | 58468 | VA | SAT | RFC |  | 22 | 2 | NAICS-22 Non-Cogen | PV | SUN | SUN | PJM | 513783 | 150581 | 2022
onshore wind | FALSE | 60128 | N | . | Zephyr Wind | OEE XIX, LLC | 59905 | OH | ENC | RFC |  | 332 | 6 | Industrial NAICS Non-Cogen | WT | WND | WND | PJM | 41227 | 12083 | 2022
solar pv | TRUE | 60129 | N | . | Red Toad 1425 A Powatan Road, LLC | SRE Utility Solar 1, LLC | 61119 | NC | SAT | SERC |  | 22 | 2 | NAICS-22 Non-Cogen | PV | SUN | SUN | DUK | 12017 | 3522 | 2022
natural gas peaker | FALSE | 60130 | N | . | Big Sand Draw Plant | Denbury Inc | 64404 | WY | MTN | WECC |  | 211 | 6 | Industrial NAICS Non-Cogen | IC | NG | NG | WACM | 267228 | 25567 | 2022
solar pv | TRUE | 60131 | N | . | Durham Solar | SRE Utility Solar 1, LLC | 61119 | NC | SAT | SERC |  | 22 | 2 | NAICS-22 Non-Cogen | PV | SUN | SUN | DUK | 19955 | 5848 | 2022
onshore wind | TRUE | 60132 | N | . | New Creek Wind | New Creek Wind, LLC | 62967 | WV | SAT | SERC |  | 22 | 2 | NAICS-22 Non-Cogen | WT | WND | WND | PJM | 1042659 | 305586 | 2022
solar pv | TRUE | 60133 | N | . | Morgan Farm, LLC | SRE Utility Solar 1, LLC | 61119 | NC | SAT | SERC |  | 22 | 2 | NAICS-22 Non-Cogen | PV | SUN | SUN | DUK | 30569 | 8959 | 2022
solar pv | TRUE | 60134 | N | . | Nashville Farms, LLC | SRE Utility Solar 1, LLC | 61119 | NC | SAT | SERC |  | 22 | 2 | NAICS-22 Non-Cogen | PV | SUN | SUN | DUK | 11748 | 3443 | 2022
solar pv | TRUE | 60135 | N | . | Cedar Solar, LLC | SRE Utility Solar 1, LLC | 61119 | NC | SAT | SERC |  | 22 | 2 | NAICS-22 Non-Cogen | PV | SUN | SUN | DUK | 31383 | 9198 | 2022
solar pv | TRUE | 60136 | N | . | Elm Solar, LLC | SRE Utility Solar 1, LLC | 61119 | NC | SAT | SERC |  | 22 | 2 | NAICS-22 Non-Cogen | PV | SUN | SUN | DUK | 31386 | 9199 | 2022
biomass | TRUE | 60137 | N | . | Glasgow LFGTE | East Kentucky Power Coop, Inc | 5580 | KY | ESC | SERC |  | 22 | 1 | Electric Utility | IC | LFG | MLG | PJM | 47503 | 3925 | 2022
solar pv | TRUE | 60142 | N | . | Lemoore 1 | AES Distributed Energy | 61012 | CA | PACC | WECC |  | 22 | 2 | NAICS-22 Non-Cogen | PV | SUN | SUN | CISO | 7639 | 2239 | 2022
onshore wind | TRUE | 60143 | N | . | Peak View Wind Farm | Black Hills Colorado Electric, LLC | 56146 | CO | MTN | WECC |  | 22 | 1 | Electric Utility | WT | WND | WND | PSCO | 664269 | 194686 | 2022
solar pv | TRUE | 60144 | N | . | Baltimore Church Solar, LLC | Baltimore Church Solar, LLC | 59935 | NC | SAT | SERC |  | 22 | 2 | NAICS-22 Non-Cogen | PV | SUN | SUN | DUK | 25443 | 7457 | 2022
onshore wind | TRUE | 60145 | N | . | Broadview Energy JN, LLC | Pattern Operators LP | 56545 | NM | MTN | WECC |  | 22 | 2 | NAICS-22 Non-Cogen | WT | WND | WND | GRIS | 2374385 | 695892 | 2022
solar pv | TRUE | 60146 | N | . | Cohen Farm Solar, LLC | Cypress Creek Renewables | 61060 | NC | SAT | SERC |  | 22 | 2 | NAICS-22 Non-Cogen | PV | SUN | SUN | DUK | 33832 | 9916 | 2022
solar pv | TRUE | 60147 | N | . | Floyd Solar, LLC | Cypress Creek Renewables | 61060 | NC | SAT | SERC |  | 22 | 2 | NAICS-22 Non-Cogen | PV | SUN | SUN | DUK | 32393 | 9494 | 2022
solar pv | TRUE | 60149 | N | . | Innovative Solar 43, LLC | Cypress Creek Renewables | 61060 | NC | SAT | SERC |  | 22 | 2 | NAICS-22 Non-Cogen | PV | SUN | SUN | CPLE | 237742 | 69678 | 2022
solar pv | TRUE | 60150 | N | . | Cornell Geneva Solar Farm | Argos Solar LLC | 59942 | NY | MAT | NPCC |  | 22 | 2 | NAICS-22 Non-Cogen | PV | SUN | SUN | NYIS | 10551 | 3093 | 2022
solar pv | TRUE | 60151 | N | . | Building F | Golden Springs Development Company LLC | 57104 | CA | PACC | WECC |  | 22 | 2 | NAICS-22 Non-Cogen | PV | SUN | SUN | CISO | 6580 | 1929 | 2022
onshore wind | TRUE | 60152 | N | . | Broadview Energy KW, LLC | Pattern Operators LP | 56545 | NM | MTN | WECC |  | 22 | 2 | NAICS-22 Non-Cogen | WT | WND | WND | GRIS | 1884663 | 552363 | 2022
solar pv | TRUE | 60153 | N | . | Building G | Golden Springs Development Company LLC | 57104 | CA | PACC | WECC |  | 22 | 2 | NAICS-22 Non-Cogen | PV | SUN | SUN | CISO | 7990 | 2342 | 2022
solar pv | TRUE | 60154 | N | . | Buidling L | Golden Springs Development Company LLC | 57104 | CA | PACC | WECC |  | 22 | 2 | NAICS-22 Non-Cogen | PV | SUN | SUN | CISO | 4883 | 1431 | 2022
solar pv | TRUE | 60156 | N | . | Shelter Solar | Sol Systems | 61677 | NC | SAT | SERC |  | 22 | 2 | NAICS-22 Non-Cogen | PV | SUN | SUN | DUK | 33402 | 9789 | 2022
solar pv | TRUE | 60157 | N | . | Heedeh Solar | Rigel | 64877 | NC | SAT | SERC |  | 22 | 2 | NAICS-22 Non-Cogen | PV | SUN | SUN | DUK | 24086 | 7059 | 2022
solar pv | TRUE | 60160 | N | . | Tate Solar | NES Olympos | 63471 | NC | SAT | SERC |  | 22 | 2 | NAICS-22 Non-Cogen | PV | SUN | SUN | CPLE | 31886 | 9345 | 2022
solar pv | TRUE | 60161 | N | . | Eagle Solar | NES Olympos | 63471 | NC | SAT | SERC |  | 22 | 2 | NAICS-22 Non-Cogen | PV | SUN | SUN | CPLE | 27764 | 8137 | 2022
solar pv | TRUE | 60165 | N | . | Robin Solar | Robin Solar LLC | 64279 | NC | SAT | SERC |  | 22 | 2 | NAICS-22 Non-Cogen | PV | SUN | SUN | DUK | 28763 | 8430 | 2022
solar pv | TRUE | 60178 | N | . | Cash Solar | Cash Solar, LLC | 63768 | NC | SAT | SERC |  | 22 | 2 | NAICS-22 Non-Cogen | PV | SUN | SUN | DUK | 36675 | 10749 | 2022
solar pv | TRUE | 60179 | N | . | Daystar Solar | Daystar Solar, LLC | 63349 | NC | SAT | SERC |  | 22 | 2 | NAICS-22 Non-Cogen | PV | SUN | SUN | DUK | 32743 | 9596 | 2022
solar pv | TRUE | 60180 | N | . | Kathleen Solar | Sol Systems | 61677 | NC | SAT | SERC |  | 22 | 2 | NAICS-22 Non-Cogen | PV | SUN | SUN | DUK | 31690 | 9288 | 2022
solar pv | TRUE | 60181 | N | . | Grove Solar | Sol Systems | 61677 | NC | SAT | SERC |  | 22 | 2 | NAICS-22 Non-Cogen | PV | SUN | SUN | DUK | 44735 | 13111 | 2022
solar pv | TRUE | 60182 | N | . | Dulles | Golden Springs Development Company LLC | 57104 | CA | PACC | WECC |  | 22 | 2 | NAICS-22 Non-Cogen | PV | SUN | SUN | CISO | 10845 | 3178 | 2022
solar pv | TRUE | 60183 | N | . | Freeway Springs | Golden Springs Development Company LLC | 57104 | CA | PACC | WECC |  | 22 | 2 | NAICS-22 Non-Cogen | PV | SUN | SUN | CISO | 6568 | 1925 | 2022
biomass | TRUE | 60184 | N | . | ADS Renewable Energy-Wolf Creek LLC | ADS Renewable Energy- Wolf Creek, LLC | 59946 | GA | SAT | SERC |  | 22 | 2 | NAICS-22 Non-Cogen | IC | LFG | MLG | SOCO | 219937 | 17500 | 2022
solar pv | TRUE | 60185 | N | . | Solverde 1 | AES Distributed Energy | 61012 | CA | PACC | WECC |  | 22 | 2 | NAICS-22 Non-Cogen | PV | SUN | SUN | CISO | 722939 | 211881 | 2022
solar pv | TRUE | 60186 | N | . | Antelope DSR 1 | AES Distributed Energy | 61012 | CA | PACC | WECC |  | 22 | 2 | NAICS-22 Non-Cogen | PV | SUN | SUN | CISO | 437258 | 128153 | 2022
solar pv | TRUE | 60187 | N | . | Antelope DSR 2 | AES Distributed Energy | 61012 | CA | PACC | WECC |  | 22 | 2 | NAICS-22 Non-Cogen | PV | SUN | SUN | CISO | 46810 | 13719 | 2022
solar pv | TRUE | 60188 | N | . | Conetoe Solar | Conetoe Solar, LLC | 59951 | NC | SAT | SERC |  | 22 | 2 | NAICS-22 Non-Cogen | PV | SUN | SUN | PJM | 29265 | 8577 | 2022
solar pv | TRUE | 60189 | N | . | Sugar Run Solar | Sugar Run Solar, LLC | 59952 | NC | SAT | SERC |  | 22 | 2 | NAICS-22 Non-Cogen | PV | SUN | SUN | PJM | 31415 | 9207 | 2022
solar pv | TRUE | 60190 | N | . | HMW Minster PV I | Madison Energy Holdings LLC | 62915 | OH | ENC | SERC |  | 22 | 2 | NAICS-22 Non-Cogen | PV | SUN | SUN | PJM | 28823 | 8447 | 2022
solar pv | TRUE | 60191 | N | . | TWE New Bern Solar Project, LLC | Cypress Creek Renewables | 61060 | NC | SAT | SERC |  | 22 | 2 | NAICS-22 Non-Cogen | PV | SUN | SUN | DUK | 19602 | 5745 | 2022
solar pv | TRUE | 60193 | N | . | Whitethorn Solar LLC | Whitethorn Solar LLC | 59969 | CA | PACC | WECC |  | 22 | 2 | NAICS-22 Non-Cogen | PV | SUN | SUN | CISO | 21503 | 6302 | 2022
solar pv | TRUE | 60195 | N | . | South Valley Solar Energy Center | PNM Resources | 59300 | NM | MTN | WECC |  | 22 | 1 | Electric Utility | PV | SUN | SUN | PNM | 73948 | 21673 | 2022
solar pv | TRUE | 60196 | N | . | Santa Fe Solar Energy Center | PNM Resources | 59300 | NM | MTN | WECC |  | 22 | 1 | Electric Utility | PV | SUN | SUN | PNM | 76568 | 22441 | 2022
solar pv | TRUE | 60197 | N | . | Santolina Solar Energy Center | PNM Resources | 59300 | NM | MTN | WECC |  | 22 | 1 | Electric Utility | PV | SUN | SUN | PNM | 80685 | 23648 | 2022
solar pv | TRUE | 60198 | N | . | Rio Communities Solar Energy Center | PNM Resources | 59300 | NM | MTN | WECC |  | 22 | 1 | Electric Utility | PV | SUN | SUN | PNM | 78668 | 23056 | 2022
solar pv | TRUE | 60199 | N | . | County Home Solar Center, LLC | Heelstone Energy Holdings, LLC | 59462 | NC | SAT | SERC |  | 22 | 2 | NAICS-22 Non-Cogen | PV | SUN | SUN | DUK | 11690 | 3426 | 2022
solar pv | TRUE | 60200 | N | . | Laurinburg Solar, LLC (Heelstone) | SRE Utility Solar 1, LLC | 61119 | NC | SAT | SERC |  | 22 | 2 | NAICS-22 Non-Cogen | PV | SUN | SUN | DUK | 13405 | 3929 | 2022
solar pv | TRUE | 60201 | N | . | CES Cherry Hill Solar | Consolidated Edison Solutions Inc. | 57365 | NJ | MAT | NPCC |  | 22 | 2 | NAICS-22 Non-Cogen | PV | SUN | SUN | PJM | 6188 | 1814 | 2022
solar pv | TRUE | 60207 | N | . | Hemlock Solar | Hemlock Solar LLC | 59977 | NC | SAT | SERC |  | 22 | 2 | NAICS-22 Non-Cogen | PV | SUN | SUN | PJM | 31834 | 9330 | 2022
solar pv | TRUE | 60208 | N | . | Long Farm 46 Solar, LLC | Duke Energy Renewables Services | 65411 | NC | SAT | SERC |  | 22 | 2 | NAICS-22 Non-Cogen | PV | SUN | SUN | PJM | 31551 | 9247 | 2022
solar pv | TRUE | 60209 | N | . | HXNAir Solar One | HXNAir Solar One LLC | 59978 | NC | SAT | SERC |  | 22 | 2 | NAICS-22 Non-Cogen | PV | SUN | SUN | PJM | 31713 | 9295 | 2022
onshore wind | TRUE | 60210 | N | . | Cotton Plains Wind Farm | Cotton Plains Wind I, LLC | 59979 | TX | WSC | TRE |  | 22 | 2 | NAICS-22 Non-Cogen | WT | WND | WND | ERCO | 639317 | 187373 | 2022
onshore wind | TRUE | 60217 | N | . | Rocksprings | Rocksprings Val Verde Wind, LLC | 59999 | TX | WSC | TRE |  | 22 | 2 | NAICS-22 Non-Cogen | WT | WND | WND | ERCO | 1534780 | 449818 | 2022
onshore wind | TRUE | 60218 | N | . | Frontier Windpower | Duke Energy Renewables Services | 65411 | OK | WSC | MRO |  | 22 | 2 | NAICS-22 Non-Cogen | WT | WND | WND | SPA | 1960632 | 574628 | 2022
solar pv | TRUE | 60219 | N | . | Strata Roof 1 | Strata Manager, LLC | 64778 | CA | PACC | WECC |  | 22 | 2 | NAICS-22 Non-Cogen | PV | SUN | SUN | BANC | 5548 | 1626 | 2022
biomass | TRUE | 60220 | Y | . | Zero Waste Energy Development Co LLC | Zero Waste Energy Development Company LLC | 60003 | CA | PACC | WECC |  | 22 | 3 | NAICS-22 Cogen | IC | OBG | ORW | CISO | 21107 | 2140 | 2022
petroleum | TRUE | 60222 | N | . | Bristol Plant | Ingenco Renewable Development, LLC | 59452 | VA | SAT | RFC |  | 22 | 2 | NAICS-22 Non-Cogen | IC | DFO | DFO | TVA | 3984 | 355.604 | 2022
biomass | TRUE | 60222 | N | . | Bristol Plant | Ingenco Renewable Development, LLC | 59452 | VA | SAT | RFC |  | 22 | 2 | NAICS-22 Non-Cogen | IC | LFG | MLG | TVA | 60289 | 5380.396 | 2022
other | TRUE | 60223 | N | . | Equinix San Jose | Bloom Energy | 57128 | CA | PACC | WECC |  | 22 | 2 | NAICS-22 Non-Cogen | FC | NG | NG | CISO | 48945 | 6751 | 2022
other | TRUE | 60224 | N | . | Intel Santa Clara | Bloom Energy | 57128 | CA | PACC | WECC |  | 22 | 2 | NAICS-22 Non-Cogen | FC | NG | NG | CISO | 53302 | 7375 | 2022
solar pv | TRUE | 60225 | N | . | CMEEC - Bozrah | Tesla Inc. | 60947 | CT | NEW | NPCC |  | 22 | 2 | NAICS-22 Non-Cogen | PV | SUN | SUN | ISNE | 10846 | 3179 | 2022
solar pv | TRUE | 60226 | N | . | Rancho Seco Solar, LLC | Rancho Seco Solar, LLC | 60413 | CA | PACC | WECC |  | 22 | 2 | NAICS-22 Non-Cogen | PV | SUN | SUN | BANC | 60281 | 17667 | 2022
solar pv | TRUE | 60227 | N | . | BJ's Wholesale Club Inc Dist Center | Tesla Inc. | 60947 | NJ | MAT | NPCC |  | 22 | 2 | NAICS-22 Non-Cogen | PV | SUN | SUN | PJM | 8406 | 2464 | 2022
solar pv | TRUE | 60228 | N | . | Conn Mun Electric Energy Coop | Tesla Inc. | 60947 | CT | NEW | NPCC |  | 22 | 2 | NAICS-22 Non-Cogen | PV | SUN | SUN | ISNE | 4714 | 1382 | 2022
solar pv | TRUE | 60229 | N | . | Orange County Solar Farm (NY) | Tesla Inc. | 60947 | NY | MAT | NPCC |  | 22 | 2 | NAICS-22 Non-Cogen | PV | SUN | SUN | ISNE | 8436 | 2472 | 2022
solar pv | TRUE | 60230 | N | . | Estrella Mountain PV | Tesla Inc. | 60947 | AZ | MTN | WECC |  | 22 | 2 | NAICS-22 Non-Cogen | PV | SUN | SUN | AZPS | 12815 | 3756 | 2022
other | TRUE | 60231 | N | . | Genentech-Oceanside Hybrid | Tesla Inc. | 60947 | CA | PACC | WECC |  | 22 | 2 | NAICS-22 Non-Cogen | BA | MWH | OTH | CISO | 0 | -284 | 2022
solar pv | TRUE | 60231 | N | . | Genentech-Oceanside Hybrid | Tesla Inc. | 60947 | CA | PACC | WECC |  | 22 | 2 | NAICS-22 Non-Cogen | PV | SUN | SUN | CISO | 25448 | 7459 | 2022
solar pv | TRUE | 60232 | N | . | Onondaga County- Jamesville | Tesla Inc. | 60947 | NY | MAT | NPCC |  | 22 | 2 | NAICS-22 Non-Cogen | PV | SUN | SUN | NYIS | 8571 | 2512 | 2022
other | TRUE | 60233 | N | . | RE Garland | Southern Power Co | 17650 | CA | PACC | WECC |  | 22 | 2 | NAICS-22 Non-Cogen | BA | MWH | OTH | CISO | 0 | -13996 | 2022
solar pv | TRUE | 60233 | N | . | RE Garland | Southern Power Co | 17650 | CA | PACC | WECC |  | 22 | 2 | NAICS-22 Non-Cogen | PV | SUN | SUN | CISO | 1524823 | 446900 | 2022
petroleum | TRUE | 60234 | N | . | Belle Haven Diesel Generation Facility | Old Dominion Electric Coop | 40229 | VA | SAT | RFC |  | 22 | 1 | Electric Utility | IC | DFO | DFO | PJM | 2232 | 232 | 2022
petroleum | TRUE | 60235 | N | . | Perdue Diesel Generation Facility | Old Dominion Electric Coop | 40229 | VA | SAT | RFC |  | 22 | 1 | Electric Utility | IC | DFO | DFO | PJM | 2261 | 236 | 2022
petroleum | TRUE | 60236 | N | . | Onancock Diesel Generation Facility | Old Dominion Electric Coop | 40229 | VA | SAT | RFC |  | 22 | 1 | Electric Utility | IC | DFO | DFO | PJM | 2354 | 245 | 2022
solar pv | TRUE | 60237 | N | . | Midway Solar Farm II | Dominion Renewable Energy | 58468 | CA | PACC | WECC |  | 22 | 2 | NAICS-22 Non-Cogen | PV | SUN | SUN | IID | 244967 | 71796 | 2022
solar pv | TRUE | 60238 | N | . | McDonald Solar Farm, LLC | Cypress Creek Renewables | 61060 | IN | ENC | RFC |  | 22 | 2 | NAICS-22 Non-Cogen | PV | SUN | SUN | MISO | 29735 | 8715 | 2022
solar pv | TRUE | 60239 | N | . | Pastime Farm, LLC | Cypress Creek Renewables | 61060 | IN | ENC | RFC |  | 22 | 2 | NAICS-22 Non-Cogen | PV | SUN | SUN | MISO | 29476 | 8639 | 2022
solar pv | TRUE | 60240 | N | . | Yanceyville Farm 3, LLC | Strata Manager, LLC | 64778 | NC | SAT | SERC |  | 22 | 2 | NAICS-22 Non-Cogen | PV | SUN | SUN | DUK | 30400 | 8910 | 2022
biomass | TRUE | 60241 | N | . | Union Renewable Energy Facility | Lockhart Power Co | 11118 | SC | SAT | SERC |  | 22 | 1 | Electric Utility | IC | LFG | MLG | DUK | 170601 | 16798 | 2022
solar pv | TRUE | 60242 | N | . | Algonquin SKIC 10 Solar, LLC | Algonquin Power Co | 59050 | CA | PACC | WECC |  | 22 | 2 | NAICS-22 Non-Cogen | PV | SUN | SUN | CISO | 64393 | 18873 | 2022
petroleum | TRUE | 60243 | N | . | Ambler | Alaska Village Elec Coop, Inc | 221 | AK | PACN |  |  | 22 | 1 | Electric Utility | IC | DFO | DFO |  | 13239 | 1293 | 2022
petroleum | TRUE | 60244 | N | . | Marshall | Alaska Village Elec Coop, Inc | 221 | AK | PACN |  |  | 22 | 1 | Electric Utility | IC | DFO | DFO |  | 14334 | 1527 | 2022
petroleum | TRUE | 60245 | N | . | New Stuyahok | Alaska Village Elec Coop, Inc | 221 | AK | PACN |  |  | 22 | 1 | Electric Utility | IC | DFO | DFO |  | 18650 | 1832 | 2022
solar pv | TRUE | 60247 | N | . | Valley View Solar | SR Clinch, LLC | 60036 | CO | MTN | WECC |  | 22 | 2 | NAICS-22 Non-Cogen | PV | SUN | SUN | WACM | 33667 | 9867 | 2022
solar pv | TRUE | 60248 | N | . | Skylark | SR Clinch, LLC | 60036 | CO | MTN | WECC |  | 22 | 2 | NAICS-22 Non-Cogen | PV | SUN | SUN | WACM | 31559 | 9249 | 2022
other | TRUE | 60249 | Y | . | Silicon Valley Clean Water | Silicon Valley Clean Water | 60038 | CA | PACC | WECC |  | 22 | 3 | NAICS-22 Cogen | BA | MWH | OTH | CISO | 0 | 0 | 2022
natural gas peaker | TRUE | 60249 | Y | . | Silicon Valley Clean Water | Silicon Valley Clean Water | 60038 | CA | PACC | WECC |  | 22 | 3 | NAICS-22 Cogen | IC | NG | NG | CISO | 3983 | 691.061 | 2022
biomass | TRUE | 60249 | Y | . | Silicon Valley Clean Water | Silicon Valley Clean Water | 60038 | CA | PACC | WECC |  | 22 | 3 | NAICS-22 Cogen | IC | OBG | ORW | CISO | 35367 | 6136.939 | 2022
petroleum | TRUE | 60250 | N | . | Swampy Acres Microgrid | Kodiak Electric Assn Inc | 10433 | AK | PACN |  |  | 22 | 1 | Electric Utility | IC | DFO | DFO | NA | 1146 | 0 | 2022
solar pv | TRUE | 60251 | N | . | IMPA Huntingburg Solar Park | Indiana Municipal Power Agency | 9234 | IN | ENC | RFC |  | 22 | 1 | Electric Utility | PV | SUN | SUN | MISO | 6127 | 1796 | 2022
solar pv | TRUE | 60252 | N | . | IMPA Washington Solar Park | Indiana Municipal Power Agency | 9234 | IN | ENC | RFC |  | 22 | 1 | Electric Utility | PV | SUN | SUN | MISO | 12547 | 3677 | 2022
solar pv | TRUE | 60253 | N | . | IMPA Anderson Solar Park | Indiana Municipal Power Agency | 9234 | IN | ENC | RFC |  | 22 | 1 | Electric Utility | PV | SUN | SUN | PJM | 9329 | 2734 | 2022
natural gas peaker | TRUE | 60254 | N | . | Owatonna Energy Station | Southern Minnesota Mun P Agny | 40580 | MN | WNC | MRO |  | 22 | 1 | Electric Utility | IC | NG | NG | MISO | 328889 | 33109 | 2022
solar pv | TRUE | 60255 | N | . | Weymouth Solar Plant | Metropolitan Water District of S CA | 12397 | CA | PACC | WECC |  | 22 | 1 | Electric Utility | PV | SUN | SUN | CISO | 20310 | 5952 | 2022
onshore wind | TRUE | 60256 | N | . | Bluestem | Bluestem Wind Energy, LLC | 60044 | OK | WSC | MRO |  | 22 | 2 | NAICS-22 Non-Cogen | WT | WND | WND | SWPP | 2771178 | 812186 | 2022
solar pv | TRUE | 60257 | N | . | Stainback Solar Farm | Cypress Creek Renewables | 61060 | NC | SAT | SERC |  | 22 | 2 | NAICS-22 Non-Cogen | PV | SUN | SUN | DUK | 31984 | 9374 | 2022
solar pv | TRUE | 60258 | N | . | Alta Luna | TPE Alta Luna, LLC | 60046 | NM | MTN | WECC |  | 22 | 2 | NAICS-22 Non-Cogen | PV | SUN | SUN | PNM | 237514 | 69611 | 2022
onshore wind | TRUE | 60259 | N | . | Pioneer Wind Park, LLC | AES Distributed Energy | 61012 | WY | MTN | WECC |  | 22 | 2 | NAICS-22 Non-Cogen | WT | WND | WND | PACE | 745324 | 218442 | 2022
petroleum | TRUE | 60260 | N | . | Brevig Mission | Alaska Village Elec Coop, Inc | 221 | AK | PACN |  |  | 22 | 1 | Electric Utility | IC | DFO | DFO | NA | 12453 | 1241 | 2022
solar pv | TRUE | 60261 | N | . | Playa Solar 2 | EDF Renewable Asset Holdings, Inc. | 57170 | NV | MTN | WECC |  | 22 | 2 | NAICS-22 Non-Cogen | PV | SUN | SUN | NEVP | 965877 | 283082 | 2022
onshore wind | TRUE | 60262 | N | . | Prairie Breeze II | Invenergy Services LLC | 49893 | NE | WNC | MRO |  | 22 | 2 | NAICS-22 Non-Cogen | WT | WND | WND | SWPP | 1032982 | 302750 | 2022
biomass | FALSE | 60263 | Y | . | Durham AWTF | Clean Water Services | 60047 | OR | PACC | WECC |  | 22132 | 5 | Commercial NAICS Cogen | IC | OBG | ORW | PGE | 136059 | 11791 | 2022
natural gas peaker | TRUE | 60264 | N | . | Bacliff | PHR Holdings LLC | 60048 | TX | WSC | TRE |  | 22 | 2 | NAICS-22 Non-Cogen | GT | NG | NG | ERCO | 1826224 | 147847 | 2022
solar pv | TRUE | 60265 | N | . | Junction Road | NJR Clean Energy Ventures Corporation | 56990 | NJ | MAT | RFC |  | 22 | 2 | NAICS-22 Non-Cogen | PV | SUN | SUN | PJM | 24841 | 7280 | 2022
solar pv | TRUE | 60266 | N | . | Cedar Branch | NJR Clean Energy Ventures Corporation | 56990 | NJ | MAT | RFC |  | 22 | 2 | NAICS-22 Non-Cogen | PV | SUN | SUN | PJM | 34897 | 10228 | 2022
solar pv | TRUE | 60267 | N | . | Sharon Station | NJR Clean Energy Ventures Corporation | 56990 | NJ | MAT | RFC |  | 22 | 2 | NAICS-22 Non-Cogen | PV | SUN | SUN | PJM | 16145 | 4732 | 2022
onshore wind | TRUE | 60270 | N | . | Blue Cloud Wind Energy LLC | RWE Renewables Americas, LLC | 56215 | TX | WSC | MRO |  | 22 | 2 | NAICS-22 Non-Cogen | WT | WND | WND | ERCO | 1897875 | 556236 | 2022
solar pv | TRUE | 60274 | N | . | CED Westfield Solar, LLC | Consolidated Edison Development Inc. | 56769 | MA | NEW | NPCC |  | 22 | 2 | NAICS-22 Non-Cogen | PV | SUN | SUN | ISNE | 11748 | 3443 | 2022
solar pv | TRUE | 60275 | N | . | Westside Solar Power PV1 | Westside Assets LLC | 60067 | CA | PACC | WECC |  | 22 | 2 | NAICS-22 Non-Cogen | PV | SUN | SUN | CISO | 17695 | 5186 | 2022
natural gas peaker | FALSE | 60276 | Y | . | West Groton CHP | Hollingsworth & Vose Co West Groton | 60058 | MA | NEW | NPCC |  | 322 | 7 | Industrial NAICS Cogen | GT | NG | NG | ISNE | 110726 | 22429 | 2022
solar pv | TRUE | 60277 | N | . | Castor Solar | ZGlobal Inc | 60059 | CA | PACC | WECC |  | 22 | 2 | NAICS-22 Non-Cogen | PV | SUN | SUN | CISO | 10035 | 2941 | 2022
solar pv | TRUE | 60278 | N | . | Southbridge Solar | AES Distributed Energy | 61012 | MA | NEW | NPCC |  | 22 | 2 | NAICS-22 Non-Cogen | PV | SUN | SUN | ISNE | 9834 | 2882 | 2022
solar pv | TRUE | 60279 | N | . | Antelope Big Sky Ranch | AES Distributed Energy | 61012 | CA | PACC | WECC |  | 22 | 2 | NAICS-22 Non-Cogen | PV | SUN | SUN | CISO | 177563 | 52041 | 2022
solar pv | TRUE | 60280 | N | . | Summer Solar LLC | AES Distributed Energy | 61012 | CA | PACC | WECC |  | 22 | 2 | NAICS-22 Non-Cogen | PV | SUN | SUN | CISO | 221125 | 64808 | 2022
solar pv | TRUE | 60281 | N | . | Central Antelope Dry Ranch B LLC | Central Antelope Dry Ranch B, LLC | 63250 | CA | PACC | WECC |  | 22 | 2 | NAICS-22 Non-Cogen | PV | SUN | SUN | CISO | 27678 | 8112 | 2022
solar pv | TRUE | 60283 | N | . | SR Mavericks | SR Mavericks, LLC | 60060 | CO | MTN | WECC |  | 22 | 2 | NAICS-22 Non-Cogen | PV | SUN | SUN | WACM | 44785 | 13126 | 2022
solar pv | TRUE | 60284 | N | . | Organ Church Solar | Rigel | 64877 | NC | SAT | SERC |  | 22 | 2 | NAICS-22 Non-Cogen | PV | SUN | SUN | DUK | 36954 | 10830 | 2022
solar pv | TRUE | 60285 | N | . | Red Horse III | Red Horse III | 60068 | AZ | MTN | WECC |  | 22 | 2 | NAICS-22 Non-Cogen | PV | SUN | SUN | TEPC | 247782 | 72621 | 2022
solar pv | TRUE | 60287 | N | . | Willard Solar | NES Olympos | 63471 | NC | SAT | SERC |  | 22 | 2 | NAICS-22 Non-Cogen | PV | SUN | SUN | CPLE | 26290 | 7705 | 2022
solar pv | TRUE | 60288 | N | . | Ajax Solar | Cypress Creek Renewables | 61060 | NC | SAT | SERC |  | 22 | 2 | NAICS-22 Non-Cogen | PV | SUN | SUN | DUK | 13587 | 3982 | 2022
solar pv | TRUE | 60290 | N | . | Jester Solar | Sol Systems | 61677 | NC | SAT | SERC |  | 22 | 2 | NAICS-22 Non-Cogen | PV | SUN | SUN | DUK | 34045 | 9978 | 2022
solar pv | TRUE | 60291 | N | . | Trinity Solar | Capital Dynamics | 59503 | NC | SAT | SERC |  | 22 | 2 | NAICS-22 Non-Cogen | PV | SUN | SUN | DUK | 32223 | 9444 | 2022
solar pv | TRUE | 60293 | N | . | St. Matthews Solar | St. Matthews Solar, LLC | 60073 | SC | SAT | SERC |  | 22 | 2 | NAICS-22 Non-Cogen | PV | SUN | SUN | SCEG | 65960 | 19332 | 2022
other | TRUE | 60297 | N | . | Clinton Battery | Clinton Battery Utility, LLC | 60094 | OH | ENC | RFC |  | 22 | 2 | NAICS-22 Non-Cogen | BA | MWH | OTH | PJM | 0 | -3025 | 2022
solar pv | TRUE | 60298 | N | . | Pine Valley Solar Farm, LLC | Pine Valley Solar, LLC | 64391 | NC | SAT | SERC |  | 22 | 2 | NAICS-22 Non-Cogen | PV | SUN | SUN | DUK | 29510 | 8649 | 2022
other | TRUE | 60299 | N | . | HMV Minster Energy Storage System | Concord New Energy | 59209 | OH | ENC | RFC |  | 22 | 2 | NAICS-22 Non-Cogen | BA | MWH | OTH | PJM | 0 | 0 | 2022
solar pv | TRUE | 60300 | N | . | Montana Solar Facility | El Paso Electric Co | 5701 | TX | WSC | WECC |  | 22 | 1 | Electric Utility | PV | SUN | SUN | EPE | 19052 | 5584 | 2022
solar pv | TRUE | 60301 | N | . | Holloman Solar Facility | El Paso Electric Co | 5701 | NM | MTN | WECC |  | 22 | 1 | Electric Utility | PV | SUN | SUN | EPE | 27669 | 8109 | 2022
natural gas combined cycle | TRUE | 60302 | N | . | Keys Energy Center | PSEG Keys Energy Center, LLC | 60100 | MD | SAT | RFC |  | 22 | 2 | NAICS-22 Non-Cogen | CA | NG | NG | PJM | 2401258 | 1752529 | 2022
natural gas combined cycle | TRUE | 60302 | N | . | Keys Energy Center | PSEG Keys Energy Center, LLC | 60100 | MD | SAT | RFC |  | 22 | 2 | NAICS-22 Non-Cogen | CT | NG | NG | PJM | 30031242 | 2829341 | 2022
solar pv | TRUE | 60303 | N | . | Sumrall II Solar Farm | MS Solar 3, LLC | 60099 | MS | ESC | SERC |  | 22 | 2 | NAICS-22 Non-Cogen | PV | SUN | SUN | MISO | 360267 | 105588 | 2022
solar pv | TRUE | 60304 | N | . | San Isabel Solar, LLC | San Isabel Solar, LLC | 60097 | CO | MTN | WECC |  | 22 | 2 | NAICS-22 Non-Cogen | PV | SUN | SUN | PSCO | 258036 | 75626 | 2022
solar pv | TRUE | 60306 | N | . | Sumrall I Solar Farm | MS Solar 2, LLC | 60098 | MS | ESC | SERC |  | 22 | 2 | NAICS-22 Non-Cogen | PV | SUN | SUN | SOCO | 384736 | 112760 | 2022
solar pv | TRUE | 60307 | N | . | Mesquite Solar 2, LLC | Consolidated Edison Development Inc. | 56769 | AZ | MTN | WECC |  | 22 | 2 | NAICS-22 Non-Cogen | PV | SUN | SUN | CISO | 866210 | 253872 | 2022
solar pv | TRUE | 60308 | N | . | Mesquite Solar 3, LLC | Consolidated Edison Development Inc. | 56769 | AZ | MTN | WECC |  | 22 | 2 | NAICS-22 Non-Cogen | PV | SUN | SUN | CISO | 1561528 | 457658 | 2022
solar pv | TRUE | 60310 | N | . | Portal Ridge Solar B, LLC | Portal Ridge Solar, LLC | 60412 | CA | PACC | WECC |  | 22 | 2 | NAICS-22 Non-Cogen | PV | SUN | SUN | CISO | 139063 | 40757 | 2022
solar pv | TRUE | 60311 | N | . | Portal Ridge Solar C, LLC | Portal Ridge Solar, LLC | 60412 | CA | PACC | WECC |  | 22 | 2 | NAICS-22 Non-Cogen | PV | SUN | SUN | CISO | 82103 | 24063 | 2022
solar pv | TRUE | 60312 | N | . | Howell Midland Farm, LLC | Strata Manager, LLC | 64778 | NC | SAT | SERC |  | 22 | 2 | NAICS-22 Non-Cogen | PV | SUN | SUN | DUK | 31014 | 9090 | 2022
solar pv | TRUE | 60313 | N | . | Augustus Farm, LLC | Strata Manager, LLC | 64778 | NC | SAT | SERC |  | 22 | 2 | NAICS-22 Non-Cogen | PV | SUN | SUN | DUK | 33916 | 9940 | 2022
onshore wind | TRUE | 60314 | N | . | Prairie Breeze III | Invenergy Services LLC | 49893 | NE | WNC | MRO |  | 22 | 2 | NAICS-22 Non-Cogen | WT | WND | WND | SWPP | 498356 | 146060 | 2022
solar pv | TRUE | 60315 | N | . | Midway Solar Farm III | Greenbacker Renewable Energy Corporation | 60025 | CA | PACC | WECC |  | 22 | 2 | NAICS-22 Non-Cogen | PV | SUN | SUN | IID | 167121 | 48980 | 2022
solar pv | TRUE | 60316 | N | . | Scott Solar Farm | Dominion Energy Inc. | 5248 | VA | SAT | SERC |  | 22 | 1 | Electric Utility | PV | SUN | SUN | PJM | 83853 | 24576 | 2022
onshore wind | TRUE | 60317 | N | . | Grady Wind Energy Center, LLC | Pattern Operators LP | 56545 | NM | MTN | WECC |  | 22 | 2 | NAICS-22 Non-Cogen | WT | WND | WND | PNM | 2752718 | 806775 | 2022
solar pv | TRUE | 60318 | N | . | Woodland Solar Farm | Virginia Electric & Power Co | 19876 | VA | SAT | SERC |  | 22 | 1 | Electric Utility | PV | SUN | SUN | PJM | 95279 | 27925 | 2022
solar pv | TRUE | 60319 | N | . | Whitehouse Solar Farm | Virginia Electric & Power Co | 19876 | VA | SAT | SERC |  | 22 | 1 | Electric Utility | PV | SUN | SUN | PJM | 95842 | 28090 | 2022
solar pv | TRUE | 60320 | N | . | Jeffco Community Solar Gardens LLC | SunShare Management | 60970 | CO | MTN | WECC |  | 22 | 2 | NAICS-22 Non-Cogen | PV | SUN | SUN | PSCO | 8983 | 2633 | 2022
solar pv | TRUE | 60324 | N | . | Willow Spring Solar, LLC | Willow Spring Solar LLC | 61672 | CA | PACC | WECC |  | 22 | 2 | NAICS-22 Non-Cogen | PV | SUN | SUN | CISO | 839216 | 245960 | 2022
onshore wind | TRUE | 60326 | N | . | O'Brien Wind | MidAmerican Energy Co | 12341 | IA | WNC | MRO |  | 22 | 1 | Electric Utility | WT | WND | WND | MISO | 3368056 | 987121 | 2022
solar pv | TRUE | 60327 | N | . | East Amwell | NJR Clean Energy Ventures Corporation | 56990 | NJ | MAT | RFC |  | 22 | 2 | NAICS-22 Non-Cogen | PV | SUN | SUN | PJM | 9423 | 2762 | 2022
petroleum | TRUE | 60328 | N | . | Schofield Generating Station | Hawaiian Electric Co Inc | 19547 | HI | PACN |  |  | 22 | 1 | Electric Utility | IC | DFO | DFO | HECO | 0 | 0 | 2022
biomass | TRUE | 60328 | N | . | Schofield Generating Station | Hawaiian Electric Co Inc | 19547 | HI | PACN |  |  | 22 | 1 | Electric Utility | IC | OBL | ORW | HECO | 140643 | 14908 | 2022
onshore wind | TRUE | 60329 | N | . | Ringer Hill Wind Farm, LLC | Ringer Hill Wind LLC | 62892 | PA | MAT | RFC |  | 22 | 2 | NAICS-22 Non-Cogen | WT | WND | WND | PJM | 358998 | 105216 | 2022
solar pv | TRUE | 60330 | N | . | Grove Solar Center, LLC | Cypress Creek Renewables | 61060 | OR | PACC | WECC |  | 22 | 2 | NAICS-22 Non-Cogen | PV | SUN | SUN | IPCO | 44289 | 12980 | 2022
solar pv | TRUE | 60331 | N | . | Hyline Solar Center, LLC | Cypress Creek Renewables | 61060 | OR | PACC | WECC |  | 22 | 2 | NAICS-22 Non-Cogen | PV | SUN | SUN | IPCO | 66671 | 19540 | 2022
solar pv | TRUE | 60332 | N | . | Open Range Solar Center, LLC | Cypress Creek Renewables | 61060 | OR | PACC | WECC |  | 22 | 2 | NAICS-22 Non-Cogen | PV | SUN | SUN | IPCO | 75463 | 22117 | 2022
solar pv | TRUE | 60333 | N | . | Railroad Solar Center, LLC | Cypress Creek Renewables | 61060 | OR | PACC | WECC |  | 22 | 2 | NAICS-22 Non-Cogen | PV | SUN | SUN | IPCO | 34287 | 10049 | 2022
solar pv | TRUE | 60334 | N | . | Thunderegg Solar Center, LLC | Cypress Creek Renewables | 61060 | OR | PACC | WECC |  | 22 | 2 | NAICS-22 Non-Cogen | PV | SUN | SUN | IPCO | 73313 | 21487 | 2022
solar pv | TRUE | 60335 | N | . | Vale Air Solar Center, LLC | Cypress Creek Renewables | 61060 | OR | PACC | WECC |  | 22 | 2 | NAICS-22 Non-Cogen | PV | SUN | SUN | IPCO | 73617 | 21576 | 2022
solar pv | TRUE | 60336 | N | . | Midway Solar Farm 1 | 83WI 8ME, LLC | 60118 | CA | PACC | WECC |  | 22 | 2 | NAICS-22 Non-Cogen | PV | SUN | SUN | IID | 421120 | 123423 | 2022
solar pv | TRUE | 60337 | N | . | Providence Solar | Providence Solar Center, LLC | 60125 | TN | ESC | SERC |  | 22 | 2 | NAICS-22 Non-Cogen | PV | SUN | SUN | TVA | 109485 | 32088 | 2022
onshore wind | TRUE | 60338 | N | . | Electra Wind Farm | Electra Wind, LLC | 60128 | TX | WSC | TRE |  | 22 | 2 | NAICS-22 Non-Cogen | WT | WND | WND | ERCO | 3102467 | 909281 | 2022
onshore wind | TRUE | 60339 | N | . | Horse Creek Wind Farm | Horse Creek Wind, LLC | 60129 | TX | WSC | TRE |  | 22 | 2 | NAICS-22 Non-Cogen | WT | WND | WND | ERCO | 2990143 | 876361 | 2022
natural gas steam turbine | TRUE | 60340 | Y | . | Albany Green Energy | Albany Green Energy, LLC | 60130 | GA | SAT | SERC |  | 22 | 3 | NAICS-22 Cogen | ST | NG | NG | SOCO | 17331 | 1334.921 | 2022
biomass | TRUE | 60340 | Y | . | Albany Green Energy | Albany Green Energy, LLC | 60130 | GA | SAT | SERC |  | 22 | 3 | NAICS-22 Cogen | ST | OBS | ORW | SOCO | 0 | 0 | 2022
biomass | TRUE | 60340 | Y | . | Albany Green Energy | Albany Green Energy, LLC | 60130 | GA | SAT | SERC |  | 22 | 3 | NAICS-22 Cogen | ST | WDS | WWW | SOCO | 4066878 | 327288.08 | 2022
solar pv | TRUE | 60341 | N | . | Wal-Mart Truth or Consequences PV | SSA Solar of NM 3, LLC | 60127 | NM | MTN | WECC |  | 22 | 2 | NAICS-22 Non-Cogen | PV | SUN | SUN | PNM | 6542 | 1917 | 2022
onshore wind | TRUE | 60342 | N | . | Ida Grove Wind | MidAmerican Energy Co | 12341 | IA | WNC | MRO |  | 22 | 1 | Electric Utility | WT | WND | WND | MISO | 4038392 | 1183585 | 2022
solar pv | TRUE | 60344 | N | . | Sudbury Solar | Ecos Energy LLC | 58135 | VT | NEW | NPCC |  | 22 | 2 | NAICS-22 Non-Cogen | PV | SUN | SUN | ISNE | 11135 | 3264 | 2022
petroleum | TRUE | 60345 | N | . | Okeechobee Clean Energy Center | Florida Power & Light Co | 6452 | FL | SAT | SERC |  | 22 | 1 | Electric Utility | CA | DFO | DFO | FPL | 0 | 1581.931 | 2022
natural gas combined cycle | TRUE | 60345 | N | . | Okeechobee Clean Energy Center | Florida Power & Light Co | 6452 | FL | SAT | SERC |  | 22 | 1 | Electric Utility | CA | NG | NG | FPL | 0 | 2745834.1 | 2022
petroleum | TRUE | 60345 | N | . | Okeechobee Clean Energy Center | Florida Power & Light Co | 6452 | FL | SAT | SERC |  | 22 | 1 | Electric Utility | CT | DFO | DFO | FPL | 37978 | 4319.661 | 2022
natural gas combined cycle | TRUE | 60345 | N | . | Okeechobee Clean Energy Center | Florida Power & Light Co | 6452 | FL | SAT | SERC |  | 22 | 1 | Electric Utility | CT | NG | NG | FPL | 63430663 | 7152864.3 | 2022
solar pv | TRUE | 60346 | N | . | Demille Solar Farm | DTE Electric Company | 5109 | MI | ENC | RFC |  | 22 | 1 | Electric Utility | PV | SUN | SUN | MISO | 129533 | 37964 | 2022
solar pv | TRUE | 60347 | N | . | Turrill Solar Farm | DTE Electric Company | 5109 | MI | ENC | RFC |  | 22 | 1 | Electric Utility | PV | SUN | SUN | MISO | 78186 | 22915 | 2022
solar pv | TRUE | 60348 | N | . | O'Shea Solar Farm | DTE Electric Company | 5109 | MI | ENC | RFC |  | 22 | 1 | Electric Utility | PV | SUN | SUN | MISO | 6957 | 2039 | 2022
biomass | FALSE | 60349 | N | . | Hill AFB LFG Facility, Bldg #737 | Ameresco Federal Solutions | 60146 | UT | MTN | WECC |  | 928 | 4 | Commercial NAICS Non-Cogen | IC | LFG | MLG | PACE | 147981 | 10531 | 2022
solar pv | TRUE | 60350 | N | . | Solar Las Vegas MB 2, LLC | NRG Solar Las Vegas MB 2 | 60145 | NV | MTN | WECC |  | 22 | 2 | NAICS-22 Non-Cogen | PV | SUN | SUN | NEVP | 9680 | 2837 | 2022
solar pv | TRUE | 60351 | N | . | Bison Solar LLC | Bison Solar LLC | 60143 | CO | MTN | WECC |  | 22 | 2 | NAICS-22 Non-Cogen | PV | SUN | SUN | PSCO | 225441 | 66073 | 2022
solar pv | TRUE | 60352 | N | . | Boulder Solar Power, LLC | Southern Power Co | 17650 | NV | MTN | WECC |  | 22 | 2 | NAICS-22 Non-Cogen | PV | SUN | SUN | NEVP | 913294 | 267671 | 2022
solar pv | TRUE | 60353 | N | . | Cecil County CCVT HS | SunE DB42, LLC | 60150 | MD | SAT | RFC |  | 22 | 2 | NAICS-22 Non-Cogen | PV | SUN | SUN | PJM | 11606 | 3402 | 2022
onshore wind | TRUE | 60354 | N | . | Brady II Wind Energy Center | Brady Wind II, LLC | 60149 | ND | WNC | MRO |  | 22 | 2 | NAICS-22 Non-Cogen | WT | WND | WND | SWPP | 2324832 | 681369 | 2022
onshore wind | TRUE | 60355 | N | . | Brady Wind Energy Center | Brady Wind, LLC | 60148 | ND | WNC | MRO |  | 22 | 2 | NAICS-22 Non-Cogen | WT | WND | WND | SWPP | 2305794 | 675789 | 2022
natural gas combined cycle | TRUE | 60356 | N | . | South Field Energy | South Field Energy, LLC | 60131 | OH | ENC | RFC |  | 22 | 2 | NAICS-22 Non-Cogen | CA | NG | NG | PJM | 7578999 | 3314413 | 2022
natural gas combined cycle | TRUE | 60356 | N | . | South Field Energy | South Field Energy, LLC | 60131 | OH | ENC | RFC |  | 22 | 2 | NAICS-22 Non-Cogen | CT | NG | NG | PJM | 43547686 | 5176091 | 2022
natural gas combined cycle | TRUE | 60357 | N | . | Lackawanna Energy Center | Invenergy Services LLC | 49893 | PA | MAT | RFC |  | 22 | 2 | NAICS-22 Non-Cogen | CS | NG | NG | PJM | 61001002 | 9148444 | 2022
solar pv | TRUE | 60359 | N | . | Gastonia Solar Center | Adapture Renewables, Inc. | 60496 | NC | SAT | SERC |  | 22 | 2 | NAICS-22 Non-Cogen | PV | SUN | SUN | DUK | 25433 | 7454 | 2022
solar pv | TRUE | 60361 | N | . | Wortham Solar Farm | Cypress Creek Renewables | 61060 | NC | SAT | SERC |  | 22 | 2 | NAICS-22 Non-Cogen | PV | SUN | SUN | DUK | 30815 | 9031 | 2022
solar pv | TRUE | 60363 | N | . | White Farm Solar, LLC | Cypress Creek Renewables | 61060 | NC | SAT | SERC |  | 22 | 2 | NAICS-22 Non-Cogen | PV | SUN | SUN | PJM | 31595 | 9260 | 2022
biomass | TRUE | 60364 | N | . | White Street Renewables | White Street Renewables LLC | 60154 | NC | SAT | SERC |  | 22 | 2 | NAICS-22 Non-Cogen | IC | LFG | MLG | DUK | 145895 | 9941 | 2022
solar pv | TRUE | 60364 | N | . | White Street Renewables | White Street Renewables LLC | 60154 | NC | SAT | SERC |  | 22 | 2 | NAICS-22 Non-Cogen | PV | SUN | SUN | DUK | 22686 | 6649 | 2022
solar pv | TRUE | 60365 | N | . | Vulcraft Solar | Soltage VUL 1600 Chemung, LLC | 60800 | NY | MAT | NPCC |  | 22 | 2 | NAICS-22 Non-Cogen | PV | SUN | SUN | NYIS | 5855 | 1716 | 2022
onshore wind | TRUE | 60366 | N | . | Old Settler Wind | Old Settler Wind, LLC | 60155 | TX | WSC | TRE |  | 22 | 2 | NAICS-22 Non-Cogen | WT | WND | WND | ERCO | 1914493 | 561106 | 2022
solar pv | TRUE | 60367 | N | . | Snow Camp Solar, LLC | Cypress Creek Renewables | 61060 | NC | SAT | SERC |  | 22 | 2 | NAICS-22 Non-Cogen | PV | SUN | SUN | CPLE | 37999 | 11137 | 2022
natural gas combined cycle | TRUE | 60368 | N | . | Hummel Station LLC | Hummel Station, LLC | 60162 | PA | MAT | RFC |  | 22 | 2 | NAICS-22 Non-Cogen | CA | NG | NG | PJM | 493660 | 2657040 | 2022
natural gas combined cycle | TRUE | 60368 | N | . | Hummel Station LLC | Hummel Station, LLC | 60162 | PA | MAT | RFC |  | 22 | 2 | NAICS-22 Non-Cogen | CT | NG | NG | PJM | 52264999 | 5093611 | 2022
solar pv | TRUE | 60369 | N | . | Battleboro Farm | Oppidum Renewables USA, LLC | 63026 | NC | SAT | SERC |  | 22 | 2 | NAICS-22 Non-Cogen | PV | SUN | SUN | PJM | 30138 | 8833 | 2022
solar pv | TRUE | 60370 | N | . | Flint Hill Solar, LLC | Cypress Creek Renewables | 61060 | NC | SAT | SERC |  | 22 | 2 | NAICS-22 Non-Cogen | PV | SUN | SUN | CPLE | 30784 | 9022 | 2022
solar pv | TRUE | 60371 | N | . | Legoland Solar | Tampa Electric Co | 18454 | FL | SAT | SERC |  | 22 | 1 | Electric Utility | PV | SUN | SUN | TEC | 8573 | 2512 | 2022
solar pv | TRUE | 60372 | N | . | Lamesa Solar | Southern Power Co | 17650 | TX | WSC | TRE |  | 22 | 2 | NAICS-22 Non-Cogen | PV | SUN | SUN | ERCO | 708133 | 207542 | 2022
solar pv | TRUE | 60375 | N | . | ILR Landfill | ILR Landfill | 60164 | NJ | MAT | RFC |  | 22 | 2 | NAICS-22 Non-Cogen | PV | SUN | SUN | PJM | 34343 | 10065 | 2022
natural gas combined cycle | TRUE | 60376 | N | . | Clean Energy Future-Lordstown, LLC | Clean Energy Future-Lordstown, LLC | 60170 | OH | ENC | RFC |  | 22 | 2 | NAICS-22 Non-Cogen | CA | NG | NG | PJM | 1182569 | 2305501 | 2022
natural gas combined cycle | TRUE | 60376 | N | . | Clean Energy Future-Lordstown, LLC | Clean Energy Future-Lordstown, LLC | 60170 | OH | ENC | RFC |  | 22 | 2 | NAICS-22 Non-Cogen | CT | NG | NG | PJM | 41336039 | 4060822 | 2022
solar pv | TRUE | 60378 | N | . | NHA at Mansfield NJ | Luminace Solar New Jersey, LLC | 57044 | NJ | MAT | RFC |  | 22 | 2 | NAICS-22 Non-Cogen | PV | SUN | SUN | PJM | 26186 | 7674 | 2022
solar pv | TRUE | 60380 | N | . | Shoe Creek Solar, LLC | Cypress Creek Renewables | 61060 | NC | SAT | SERC |  | 22 | 2 | NAICS-22 Non-Cogen | PV | SUN | SUN | CPLE | 517463 | 151660 | 2022
solar pv | TRUE | 60381 | N | . | Sulphur Springs | MN8 Energy LLC | 61944 | AZ | MTN | WECC |  | 22 | 2 | NAICS-22 Non-Cogen | PV | SUN | SUN | WALC | 181704 | 53254 | 2022
solar pv | TRUE | 60383 | N | . | Monroe Solar Facility | Duke Energy Carolinas, LLC | 5416 | NC | SAT | SERC |  | 22 | 1 | Electric Utility | PV | SUN | SUN | CPLE | 358130 | 104962 | 2022
solar pv | TRUE | 60384 | N | . | Hertford Solar Farm | Duke Energy Renewables Services | 65411 | NC | SAT | SERC |  | 22 | 2 | NAICS-22 Non-Cogen | PV | SUN | SUN | PJM | 30687 | 8994 | 2022
other | TRUE | 60385 | Y | . | Santa Rita Jail Fuel Cell | SRJFC, LLC | 60182 | CA | PACC | WECC |  | 22 | 3 | NAICS-22 Cogen | FC | NG | NG | CISO | 96015 | 11042 | 2022
solar pv | TRUE | 60386 | N | . | RE Garland A | Southern Power Co | 17650 | CA | PACC | WECC |  | 22 | 2 | NAICS-22 Non-Cogen | PV | SUN | SUN | CISO | 164765 | 48290 | 2022
biomass | TRUE | 60388 | N | . | Morgantown | EDL Inc | 55858 | PA | MAT | RFC |  | 22 | 2 | NAICS-22 Non-Cogen | IC | LFG | MLG | PJM | 60887 | 5737 | 2022
solar pv | TRUE | 60389 | N | . | RE Barren Ridge 1 | RE Barren Ridge 1, LLC | 60191 | CA | PACC | WECC |  | 22 | 2 | NAICS-22 Non-Cogen | PV | SUN | SUN | LDWP | 577810 | 169346 | 2022
other | TRUE | 60390 | N | . | Beech Ridge Energy Storage | Invenergy Services LLC | 49893 | WV | SAT | RFC |  | 22 | 2 | NAICS-22 Non-Cogen | BA | MWH | OTH | PJM | 0 | -8151 | 2022
solar pv | TRUE | 60391 | N | . | SJA Solar LLC-Solterra Monastery CSG | SJA Solar, LLC | 60189 | MA | NEW | RFC |  | 22 | 2 | NAICS-22 Non-Cogen | PV | SUN | SUN | ISNE | 253243 | 74221 | 2022
other | TRUE | 60392 | Y | . | Pfizer Groton Fuel Cell | Groton Fuel Cell 1 LLC | 62093 | CT | NEW | NPCC |  | 22 | 3 | NAICS-22 Cogen | FC | NG | NG | ISNE | 311422 | 38812 | 2022
solar pv | TRUE | 60393 | N | . | Warbler Holdings | SolRiver Capital LLC | 64994 | NC | SAT | SERC |  | 22 | 2 | NAICS-22 Non-Cogen | PV | SUN | SUN | DUK | 26319 | 7714 | 2022
solar pv | TRUE | 60394 | N | . | Tamworth Holdings | RWE Renewables Americas, LLC | 56215 | NC | SAT | SERC |  | 22 | 2 | NAICS-22 Non-Cogen | PV | SUN | SUN | DUK | 34979 | 10252 | 2022
solar pv | TRUE | 60395 | N | . | MC1 Solar | MC1 Solar Farm, LLC | 60190 | NC | SAT | SERC |  | 22 | 2 | NAICS-22 Non-Cogen | PV | SUN | SUN | PJM | 26427 | 7745 | 2022
solar pv | TRUE | 60396 | N | . | St. Pauls Solar 1, LLC | Cypress Creek Renewables | 61060 | NC | SAT | SERC |  | 22 | 2 | NAICS-22 Non-Cogen | PV | SUN | SUN | DUK | 26831 | 7864 | 2022
solar pv | TRUE | 60397 | N | . | Kennedy Solar, LLC | Cypress Creek Renewables | 61060 | NC | SAT | SERC |  | 22 | 2 | NAICS-22 Non-Cogen | PV | SUN | SUN | DUK | 30093 | 8820 | 2022
solar pv | TRUE | 60398 | N | . | Innovative Solar 65 | Cypress Creek Renewables | 61060 | NC | SAT | SERC |  | 22 | 2 | NAICS-22 Non-Cogen | PV | SUN | SUN | DUK | 30766 | 9017 | 2022
solar pv | TRUE | 60399 | N | . | Lincoln Solar, LLC (NC) | Cypress Creek Renewables | 61060 | NC | SAT | SERC |  | 22 | 2 | NAICS-22 Non-Cogen | PV | SUN | SUN | DUK | 29256 | 8574 | 2022
solar pv | TRUE | 60400 | N | . | Exum Farm Solar, LLC | Cypress Creek Renewables | 61060 | NC | SAT | SERC |  | 22 | 2 | NAICS-22 Non-Cogen | PV | SUN | SUN | DUK | 31997 | 9378 | 2022
solar pv | TRUE | 60401 | N | . | Bizzell Church Solar 1, LLC | Cypress Creek Renewables | 61060 | NC | SAT | SERC |  | 22 | 2 | NAICS-22 Non-Cogen | PV | SUN | SUN | DUK | 33029 | 9681 | 2022
solar pv | TRUE | 60402 | N | . | CB Bladen Solar, LLC | Cypress Creek Renewables | 61060 | NC | SAT | SERC |  | 22 | 2 | NAICS-22 Non-Cogen | PV | SUN | SUN | DUK | 33374 | 9781 | 2022
solar pv | TRUE | 60403 | N | . | Currin Solar, LLC | Cypress Creek Renewables | 61060 | NC | SAT | SERC |  | 22 | 2 | NAICS-22 Non-Cogen | PV | SUN | SUN | DUK | 30008 | 8795 | 2022
onshore wind | TRUE | 60404 | N | . | Pisgah Mountain Wind | Pisgah Mountain, LLC | 60207 | ME | NEW | NPCC |  | 22 | 2 | NAICS-22 Non-Cogen | WT | WND | WND | ISNE | 99295 | 29102 | 2022
solar pv | TRUE | 60405 | N | . | Chaves Solar, LLC | Chaves Solar LLC | 60208 | NM | MTN | MRO |  | 22 | 2 | NAICS-22 Non-Cogen | PV | SUN | SUN | SWPP | 555106 | 162692 | 2022
solar pv | TRUE | 60406 | N | . | Roswell Solar, LLC | Roswell Solar, LLC | 60209 | NM | MTN | MRO |  | 22 | 2 | NAICS-22 Non-Cogen | PV | SUN | SUN | SWPP | 549950 | 161181 | 2022
solar pv | TRUE | 60408 | N | . | Nash 97 Solar, LLC | Cypress Creek Renewables | 61060 | NC | SAT | SERC |  | 22 | 2 | NAICS-22 Non-Cogen | PV | SUN | SUN | DUK | 29637 | 8686 | 2022
solar pv | TRUE | 60409 | N | . | South Winston Farm, LLC | Cypress Creek Renewables | 61060 | NC | SAT | SERC |  | 22 | 2 | NAICS-22 Non-Cogen | PV | SUN | SUN | DUK | 29207 | 8560 | 2022
solar pv | TRUE | 60410 | N | . | Sullivan Solar, LLC | Cypress Creek Renewables | 61060 | IN | ENC | RFC |  | 22 | 2 | NAICS-22 Non-Cogen | PV | SUN | SUN | PJM | 29515 | 8650 | 2022
solar pv | TRUE | 60411 | N | . | Coventry Photovoltaic, LLC | Coventry Photovoltaic, LLC | 60801 | VT | NEW | NPCC |  | 22 | 2 | NAICS-22 Non-Cogen | PV | SUN | SUN | ISNE | 9847 | 2886 | 2022
solar pv | TRUE | 60412 | N | . | Munro Valley Solar | Ecos Energy LLC | 58135 | CA | PACC | WECC |  | 22 | 2 | NAICS-22 Non-Cogen | PV | SUN | SUN | CISO | 33895 | 9934 | 2022
solar pv | TRUE | 60413 | N | . | Bonnybrooke PV | Apple, Inc | 57369 | AZ | MTN | WECC |  | 22 | 2 | NAICS-22 Non-Cogen | PV | SUN | SUN | SRP | 460483 | 134960 | 2022
onshore wind | TRUE | 60414 | N | . | Bethel Wind Farm LLC | Southern Power Co | 17650 | TX | WSC | MRO |  | 22 | 2 | NAICS-22 Non-Cogen | WT | WND | WND | SWPP | 3963727 | 1161702 | 2022
solar pv | TRUE | 60415 | N | . | Hardison Farm Solar, LLC | Cypress Creek Renewables | 61060 | NC | SAT | SERC |  | 22 | 2 | NAICS-22 Non-Cogen | PV | SUN | SUN | PJM | 33608 | 9850 | 2022
solar pv | TRUE | 60416 | N | . | Maxton Solar, LLC | Cypress Creek Renewables | 61060 | NC | SAT | SERC |  | 22 | 2 | NAICS-22 Non-Cogen | PV | SUN | SUN | DUK | 32872 | 9634 | 2022
solar pv | TRUE | 60417 | N | . | Modlin Solar Farm | Cypress Creek Renewables | 61060 | NC | SAT | SERC |  | 22 | 2 | NAICS-22 Non-Cogen | PV | SUN | SUN | PJM | 30468 | 8930 | 2022
hydro | TRUE | 60418 | N | . | Calligan Creek Hydroelectric Project | PUD 1 of Snohomish County | 17470 | WA | PACC | WECC |  | 22 | 1 | Electric Utility | HY | WAT | HYC | PSEI | 13283 | 3893 | 2022
geothermal | TRUE | 60419 | N | . | Don A Campbell 2 Geothermal | ORNI 37 LLC | 60227 | NV | MTN | WECC |  | 22 | 2 | NAICS-22 Non-Cogen | BT | GEO | GEO | NEVP | 354703 | 103957 | 2022
other | TRUE | 60421 | N | . | Veyo Heat Recovery Project | Utah Associated Mun Power Sys | 40575 | UT | MTN | WECC |  | 22 | 1 | Electric Utility | ST | WH | OTH | PACE | 164745 | 48284 | 2022
solar pv | TRUE | 60422 | N | . | Morgan's Corner | Dominion Renewable Energy | 58468 | NC | SAT | SERC |  | 22 | 1 | Electric Utility | PV | SUN | SUN | PJM | 85549 | 25073 | 2022
solar pv | TRUE | 60423 | N | . | Fairhaven C CSG | MN8 Energy LLC | 61944 | MA | NEW | NPCC |  | 22 | 2 | NAICS-22 Non-Cogen | PV | SUN | SUN | ISNE | 10215 | 2994 | 2022
solar pv | TRUE | 60424 | N | . | West Bridgewater AB CSG | MN8 Energy LLC | 61944 | MA | NEW | NPCC |  | 22 | 2 | NAICS-22 Non-Cogen | PV | SUN | SUN | ISNE | 9674 | 2835 | 2022
solar pv | TRUE | 60425 | N | . | Skidmore College | Terraform Arcadia | 63249 | NY | MAT | NPCC |  | 22 | 2 | NAICS-22 Non-Cogen | PV | SUN | SUN | NYIS | 8238 | 2414 | 2022
solar pv | TRUE | 60426 | N | . | RCWD PV Project | MN8 Energy LLC | 61944 | CA | PACC | WECC |  | 22 | 2 | NAICS-22 Non-Cogen | PV | SUN | SUN | CISO | 32702 | 9584 | 2022
solar pv | TRUE | 60427 | N | . | CoServ Community Solar Station | CoServ Electric | 60228 | TX | WSC | TRE |  | 22 | 2 | NAICS-22 Non-Cogen | PV | SUN | SUN | ERCO | 7138 | 2092 | 2022
solar pv | TRUE | 60428 | N | . | CA Dept of Public Health at Richmond | California PV Energy LLC | 58540 | CA | PACC | WECC |  | 22 | 2 | NAICS-22 Non-Cogen | PV | SUN | SUN | CISO | 14888 | 4364 | 2022
solar pv | TRUE | 60429 | N | . | Tides Lane Farm | Strata Manager, LLC | 64778 | NC | SAT | SERC |  | 22 | 2 | NAICS-22 Non-Cogen | PV | SUN | SUN | CPLE | 23207 | 6802 | 2022
solar pv | TRUE | 60431 | N | . | Tompkins Cortland Community College | SEC LHNY Solar One, LLC | 60231 | NY | MAT | NPCC |  | 22 | 2 | NAICS-22 Non-Cogen | PV | SUN | SUN | NYIS | 5003 | 1466 | 2022
solar pv | TRUE | 60432 | N | . | Three Peaks Power | Three Peaks Power LLC | 60245 | UT | MTN | WECC |  | 22 | 2 | NAICS-22 Non-Cogen | PV | SUN | SUN | PACE | 735880 | 215674 | 2022
solar pv | TRUE | 60435 | N | . | Crane Solar Facility | Duke Energy Indiana, LLC | 15470 | IN | ENC | RFC |  | 22 | 1 | Electric Utility | PV | SUN | SUN | MISO | 95626 | 28026 | 2022
solar pv | TRUE | 60436 | N | . | East Pecos Solar | Southern Power Co | 17650 | TX | WSC | TRE |  | 22 | 2 | NAICS-22 Non-Cogen | PV | SUN | SUN | ERCO | 940448 | 275630 | 2022
solar pv | TRUE | 60437 | N | . | Bernards Solar | NJR Clean Energy Ventures Corporation | 56990 | NJ | MAT | RFC |  | 22 | 2 | NAICS-22 Non-Cogen | PV | SUN | SUN | PJM | 16006 | 4691 | 2022
solar pv | TRUE | 60438 | N | . | Whitakers Farm (Fisher Rd) | Strata Manager, LLC | 64778 | NC | SAT | SERC |  | 22 | 2 | NAICS-22 Non-Cogen | PV | SUN | SUN | PJM | 20814 | 6101 | 2022
solar pv | TRUE | 60439 | N | . | Sellers Farm Solar | Strata Manager, LLC | 64778 | NC | SAT | SERC |  | 22 | 2 | NAICS-22 Non-Cogen | PV | SUN | SUN | CPLE | 20807 | 6098 | 2022
solar pv | TRUE | 60440 | N | . | McGrigor Farm Solar | Carolina Solar Energy LLC | 58508 | NC | SAT | SERC |  | 22 | 2 | NAICS-22 Non-Cogen | PV | SUN | SUN | CPLE | 35918 | 10527 | 2022
other | TRUE | 60441 | N | . | Salem Smart Power Center | Portland General Electric Co | 15248 | OR | PACC | WECC |  | 22 | 1 | Electric Utility | BA | MWH | OTH | PGE | 0 | -371 | 2022
solar pv | TRUE | 60442 | N | . | Carver MA 1 Community Solar | Navisun LLC | 62836 | MA | NEW | NPCC |  | 22 | 2 | NAICS-22 Non-Cogen | PV | SUN | SUN | ISNE | 10345 | 3032 | 2022
solar pv | TRUE | 60443 | N | . | Wareham MA 1 Community Solar | Navisun LLC | 62836 | MA | NEW | NPCC |  | 22 | 2 | NAICS-22 Non-Cogen | PV | SUN | SUN | ISNE | 11225 | 3290 | 2022
other | TRUE | 60444 | N | . | Glacier Battery Storage | Puget Sound Energy Inc | 15500 | WA | PACC | WECC |  | 22 | 1 | Electric Utility | BA | MWH | OTH | PSEI | 0 | -143 | 2022
solar pv | TRUE | 60445 | N | . | ID Solar | AES Distributed Energy | 61012 | ID | MTN | WECC |  | 22 | 2 | NAICS-22 Non-Cogen | PV | SUN | SUN | IPCO | 320727 | 94000 | 2022
solar pv | TRUE | 60446 | N | . | E&B Resources | Terraform Arcadia | 63249 | CA | PACC | WECC |  | 22 | 2 | NAICS-22 Non-Cogen | PV | SUN | SUN | CISO | 7039 | 2063 | 2022
solar pv | TRUE | 60447 | N | . | Presbyterian Senior Living Service | Terraform Arcadia | 63249 | MD | SAT | RFC |  | 22 | 2 | NAICS-22 Non-Cogen | PV | SUN | SUN | PJM | 4285 | 1256 | 2022
solar pv | TRUE | 60448 | N | . | Valdosta | Terraform Arcadia | 63249 | GA | SAT | SERC |  | 22 | 2 | NAICS-22 Non-Cogen | PV | SUN | SUN | SOCO | 6012 | 1762 | 2022
solar pv | TRUE | 60449 | N | . | Pavant Solar II LLC | Pavant Solar II LLC | 60238 | UT | MTN | WECC |  | 22 | 2 | NAICS-22 Non-Cogen | PV | SUN | SUN | PACE | 397241 | 116424 | 2022
solar pv | TRUE | 60450 | N | . | Corcoran | Terraform Arcadia | 63249 | CA | PACC | WECC |  | 22 | 2 | NAICS-22 Non-Cogen | PV | SUN | SUN | CISO | 6991 | 2049 | 2022
solar pv | TRUE | 60451 | N | . | Brookside | Terraform Arcadia | 63249 | RI | NEW | NPCC |  | 22 | 2 | NAICS-22 Non-Cogen | PV | SUN | SUN | ISNE | 5333 | 1563 | 2022
solar pv | TRUE | 60452 | N | . | Calverton | Terraform Arcadia | 63249 | NY | MAT | NPCC |  | 22 | 2 | NAICS-22 Non-Cogen | PV | SUN | SUN | NYIS | 15317 | 4489 | 2022
solar pv | TRUE | 60453 | N | . | Cummins, Inc | Terraform Arcadia | 63249 | NY | MAT | NPCC |  | 22 | 2 | NAICS-22 Non-Cogen | PV | SUN | SUN | NYIS | 6279 | 1840 | 2022
solar pv | TRUE | 60454 | N | . | Houghton | Terraform Arcadia | 63249 | NY | MAT | NPCC |  | 22 | 2 | NAICS-22 Non-Cogen | PV | SUN | SUN | NYIS | 10175 | 2982 | 2022
solar pv | TRUE | 60455 | N | . | Oneida - South | Oneida DG Solar, LLC | 60239 | NY | MAT | NPCC |  | 22 | 2 | NAICS-22 Non-Cogen | PV | SUN | SUN | NYIS | 8452 | 2477 | 2022
solar pv | TRUE | 60456 | N | . | Oneida - West | Oneida DG Solar, LLC | 60239 | NY | MAT | NPCC |  | 22 | 2 | NAICS-22 Non-Cogen | PV | SUN | SUN | NYIS | 8447 | 2476 | 2022
biomass | TRUE | 60457 | N | . | Athens Energy | Athens Energy, LLC | 60242 | ME | NEW | NPCC |  | 22 | 2 | NAICS-22 Non-Cogen | OT | WDS | WWW | ISNE | 761797 | 57893 | 2022
solar pv | TRUE | 60458 | N | . | Hardwick-Athol & Eagle Hill | SEC CRSD Solar One, LLC | 60240 | MA | NEW | NPCC |  | 22 | 2 | NAICS-22 Non-Cogen | PV | SUN | SUN | ISNE | 13693 | 4013 | 2022
natural gas peaker | TRUE | 60459 | N | . | Port Comfort Power LLC | Peaker Power, LLC | 61199 | TX | WSC | TRE |  | 22 | 2 | NAICS-22 Non-Cogen | GT | NG | NG | ERCO | 1000793 | 85365.001 | 2022
natural gas peaker | TRUE | 60460 | N | . | Chamon Power LLC | Peaker Power, LLC | 61199 | TX | WSC | TRE |  | 22 | 2 | NAICS-22 Non-Cogen | GT | NG | NG | ERCO | 1576288 | 138923 | 2022
solar pv | TRUE | 60461 | N | . | The Clorox Company | Tesla Inc. | 60947 | MD | SAT | RFC |  | 22 | 2 | NAICS-22 Non-Cogen | PV | SUN | SUN | PJM | 9084 | 2662 | 2022
solar pv | TRUE | 60462 | N | . | Onondaga County- Clearwater | Tesla Inc. | 60947 | NY | MAT | NPCC |  | 22 | 2 | NAICS-22 Non-Cogen | PV | SUN | SUN | ISNE | 9032 | 2647 | 2022
solar pv | TRUE | 60463 | N | . | Greene County Meter #1 | Tesla Inc. | 60947 | NY | MAT | NPCC |  | 22 | 2 | NAICS-22 Non-Cogen | PV | SUN | SUN | ISNE | 6940 | 2034 | 2022
natural gas combined cycle | TRUE | 60464 | N | . | Tenaska Westmoreland Generating Station | Tenaska Pennsylvania Partners, LLC | 60249 | PA | MAT | RFC |  | 22 | 2 | NAICS-22 Non-Cogen | CA | NG | NG | PJM | 2223345 | 2340906 | 2022
natural gas combined cycle | TRUE | 60464 | N | . | Tenaska Westmoreland Generating Station | Tenaska Pennsylvania Partners, LLC | 60249 | PA | MAT | RFC |  | 22 | 2 | NAICS-22 Non-Cogen | CT | NG | NG | PJM | 43594190 | 4657713 | 2022
solar pv | TRUE | 60465 | N | . | Chesapeake College | Tesla Inc. | 60947 | MD | SAT | RFC |  | 22 | 2 | NAICS-22 Non-Cogen | PV | SUN | SUN | PJM | 8611 | 2523 | 2022
solar pv | TRUE | 60467 | N | . | Red Rock | Arizona Public Service Co | 803 | AZ | MTN | WECC |  | 22 | 1 | Electric Utility | PV | SUN | SUN | AZPS | 359446 | 105347 | 2022
natural gas peaker | TRUE | 60468 | N | . | Friendswood Energy | Tejas Power Generation LLC | 34623 | TX | WSC | TRE |  | 22 | 2 | NAICS-22 Non-Cogen | GT | NG | NG | ERCO | 945118 | 72965.001 | 2022
solar pv | TRUE | 60469 | N | . | Solar Glynn | Cypress Creek Renewables | 61060 | GA | SAT | SERC |  | 22 | 2 | NAICS-22 Non-Cogen | PV | SUN | SUN | SOCO | 107831 | 31603 | 2022
onshore wind | TRUE | 60470 | N | . | Paulding Wind Farm III | Paulding Wind Farm III LLC | 60258 | OH | ENC | RFC |  | 22 | 2 | NAICS-22 Non-Cogen | WT | WND | WND | PJM | 1113829 | 326445 | 2022
onshore wind | TRUE | 60471 | N | . | Green River Wind Farm | Green River Wind Farm Phase 1, LLC | 60259 | IL | ENC | RFC |  | 22 | 2 | NAICS-22 Non-Cogen | WT | WND | WND | PJM | 2094736 | 613932 | 2022
solar pv | TRUE | 60472 | N | . | CPS 1 Community Solar | City of San Antonio - (TX) | 16604 | TX | WSC | TRE |  | 22 | 1 | Electric Utility | PV | SUN | SUN | ERCO | 7121 | 2087 | 2022
solar pv | TRUE | 60473 | N | . | Westport MA 1 Community Solar | Navisun LLC | 62836 | MA | NEW | NPCC |  | 22 | 2 | NAICS-22 Non-Cogen | PV | SUN | SUN | ISNE | 7446 | 2182 | 2022
solar pv | TRUE | 60474 | N | . | Bayshore Solar B, LLC | AES Distributed Energy | 61012 | CA | PACC | WECC |  | 22 | 2 | NAICS-22 Non-Cogen | PV | SUN | SUN | CISO | 176372 | 51692 | 2022
solar pv | TRUE | 60475 | N | . | Bayshore Solar C, LLC | AES Distributed Energy | 61012 | CA | PACC | WECC |  | 22 | 2 | NAICS-22 Non-Cogen | PV | SUN | SUN | CISO | 168761 | 49461 | 2022
solar pv | TRUE | 60476 | N | . | Westport MA 2 Community Solar | Navisun LLC | 62836 | MA | NEW | NPCC |  | 22 | 2 | NAICS-22 Non-Cogen | PV | SUN | SUN | ISNE | 6451 | 1891 | 2022
solar pv | TRUE | 60477 | N | . | Bethlehem - East | DG Bethlehem Solar, LLC | 60250 | NY | MAT | NPCC |  | 22 | 2 | NAICS-22 Non-Cogen | PV | SUN | SUN | NYIS | 7810 | 2289 | 2022
solar pv | TRUE | 60478 | N | . | Bethlehem - West | DG Bethlehem Solar, LLC | 60250 | NY | MAT | NPCC |  | 22 | 2 | NAICS-22 Non-Cogen | PV | SUN | SUN | NYIS | 7805 | 2288 | 2022
solar pv | TRUE | 60480 | N | . | Germantown Solar, LLC | Cypress Creek Renewables | 61060 | NC | SAT | SERC |  | 22 | 2 | NAICS-22 Non-Cogen | PV | SUN | SUN | DUK | 9975 | 2924 | 2022
solar pv | TRUE | 60481 | N | . | Bayshore Solar A, LLC | AES Distributed Energy | 61012 | CA | PACC | WECC |  | 22 | 2 | NAICS-22 Non-Cogen | PV | SUN | SUN | CISO | 178080 | 52192 | 2022
solar pv | TRUE | 60484 | N | . | Williamston West Farm, LLC | Strata Manager, LLC | 64778 | NC | SAT | SERC |  | 22 | 2 | NAICS-22 Non-Cogen | PV | SUN | SUN | PJM | 26218 | 7684 | 2022
solar pv | TRUE | 60485 | N | . | Longboat Solar, LLC | Duke Energy Renewables Services | 65411 | CA | PACC | WECC |  | 22 | 2 | NAICS-22 Non-Cogen | PV | SUN | SUN | CISO | 152528 | 44703 | 2022
onshore wind | TRUE | 60486 | N | . | Greenfield Wind - MT | Greenbacker Renewable Energy Corporation | 60025 | MT | MTN | WECC |  | 22 | 2 | NAICS-22 Non-Cogen | WT | WND | WND | NWMT | 314734 | 92243 | 2022
solar pv | TRUE | 60487 | N | . | River Road Solar, LLC | Duke Energy Renewables Services | 65411 | NC | SAT | SERC |  | 22 | 2 | NAICS-22 Non-Cogen | PV | SUN | SUN | PJM | 29364 | 8606 | 2022
solar pv | TRUE | 60489 | N | . | Hamilton Solar-Crosswicks | Hartz Solar Hamilton, LLC | 60267 | NJ | MAT | RFC |  | 22 | 2 | NAICS-22 Non-Cogen | PV | SUN | SUN | PJM | 33468 | 9809 | 2022
solar pv | TRUE | 60490 | N | . | Redwood 4 Solar Farm | 54 KR 8me LLC | 60277 | CA | PACC | WECC |  | 22 | 2 | NAICS-22 Non-Cogen | PV | SUN | SUN | CISO | 166525 | 48806 | 2022
other | TRUE | 60491 | N | . | Springbok 3 Solar Farm Hybrid | 64KT 8me LLC | 60278 | CA | PACC | WECC |  | 22 | 2 | NAICS-22 Non-Cogen | BA | MWH | OTH | LDWP | 0 | 0 | 2022
solar pv | TRUE | 60491 | N | . | Springbok 3 Solar Farm Hybrid | 64KT 8me LLC | 60278 | CA | PACC | WECC |  | 22 | 2 | NAICS-22 Non-Cogen | PV | SUN | SUN | LDWP | 799136 | 234213 | 2022
solar pv | TRUE | 60492 | N | . | Rail Trail | Altus Power America Management, LLC | 60281 | MA | NEW | NPCC |  | 22 | 2 | NAICS-22 Non-Cogen | PV | SUN | SUN | ISNE | 10973 | 3216 | 2022
solar pv | TRUE | 60493 | N | . | Rising Paper | Altus Power America Management, LLC | 60281 | MA | NEW | NPCC |  | 22 | 2 | NAICS-22 Non-Cogen | PV | SUN | SUN | ISNE | 13097 | 3839 | 2022
solar pv | TRUE | 60494 | N | . | Hampden | Altus Power America Management, LLC | 60281 | MA | NEW | NPCC |  | 22 | 2 | NAICS-22 Non-Cogen | PV | SUN | SUN | ISNE | 15056 | 4413 | 2022
solar pv | TRUE | 60495 | N | . | Little Bay | Altus Power America Management, LLC | 60281 | RI | NEW | NPCC |  | 22 | 2 | NAICS-22 Non-Cogen | PV | SUN | SUN | ISNE | 5862 | 1718 | 2022
solar pv | TRUE | 60496 | N | . | MEBA | Altus Power America Management, LLC | 60281 | MD | SAT | RFC |  | 22 | 2 | NAICS-22 Non-Cogen | PV | SUN | SUN | PJM | 8877 | 2602 | 2022
solar pv | TRUE | 60497 | N | . | SR Skylark B | SR Skylark B, LLC | 60263 | CO | MTN | WECC |  | 22 | 2 | NAICS-22 Non-Cogen | PV | SUN | SUN | WACM | 15464 | 4532 | 2022
solar pv | TRUE | 60498 | N | . | Shirley Water | Altus Power America Management, LLC | 60281 | MA | NEW | NPCC |  | 22 | 2 | NAICS-22 Non-Cogen | PV | SUN | SUN | ISNE | 10889 | 3191 | 2022
solar pv | FALSE | 60499 | N | . | Jefferson Avenue | Hartz Solar, LLC | 60268 | NJ | MAT | RFC |  | 421 | 4 | Commercial NAICS Non-Cogen | PV | SUN | SUN | PJM | 2795 | 819 | 2022
solar pv | FALSE | 60500 | N | . | Westside Avenue | Hartz Solar, LLC | 60268 | NJ | MAT | RFC |  | 421 | 4 | Commercial NAICS Non-Cogen | PV | SUN | SUN | PJM | 4186 | 1227 | 2022
solar pv | FALSE | 60501 | N | . | Hartz Way | Hartz Solar, LLC | 60268 | NJ | MAT | RFC |  | 421 | 4 | Commercial NAICS Non-Cogen | PV | SUN | SUN | PJM | 4669 | 1369 | 2022
onshore wind | TRUE | 60502 | N | . | Tyler Bluff Wind Project, LLC | Southern Power Co | 17650 | TX | WSC | TRE |  | 22 | 2 | NAICS-22 Non-Cogen | WT | WND | WND | ERCO | 1329454 | 389641 | 2022
onshore wind | TRUE | 60503 | N | . | Crowned Ridge Wind Energy Center | Crowned Ridge Wind, LLC | 61416 | SD | WNC | MRO |  | 22 | 2 | NAICS-22 Non-Cogen | WT | WND | WND | MISO | 2609007 | 764656 | 2022
onshore wind | TRUE | 60504 | N | . | Blazing Star Wind Farm 1 | Northern States Power Co - Minnesota | 13781 | MN | WNC | MRO |  | 22 | 2 | NAICS-22 Non-Cogen | WT | WND | WND | MISO | 3117615 | 913721 | 2022
onshore wind | TRUE | 60505 | N | . | Crocker Wind Farm | Crocker Wind Farm, LLC | 60290 | SD | WNC | MRO |  | 22 | 2 | NAICS-22 Non-Cogen | WT | WND | WND | MISO | 2922586 | 856561 | 2022
other | TRUE | 60506 | N | . | ETT Presidio NaS Battery | Electric Transmission Texas LLC | 50174 | TX | WSC | TRE |  | 22 | 1 | Electric Utility | BA | MWH | OTH | ERCO | 0 | -30 | 2022
solar pv | TRUE | 60507 | N | . | Broome County | Tesla Inc. | 60947 | NY | MAT | NPCC |  | 22 | 2 | NAICS-22 Non-Cogen | PV | SUN | SUN | NYIS | 20529 | 6017 | 2022
solar pv | TRUE | 60509 | N | . | Valley Center | Heelstone Energy Holdings, LLC | 59462 | CA | PACC | WECC |  | 22 | 2 | NAICS-22 Non-Cogen | PV | SUN | SUN | CISO | 20233 | 5929 | 2022
solar pv | TRUE | 60510 | N | . | Two Mile Desert Project | Citizens Enterprises Corporation | 58871 | NC | SAT | SERC |  | 22 | 2 | NAICS-22 Non-Cogen | PV | SUN | SUN | PJM | 99363 | 29122 | 2022
solar pv | TRUE | 60511 | N | . | Clear Spring Ranch PV Project | DG Colorado Solar, LLC | 60293 | CO | MTN | WECC |  | 22 | 2 | NAICS-22 Non-Cogen | PV | SUN | SUN | WACM | 76822 | 22515 | 2022
solar pv | TRUE | 60512 | N | . | Greenville | Terraform Arcadia | 63249 | GA | SAT | SERC |  | 22 | 2 | NAICS-22 Non-Cogen | PV | SUN | SUN | SOCO | 4855 | 1423 | 2022
solar pv | TRUE | 60513 | N | . | Richland | Terraform Arcadia | 63249 | GA | SAT | SERC |  | 22 | 2 | NAICS-22 Non-Cogen | PV | SUN | SUN | SOCO | 2294 | 672 | 2022
solar pv | TRUE | 60514 | N | . | Seminole | Terraform Arcadia | 63249 | GA | SAT | SERC |  | 22 | 2 | NAICS-22 Non-Cogen | PV | SUN | SUN | SOCO | 4709 | 1380 | 2022
solar pv | TRUE | 60515 | N | . | Vidalia Water Treatment Plant | Terraform Arcadia | 63249 | GA | SAT | SERC |  | 22 | 2 | NAICS-22 Non-Cogen | PV | SUN | SUN | SOCO | 4575 | 1341 | 2022
solar pv | TRUE | 60516 | N | . | NLP Granger | Heelstone Energy Holdings, LLC | 59462 | CA | PACC | WECC |  | 22 | 2 | NAICS-22 Non-Cogen | PV | SUN | SUN | CISO | 25949 | 7605 | 2022
hydro | TRUE | 60517 | N | . | Hancock Creek Hydroelectric Project | PUD 1 of Snohomish County | 17470 | WA | PACC | WECC |  | 22 | 1 | Electric Utility | HY | WAT | HYC | PSEI | 14409 | 4223 | 2022
other | TRUE | 60518 | N | . | Stafford Hill Solar Hybrid | Green Mountain Power Corp | 7601 | VT | NEW | NPCC |  | 22 | 1 | Electric Utility | BA | MWH | OTH | ISNE | 0 | 0 | 2022
solar pv | TRUE | 60518 | N | . | Stafford Hill Solar Hybrid | Green Mountain Power Corp | 7601 | VT | NEW | NPCC |  | 22 | 1 | Electric Utility | PV | SUN | SUN | ISNE | 5989 | 1755 | 2022
solar pv | TRUE | 60519 | N | . | Albany Solar | Enel Green Power NA, Inc. | 59380 | MN | WNC | MRO |  | 22 | 2 | NAICS-22 Non-Cogen | PV | SUN | SUN | MISO | 64870 | 19012 | 2022
solar pv | TRUE | 60520 | N | . | Annandale Solar | Enel Green Power NA, Inc. | 59380 | MN | WNC | MRO |  | 22 | 2 | NAICS-22 Non-Cogen | PV | SUN | SUN | MISO | 39196 | 11488 | 2022
solar pv | TRUE | 60521 | N | . | Atwater Solar | Enel Green Power NA, Inc. | 59380 | MN | WNC | MRO |  | 22 | 2 | NAICS-22 Non-Cogen | PV | SUN | SUN | MISO | 26304 | 7709 | 2022
solar pv | TRUE | 60522 | N | . | Chisago Solar | Enel Green Power NA, Inc. | 59380 | MN | WNC | MRO |  | 22 | 2 | NAICS-22 Non-Cogen | PV | SUN | SUN | MISO | 37222 | 10909 | 2022
solar pv | TRUE | 60523 | N | . | Dodge Center Solar | Enel Green Power NA, Inc. | 59380 | MN | WNC | MRO |  | 22 | 2 | NAICS-22 Non-Cogen | PV | SUN | SUN | MISO | 42078 | 12332 | 2022
solar pv | TRUE | 60524 | N | . | Eastwood Solar | Enel Green Power NA, Inc. | 59380 | MN | WNC | MRO |  | 22 | 2 | NAICS-22 Non-Cogen | PV | SUN | SUN | MISO | 35211 | 10320 | 2022
solar pv | TRUE | 60525 | N | . | Hastings Solar | Enel Green Power NA, Inc. | 59380 | MN | WNC | MRO |  | 22 | 2 | NAICS-22 Non-Cogen | PV | SUN | SUN | MISO | 27419 | 8036 | 2022
solar pv | TRUE | 60526 | N | . | Lake Emily Solar | Enel Green Power NA, Inc. | 59380 | MN | WNC | MRO |  | 22 | 2 | NAICS-22 Non-Cogen | PV | SUN | SUN | MISO | 28077 | 8229 | 2022
solar pv | TRUE | 60527 | N | . | Lake Pulaski Solar | Enel Green Power NA, Inc. | 59380 | MN | WNC | MRO |  | 22 | 2 | NAICS-22 Non-Cogen | PV | SUN | SUN | MISO | 45092 | 13216 | 2022
solar pv | TRUE | 60528 | N | . | Lawrence Creek Solar | Enel Green Power NA, Inc. | 59380 | MN | WNC | MRO |  | 22 | 2 | NAICS-22 Non-Cogen | PV | SUN | SUN | MISO | 20838 | 6107 | 2022
solar pv | TRUE | 60529 | N | . | Montrose Solar | Enel Green Power NA, Inc. | 59380 | MN | WNC | MRO |  | 22 | 2 | NAICS-22 Non-Cogen | PV | SUN | SUN | MISO | 20676 | 6060 | 2022
solar pv | TRUE | 60530 | N | . | Paynesville Solar | Enel Green Power NA, Inc. | 59380 | MN | WNC | MRO |  | 22 | 2 | NAICS-22 Non-Cogen | PV | SUN | SUN | MISO | 61401 | 17996 | 2022
solar pv | TRUE | 60531 | N | . | Pine Island Solar | Enel Green Power NA, Inc. | 59380 | MN | WNC | MRO |  | 22 | 2 | NAICS-22 Non-Cogen | PV | SUN | SUN | MISO | 25802 | 7562 | 2022
solar pv | TRUE | 60532 | N | . | Waseca Solar | Enel Green Power NA, Inc. | 59380 | MN | WNC | MRO |  | 22 | 2 | NAICS-22 Non-Cogen | PV | SUN | SUN | MISO | 51793 | 15180 | 2022
solar pv | TRUE | 60533 | N | . | West Faribault Solar | Enel Green Power NA, Inc. | 59380 | MN | WNC | MRO |  | 22 | 2 | NAICS-22 Non-Cogen | PV | SUN | SUN | MISO | 32537 | 9536 | 2022
solar pv | TRUE | 60534 | N | . | West Waconia Solar | Enel Green Power NA, Inc. | 59380 | MN | WNC | MRO |  | 22 | 2 | NAICS-22 Non-Cogen | PV | SUN | SUN | MISO | 50173 | 14705 | 2022
solar pv | TRUE | 60535 | N | . | Saluda Solar, LLC | Cypress Creek Renewables | 61060 | SC | SAT | SERC |  | 22 | 2 | NAICS-22 Non-Cogen | PV | SUN | SUN | SCEG | 47406 | 13894 | 2022
natural gas peaker | FALSE | 60536 | Y | . | UA Central Utility Plant | University Of Arkansas | 60295 | AR | WSC | SERC |  | 611 | 5 | Commercial NAICS Cogen | GT | NG | NG | SWPP | 436304 | 38362 | 2022
solar pv | TRUE | 60537 | N | . | Limerick Road Solar Farm | Limerick Road Solar, LLC | 60297 | VT | NEW | NPCC |  | 22 | 2 | NAICS-22 Non-Cogen | PV | SUN | SUN | ISNE | 10625 | 3114 | 2022
solar pv | TRUE | 60538 | N | . | Langdon Solar Farm, LLC | Strata Manager, LLC | 64778 | NC | SAT | SERC |  | 22 | 2 | NAICS-22 Non-Cogen | PV | SUN | SUN | DUK | 30578 | 8962 | 2022
solar pv | TRUE | 60539 | N | . | Innovative Solar 42 | Innovative Solar 42, LLC | 60303 | NC | SAT | SERC |  | 22 | 2 | NAICS-22 Non-Cogen | PV | SUN | SUN | CPLE | 484444 | 141983 | 2022
solar pv | TRUE | 60540 | N | . | Innovative Solar 31 | US Funding 1 | 64875 | NC | SAT | SERC |  | 22 | 2 | NAICS-22 Non-Cogen | PV | SUN | SUN | CPLE | 218977 | 64179 | 2022
onshore wind | TRUE | 60541 | N | . | Wind GEM | Wind GEM, LLC | 60302 | IA | WNC | MRO |  | 22 | 2 | NAICS-22 Non-Cogen | WT | WND | WND | MISO | 19571 | 5736 | 2022
solar pv | TRUE | 60544 | N | . | Tri-County Solar Facility | Georgia Power Co | 7140 | GA | SAT | SERC |  | 22 | 1 | Electric Utility | PV | SUN | SUN | SOCO | 6350 | 1861 | 2022
onshore wind | TRUE | 60545 | N | . | Grant Plains Wind, LLC | Southern Power Co | 17650 | OK | WSC | MRO |  | 22 | 2 | NAICS-22 Non-Cogen | WT | WND | WND | SWPP | 1925982 | 564473 | 2022
other | TRUE | 60546 | N | . | KIUC Kapaia PV and BA Storage Project Hybrid | Tesla Inc. | 60947 | HI | PACN |  |  | 22 | 2 | NAICS-22 Non-Cogen | BA | MWH | OTH | NA | 0 | -2019 | 2022
solar pv | TRUE | 60546 | N | . | KIUC Kapaia PV and BA Storage Project Hybrid | Tesla Inc. | 60947 | HI | PACN |  |  | 22 | 2 | NAICS-22 Non-Cogen | PV | SUN | SUN | NA | 71742 | 21026 | 2022
solar pv | TRUE | 60547 | N | . | GMP Solar - Richmond | Green Mountain Power Corp | 7601 | VT | NEW | NPCC |  | 22 | 1 | Electric Utility | PV | SUN | SUN | ISNE | 9953 | 2917 | 2022
solar pv | TRUE | 60548 | N | . | NorWest Energy 2, LLC | Cypress Creek Renewables | 61060 | OR | PACC | WECC |  | 22 | 2 | NAICS-22 Non-Cogen | PV | SUN | SUN | PACW | 69152 | 20267 | 2022
solar pv | TRUE | 60549 | N | . | ZV Solar 3, LLC | SRE Utility Solar 1, LLC | 61119 | NC | SAT | SERC |  | 22 | 2 | NAICS-22 Non-Cogen | PV | SUN | SUN | DUK | 32472 | 9517 | 2022
biomass | TRUE | 60550 | N | . | GRP Franklin Renewable Energy Facility | GRP Franklin Renewable Energy Facility, LLC | 60251 | GA | SAT | SERC |  | 22 | 2 | NAICS-22 Non-Cogen | ST | WDS | WWW | SOCO | 6230846 | 392026 | 2022
onshore wind | TRUE | 60551 | N | . | Big Level Wind | Big Level Wind LLC | 60328 | PA | MAT | RFC |  | 22 | 2 | NAICS-22 Non-Cogen | WT | WND | WND | PJM | 1031229 | 302236 | 2022
solar pv | TRUE | 60552 | N | . | Hattiesburg Solar Farm | Hattiesburg Farm, LLC | 60326 | MS | ESC | SERC |  | 22 | 2 | NAICS-22 Non-Cogen | PV | SUN | SUN | SOCO | 330450 | 96849 | 2022
solar pv | TRUE | 60553 | N | . | Southerland Farm Solar | Strata Manager, LLC | 64778 | NC | SAT | SERC |  | 22 | 2 | NAICS-22 Non-Cogen | PV | SUN | SUN | CPLE | 33376 | 9782 | 2022
solar pv | TRUE | 60554 | N | . | Hazlehurst II | SR South Loving, LLC | 60330 | GA | SAT | SERC |  | 22 | 2 | NAICS-22 Non-Cogen | PV | SUN | SUN | SOCO | 384498 | 112690 | 2022
solar pv | TRUE | 60555 | N | . | Selmer I | Selmer North Solar I, LLC | 60331 | TN | ESC | SERC |  | 22 | 2 | NAICS-22 Non-Cogen | PV | SUN | SUN | TVA | 111934 | 32806 | 2022
solar pv | TRUE | 60556 | N | . | Selmer II | Selmer North Solar II, LLC | 60332 | TN | ESC | SERC |  | 22 | 2 | NAICS-22 Non-Cogen | PV | SUN | SUN | TVA | 57206 | 16766 | 2022
solar pv | TRUE | 60558 | N | . | Solar Blythe 2 | NRG Solar Blythe II LLC | 60307 | CA | PACC | WECC |  | 22 | 2 | NAICS-22 Non-Cogen | PV | SUN | SUN | CISO | 155689 | 45630 | 2022
petroleum | TRUE | 60559 | N | . | Marquette Energy Center | City of Marquette - (MI) | 11701 | MI | ENC | RFC |  | 22 | 1 | Electric Utility | IC | DFO | DFO | MISO | 12894 | 1360.313 | 2022
natural gas peaker | TRUE | 60559 | N | . | Marquette Energy Center | City of Marquette - (MI) | 11701 | MI | ENC | RFC |  | 22 | 1 | Electric Utility | IC | NG | NG | MISO | 1414069 | 149190.69 | 2022
solar pv | TRUE | 60560 | N | . | Millington Solar Farm | SR Millington, LLC | 60334 | TN | ESC | SERC |  | 22 | 2 | NAICS-22 Non-Cogen | PV | SUN | SUN | TVA | 386843 | 113377 | 2022
other | TRUE | 60561 | N | . | Cedartown Battery Energy Storage Project | Georgia Power Co | 7140 | GA | SAT | SERC |  | 22 | 1 | Electric Utility | BA | MWH | OTH | SOCO | 0 | 0 | 2022
other | TRUE | 60562 | N | . | GMP Solar - Panton Hybrid | Green Mountain Power Corp | 7601 | VT | NEW | NPCC |  | 22 | 1 | Electric Utility | BA | MWH | OTH | ISNE | 0 | 440 | 2022
solar pv | TRUE | 60562 | N | . | GMP Solar - Panton Hybrid | Green Mountain Power Corp | 7601 | VT | NEW | NPCC |  | 22 | 1 | Electric Utility | PV | SUN | SUN | ISNE | 30126 | 8829 | 2022
other | TRUE | 60563 | N | . | Flywheel Energy Storage System Microgrid | Kodiak Electric Assn Inc | 10433 | AK | PACN |  |  | 22 | 1 | Electric Utility | FW | MWH | OTH |  | 0 | -310 | 2022
natural gas peaker | TRUE | 60564 | N | . | Westside Energy Station | Rochester Public Utilities | 16181 | MN | WNC | MRO |  | 22 | 1 | Electric Utility | IC | NG | NG | MISO | 450177 | 52411 | 2022
other | TRUE | 60565 | N | . | Borrego Springs Energy Storage | SDGE Batteries | 60336 | CA | PACC | WECC |  | 22 | 1 | Electric Utility | BA | MWH | OTH | CISO | 0 | -20 | 2022
other | TRUE | 60566 | N | . | Pala Energy Storage Yard | SDGE Batteries | 60336 | CA | PACC | WECC |  | 22 | 1 | Electric Utility | BA | MWH | OTH | CISO | 0 | 0 | 2022
other | TRUE | 60567 | N | . | Ortega Highway Energy Storage | SDGE Batteries | 60336 | CA | PACC | WECC |  | 22 | 1 | Electric Utility | BA | MWH | OTH | CISO | 0 | -3 | 2022
other | TRUE | 60568 | N | . | Canyon Crest Academy | SDGE Batteries | 60336 | CA | PACC | WECC |  | 22 | 1 | Electric Utility | BA | MWH | OTH | CISO | 0 | 63 | 2022
other | TRUE | 60569 | N | . | El Cajon Energy Storage | San Diego Gas & Electric Co | 16609 | CA | PACC | WECC |  | 22 | 1 | Electric Utility | BA | MWH | OTH | CISO | 0 | -678 | 2022
other | TRUE | 60570 | N | . | Escondido Energy Storage | San Diego Gas & Electric Co | 16609 | CA | PACC | WECC |  | 22 | 1 | Electric Utility | BA | MWH | OTH | CISO | 0 | -3597 | 2022
biomass | FALSE | 60571 | N | . | North City - Landfill Gas Engine North | City of San Diego | 16764 | CA | PACC | WECC |  | 22132 | 4 | Commercial NAICS Non-Cogen | IC | LFG | MLG | CISO | 59208 | 4199 | 2022
solar pv | TRUE | 60573 | N | . | HQC Rock River Solar Power Gen Station | HQC Rock River Solar Power Generation Station LLC | 60338 | WI | ENC | MRO |  | 22 | 2 | NAICS-22 Non-Cogen | PV | SUN | SUN | MISO | 10397 | 3047 | 2022
onshore wind | TRUE | 60574 | N | . | Great Western Wind Energy, LLC | EDF Renewable Asset Holdings, Inc. | 57170 | OK | WSC | MRO |  | 22 | 2 | NAICS-22 Non-Cogen | WT | WND | WND | SWPP | 3260834 | 955696 | 2022
solar pv | TRUE | 60575 | N | . | Wadesboro Farm 2 | Strata Manager, LLC | 64778 | NC | SAT | SERC |  | 22 | 2 | NAICS-22 Non-Cogen | PV | SUN | SUN | CPLE | 32184 | 9433 | 2022
solar pv | TRUE | 60576 | N | . | Wadesboro Farm 3 | Strata Manager, LLC | 64778 | NC | SAT | SERC |  | 22 | 2 | NAICS-22 Non-Cogen | PV | SUN | SUN | CPLE | 32848 | 9627 | 2022
solar pv | TRUE | 60577 | N | . | Hector Farm | Strata Manager, LLC | 64778 | NC | SAT | SERC |  | 22 | 2 | NAICS-22 Non-Cogen | PV | SUN | SUN | CPLE | 32250 | 9452 | 2022
solar pv | TRUE | 60578 | N | . | Kojak Farm | Strata Manager, LLC | 64778 | NC | SAT | SERC |  | 22 | 2 | NAICS-22 Non-Cogen | PV | SUN | SUN | CPLE | 30128 | 8830 | 2022
solar pv | TRUE | 60579 | N | . | Meriwether Farm | Strata Manager, LLC | 64778 | NC | SAT | SERC |  | 22 | 2 | NAICS-22 Non-Cogen | PV | SUN | SUN | CPLE | 30114 | 8826 | 2022
solar pv | TRUE | 60580 | N | . | Soluga Farms III | Strata Manager, LLC | 64778 | NC | SAT | SERC |  | 22 | 2 | NAICS-22 Non-Cogen | PV | SUN | SUN | CPLE | 31752 | 9306 | 2022
solar pv | TRUE | 60581 | N | . | Upton County Solar | Consolidated Edison Development Inc. | 56769 | TX | WSC | TRE |  | 22 | 2 | NAICS-22 Non-Cogen | PV | SUN | SUN | ERCO | 1227907 | 359879 | 2022
solar pv | TRUE | 60582 | N | . | CoTAL Solar Farm | FL Solar 1, LLC | 60348 | FL | SAT | SERC |  | 22 | 2 | NAICS-22 Non-Cogen | PV | SUN | SUN | TAL | 137449 | 40284 | 2022
solar pv | TRUE | 60583 | N | . | LaFayette Solar Farm | AL Solar A, LLC | 60347 | AL | ESC | SERC |  | 22 | 2 | NAICS-22 Non-Cogen | PV | SUN | SUN | SOCO | 562395 | 164828 | 2022
solar pv | TRUE | 60584 | N | . | Oceana Solar | Virginia Electric & Power Co | 19876 | VA | SAT | SERC |  | 22 | 1 | Electric Utility | PV | SUN | SUN | PJM | 99977 | 29301 | 2022
solar pv | TRUE | 60585 | N | . | Mount Vernon Solar | Walton Electric Member Corp | 20065 | GA | SAT | SERC |  | 22 | 1 | Electric Utility | PV | SUN | SUN | SOCO | 7401 | 2169 | 2022
solar pv | TRUE | 60586 | N | . | Pleasant Valley Solar | Walton Electric Member Corp | 20065 | GA | SAT | SERC |  | 22 | 1 | Electric Utility | PV | SUN | SUN | SOCO | 17870 | 5237 | 2022
onshore wind | TRUE | 60587 | N | . | Kelly Creek Wind Project | EDF Renewable Asset Holdings, Inc. | 57170 | IL | ENC | RFC |  | 22 | 2 | NAICS-22 Non-Cogen | WT | WND | WND | PJM | 2308316 | 676529 | 2022
natural gas combined cycle | TRUE | 60589 | N | . | CPV Fairview Energy Center | CPV Fairview, LLC | 60350 | PA | MAT | RFC |  | 22 | 2 | NAICS-22 Non-Cogen | CA | NG | NG | PJM | 3498377 | 2632815 | 2022
other | TRUE | 60589 | N | . | CPV Fairview Energy Center | CPV Fairview, LLC | 60350 | PA | MAT | RFC |  | 22 | 2 | NAICS-22 Non-Cogen | CA | OG | OOG | PJM | 0 | 0 | 2022
natural gas combined cycle | TRUE | 60589 | N | . | CPV Fairview Energy Center | CPV Fairview, LLC | 60350 | PA | MAT | RFC |  | 22 | 2 | NAICS-22 Non-Cogen | CT | NG | NG | PJM | 46064876 | 4974243 | 2022
other | TRUE | 60589 | N | . | CPV Fairview Energy Center | CPV Fairview, LLC | 60350 | PA | MAT | RFC |  | 22 | 2 | NAICS-22 Non-Cogen | CT | OG | OOG | PJM | 0 | 0 | 2022
solar pv | TRUE | 60590 | N | . | Golden Fields Solar I, LLC | MN8 Energy LLC | 61944 | CA | PACC | WECC |  | 22 | 2 | NAICS-22 Non-Cogen | PV | SUN | SUN | CISO | 525280 | 153951 | 2022
solar pv | TRUE | 60591 | N | . | Solar Star California, XLI, LLC | MN8 Energy LLC | 61944 | CA | PACC | WECC |  | 22 | 2 | NAICS-22 Non-Cogen | PV | SUN | SUN | CISO | 533928 | 156485 | 2022
onshore wind | TRUE | 60592 | N | . | Rush Springs Wind | Rush Springs Wind Project | 60819 | OK | WSC | MRO |  | 22 | 2 | NAICS-22 Non-Cogen | WT | WND | WND | SWPP | 3456639 | 1013083 | 2022
other | TRUE | 60593 | N | . | UI RCP Woodbridge FC | United Illuminating Co | 19497 | CT | NEW | NPCC |  | 22 | 1 | Electric Utility | FC | NG | NG | ISNE | 161313 | 13668 | 2022
onshore wind | TRUE | 60594 | N | . | Voyager Wind I | Terra-Gen Operating Co-Wind | 2770 | CA | PACC | WECC |  | 22 | 2 | NAICS-22 Non-Cogen | WT | WND | WND | CISO | 1252449 | 367072 | 2022
solar pv | TRUE | 60597 | N | . | Wayne Solar III LLC | Wayne Solar III, LLC | 60802 | NC | SAT | SERC |  | 22 | 2 | NAICS-22 Non-Cogen | PV | SUN | SUN | DUK | 26671 | 7816 | 2022
solar pv | TRUE | 60598 | N | . | Wayne Solar II LLC | Wayne Solar II, LLC | 60803 | NC | SAT | SERC |  | 22 | 2 | NAICS-22 Non-Cogen | PV | SUN | SUN | DUK | 28227 | 8273 | 2022
solar pv | TRUE | 60599 | N | . | Duplin Solar I LLC (160 Houston Lane) | Duplin Solar I, LLC | 60804 | NC | SAT | SERC |  | 22 | 2 | NAICS-22 Non-Cogen | PV | SUN | SUN | DUK | 27162 | 7961 | 2022
solar pv | TRUE | 60600 | N | . | Old Pageland Monroe Road Solar Farm | Cypress Creek Renewables | 61060 | NC | SAT | SERC |  | 22 | 2 | NAICS-22 Non-Cogen | PV | SUN | SUN | DUK | 31472 | 9224 | 2022
solar pv | TRUE | 60601 | N | . | Bay Branch Solar | Sol Systems | 61677 | NC | SAT | SERC |  | 22 | 2 | NAICS-22 Non-Cogen | PV | SUN | SUN | CPLE | 34243 | 10036 | 2022
solar pv | TRUE | 60602 | N | . | Wayne Solar I LLC | Wayne Solar I, LLC | 60805 | NC | SAT | SERC |  | 22 | 2 | NAICS-22 Non-Cogen | PV | SUN | SUN | DUK | 25273 | 7407 | 2022
solar pv | TRUE | 60603 | N | . | Jacobson 5 MW Solar | UNS Electric, Inc | 19728 | AZ | MTN | WECC |  | 22 | 1 | Electric Utility | PV | SUN | SUN | TEPC | 32145 | 9421 | 2022
solar pv | TRUE | 60604 | N | . | Wye Mills VNEM CSG | Tesla Inc. | 60947 | MD | SAT | RFC |  | 22 | 2 | NAICS-22 Non-Cogen | PV | SUN | SUN | PJM | 67235 | 19706 | 2022
solar pv | TRUE | 60605 | N | . | CMEEC - Rogers Rd Solar | Tesla Inc. | 60947 | CT | NEW | NPCC |  | 22 | 2 | NAICS-22 Non-Cogen | PV | SUN | SUN | ISNE | 6210 | 1820 | 2022
other | TRUE | 60607 | N | . | CMEEC - Polaris Park Solar Hybrid | Tesla Inc. | 60947 | CT | NEW | NPCC |  | 22 | 2 | NAICS-22 Non-Cogen | BA | MWH | OTH | ISNE | 0 | -106 | 2022
solar pv | TRUE | 60607 | N | . | CMEEC - Polaris Park Solar Hybrid | Tesla Inc. | 60947 | CT | NEW | NPCC |  | 22 | 2 | NAICS-22 Non-Cogen | PV | SUN | SUN | ISNE | 17391 | 5097 | 2022
solar pv | TRUE | 60608 | N | . | CMEEC - Navy NE Trident | Tesla Inc. | 60947 | CT | NEW | NPCC |  | 22 | 2 | NAICS-22 Non-Cogen | PV | SUN | SUN | ISNE | 5054 | 1481 | 2022
other | TRUE | 60609 | N | . | CMEEC - Norwich Stott St Solar Hybrid | Tesla Inc. | 60947 | CT | NEW | NPCC |  | 22 | 2 | NAICS-22 Non-Cogen | BA | MWH | OTH | ISNE | 0 | -18 | 2022
solar pv | TRUE | 60609 | N | . | CMEEC - Norwich Stott St Solar Hybrid | Tesla Inc. | 60947 | CT | NEW | NPCC |  | 22 | 2 | NAICS-22 Non-Cogen | PV | SUN | SUN | ISNE | 19805 | 5804 | 2022
other | TRUE | 60610 | N | . | St. Mary Clean Energy Center | Cleco Power LLC | 3265 | LA | WSC | SERC |  | 22 | 1 | Electric Utility | OT | WH | OTH | MISO | 821476 | 240761 | 2022
other | TRUE | 60610 | N | . | St. Mary Clean Energy Center | Cleco Power LLC | 3265 | LA | WSC | SERC |  | 22 | 1 | Electric Utility | ST | WH | OTH | MISO | 0 | 0 | 2022
solar pv | TRUE | 60611 | N | . | Summit Farms Solar | Dominion Renewable Energy | 58468 | NC | SAT | SERC |  | 22 | 2 | NAICS-22 Non-Cogen | PV | SUN | SUN | PJM | 353282 | 103541 | 2022
solar pv | TRUE | 60612 | N | . | Morin Solar 2013 LLC | CVI CleanCapital Solar 6 | 63621 | MA | NEW | NPCC |  | 22 | 2 | NAICS-22 Non-Cogen | PV | SUN | SUN | ISNE | 20271 | 5941 | 2022
solar pv | TRUE | 60613 | N | . | Brookfield Solar 2013 LLC | CVI CleanCapital Solar 6 | 63621 | MA | NEW | NPCC |  | 22 | 2 | NAICS-22 Non-Cogen | PV | SUN | SUN | ISNE | 5534 | 1622 | 2022
solar pv | TRUE | 60614 | N | . | WYM 1250 Palmer LLC | CVI CleanCapital Solar 6 | 63621 | MA | NEW | NPCC |  | 22 | 2 | NAICS-22 Non-Cogen | PV | SUN | SUN | ISNE | 5367 | 1573 | 2022
solar pv | TRUE | 60615 | N | . | Southern Sky Renew Energy Berkley LLC | Southern Sky Renewable Energy Berkley, LLC | 60809 | MA | NEW | NPCC |  | 22 | 2 | NAICS-22 Non-Cogen | PV | SUN | SUN | ISNE | 12800 | 3751 | 2022
solar pv | TRUE | 60616 | N | . | BC Solar | BC Solar | 60358 | OR | PACC | WECC |  | 22 | 2 | NAICS-22 Non-Cogen | PV | SUN | SUN | PACW | 62675 | 18369 | 2022
onshore wind | TRUE | 60619 | N | . | Rush Creek Wind | Public Service Co of Colorado | 15466 | CO | MTN | WECC |  | 22 | 1 | Electric Utility | WT | WND | WND | PSCO | 7681940 | 2251448 | 2022
onshore wind | TRUE | 60620 | N | . | Ninnescah Wind Energy, LLC | Ninnescah Wind Energy LLC | 60364 | KS | WNC | MRO |  | 22 | 2 | NAICS-22 Non-Cogen | WT | WND | WND | SWPP | 2869003 | 840857 | 2022
solar pv | TRUE | 60621 | N | . | Worcester Landfill | City of Worcester DPW | 60369 | MA | NEW | NPCC |  | 22 | 2 | NAICS-22 Non-Cogen | PV | SUN | SUN | ISNE | 31848 | 9334 | 2022
solar pv | TRUE | 60622 | N | . | DG AMP Solar Bowling Green | DG AMP Solar, LLC | 60370 | OH | ENC | RFC |  | 22 | 2 | NAICS-22 Non-Cogen | PV | SUN | SUN | PJM | 138589 | 40618 | 2022
solar pv | TRUE | 60623 | N | . | Brantley Solar | John Laing US Solar Corp. | 61694 | NC | SAT | SERC |  | 22 | 2 | NAICS-22 Non-Cogen | PV | SUN | SUN | CPLE | 345907 | 101380 | 2022
solar pv | TRUE | 60624 | N | . | Fox Creek Solar | John Laing US Solar Corp. | 61694 | NC | SAT | SERC |  | 22 | 2 | NAICS-22 Non-Cogen | PV | SUN | SUN | CPLE | 316724 | 92827 | 2022
solar pv | TRUE | 60625 | N | . | Renew Canal 1 CSG LLC | NRG Renew Canal 1 LLC | 60365 | MA | NEW | NPCC |  | 22 | 2 | NAICS-22 Non-Cogen | PV | SUN | SUN | ISNE | 6063 | 1777 | 2022
solar pv | TRUE | 60627 | N | . | BRE NC Solar 3 | Pine Gate Renewables | 61298 | NC | SAT | SERC |  | 22 | 2 | NAICS-22 Non-Cogen | PV | SUN | SUN | CPLE | 25660 | 7521 | 2022
solar pv | TRUE | 60629 | N | . | Perkins Solar, LLC | Cypress Creek Renewables | 61060 | NC | SAT | SERC |  | 22 | 2 | NAICS-22 Non-Cogen | PV | SUN | SUN | DUK | 13088 | 3836 | 2022
solar pv | TRUE | 60631 | N | . | Empire Solar | Cypress Creek Renewables | 61060 | MN | WNC | MRO |  | 22 | 2 | NAICS-22 Non-Cogen | PV | SUN | SUN | MISO | 27395 | 8029 | 2022
solar pv | TRUE | 60632 | N | . | Blue Lake Solar | Cypress Creek Renewables | 61060 | MN | WNC | MRO |  | 22 | 2 | NAICS-22 Non-Cogen | PV | SUN | SUN | MISO | 15862 | 4649 | 2022
solar pv | TRUE | 60633 | N | . | Gainey Solar, LLC | Cypress Creek Renewables | 61060 | NC | SAT | SERC |  | 22 | 2 | NAICS-22 Non-Cogen | PV | SUN | SUN | DUK | 13655 | 4002 | 2022
solar pv | TRUE | 60634 | N | . | Auten Road Farm, LLC | Cypress Creek Renewables | 61060 | NC | SAT | SERC |  | 22 | 2 | NAICS-22 Non-Cogen | PV | SUN | SUN | DUK | 33882 | 9931 | 2022
solar pv | TRUE | 60635 | N | . | Creech Solar 2, LLC | Cypress Creek Renewables | 61060 | NC | SAT | SERC |  | 22 | 2 | NAICS-22 Non-Cogen | PV | SUN | SUN | DUK | 30553 | 8955 | 2022
solar pv | TRUE | 60636 | N | . | Bunn Level Farm, LLC | Strata Manager, LLC | 64778 | NC | SAT | SERC |  | 22 | 2 | NAICS-22 Non-Cogen | PV | SUN | SUN | DUK | 32469 | 9516 | 2022
solar pv | TRUE | 60637 | N | . | Cork Oak Solar | Cork Oak Solar, LLC | 60380 | NC | SAT | SERC |  | 22 | 2 | NAICS-22 Non-Cogen | PV | SUN | SUN | PJM | 107119 | 31395 | 2022
solar pv | TRUE | 60638 | N | . | Sunflower Solar | Sunflower Solar, LLC | 60381 | NC | SAT | SERC |  | 22 | 2 | NAICS-22 Non-Cogen | PV | SUN | SUN | PJM | 103865 | 30441 | 2022
onshore wind | TRUE | 60639 | N | . | Kingman Wind | Kingman Wind Energy, LLC | 60371 | KS | WNC | MRO |  | 22 | 2 | NAICS-22 Non-Cogen | WT | WND | WND | SWPP | 2830861 | 829678 | 2022
solar pv | TRUE | 60640 | N | . | Solar Mule, LLC | Solar Mule, LLC | 64658 | ME | NEW | NPCC |  | 22 | 2 | NAICS-22 Non-Cogen | PV | SUN | SUN | ISNE | 7639 | 2239 | 2022
solar pv | TRUE | 60644 | N | . | West Brookfield Solar, LLC | CVI CleanCapital Solar 7 | 63622 | MA | NEW | NPCC |  | 22 | 2 | NAICS-22 Non-Cogen | PV | SUN | SUN | ISNE | 6957 | 2039 | 2022
onshore wind | TRUE | 60645 | N | . | Javelina Wind Energy II, LLC | Javelina Wind Energy II, LLC | 60384 | TX | WSC | TRE |  | 22 | 2 | NAICS-22 Non-Cogen | WT | WND | WND | ERCO | 2625281 | 769426 | 2022
natural gas peaker | TRUE | 60647 | Y | . | Shakopee Energy Park | Minnesota Municipal Power Agny | 12667 | MN | WNC | MRO |  | 22 | 1 | Electric Utility | IC | NG | NG | MISO | 276069 | 31311 | 2022
other | TRUE | 60649 | N | . | Rabbit Hill Energy Storage Project | Rabbit Hill Energy Storage Project | 60389 | TX | WSC | TRE |  | 22 | 2 | NAICS-22 Non-Cogen | BA | MWH | OTH | ERCO | 0 | -822 | 2022
solar pv | TRUE | 60651 | N | . | North Nash Farm, LLC | Strata Manager, LLC | 64778 | NC | SAT | SERC |  | 22 | 2 | NAICS-22 Non-Cogen | PV | SUN | SUN | CPLE | 32016 | 9384 | 2022
solar pv | TRUE | 60652 | N | . | Dickinson Solar Array | Great River Energy | 7570 | MN | WNC | MRO |  | 22 | 1 | Electric Utility | PV | SUN | SUN | MISO | 9932 | 2911 | 2022
solar pv | TRUE | 60653 | N | . | Belchertown | Altus Power America Management, LLC | 60281 | MA | NEW | NPCC |  | 22 | 2 | NAICS-22 Non-Cogen | PV | SUN | SUN | ISNE | 4849 | 1421 | 2022
other | TRUE | 60654 | N | . | Townsite Solar Project Hybrid | Townsite Solar, LLC | 60387 | NV | MTN | WECC |  | 22 | 2 | NAICS-22 Non-Cogen | BA | MWH | OTH | WALC | 0 | -15816 | 2022
solar pv | TRUE | 60654 | N | . | Townsite Solar Project Hybrid | Townsite Solar, LLC | 60387 | NV | MTN | WECC |  | 22 | 2 | NAICS-22 Non-Cogen | PV | SUN | SUN | WALC | 1640208 | 480717 | 2022
onshore wind | TRUE | 60655 | N | . | Rock Creek Wind Project | Enel Green Power NA, Inc. | 59380 | MO | WNC | MRO |  | 22 | 2 | NAICS-22 Non-Cogen | WT | WND | WND | SWPP | 3779422 | 1107685 | 2022
other | TRUE | 60656 | N | . | McHenry Battery Storage | McHenry Battery Storage | 65549 | IL | ENC | SERC |  | 22 | 2 | NAICS-22 Non-Cogen | BA | MWH | OTH | PJM | 0 | -33 | 2022
onshore wind | TRUE | 60657 | N | . | Salt Fork Wind Project, LLC | Southern Power Co | 17650 | TX | WSC | TRE |  | 22 | 2 | NAICS-22 Non-Cogen | WT | WND | WND | ERCO | 2482387 | 727546 | 2022
solar pv | TRUE | 60658 | N | . | Moffett Solar Project | Dominion Renewable Energy | 58468 | SC | SAT | SERC |  | 22 | 2 | NAICS-22 Non-Cogen | PV | SUN | SUN | SCEG | 469842 | 137703 | 2022
solar pv | TRUE | 60659 | N | . | Ridgeland Solar Project | Dominion Renewable Energy | 58468 | SC | SAT | SERC |  | 22 | 2 | NAICS-22 Non-Cogen | PV | SUN | SUN | SCEG | 61710 | 18086 | 2022
other | TRUE | 60660 | N | . | Willey Battery Utility | Willey Battery Utility, LLC | 60394 | OH | ENC | RFC |  | 22 | 2 | NAICS-22 Non-Cogen | BA | MWH | OTH | PJM | 0 | -1481 | 2022
other | TRUE | 60661 | N | . | Mira Loma Energy Storage Facility | Southern California Edison Co | 17609 | CA | PACC | WECC |  | 22 | 1 | Electric Utility | BA | MWH | OTH | CISO | 0 | 0 | 2022
solar pv | TRUE | 60662 | N | . | Archdiocese of Baltimore J | Luminace Solar MC, LLC | 61419 | MD | SAT | RFC |  | 22 | 2 | NAICS-22 Non-Cogen | PV | SUN | SUN | PJM | 12079 | 3540 | 2022
solar pv | TRUE | 60663 | N | . | Archdiocese of Baltimore L | Luminace Solar MC, LLC | 61419 | MD | SAT | RFC |  | 22 | 2 | NAICS-22 Non-Cogen | PV | SUN | SUN | PJM | 11960 | 3505 | 2022
solar pv | TRUE | 60664 | N | . | Baltimore City B | Luminace Solar MC, LLC | 61419 | MD | SAT | RFC |  | 22 | 2 | NAICS-22 Non-Cogen | PV | SUN | SUN | PJM | 11015 | 3228 | 2022
solar pv | TRUE | 60665 | N | . | Baltimore City D | Luminace Solar MC, LLC | 61419 | MD | SAT | RFC |  | 22 | 2 | NAICS-22 Non-Cogen | PV | SUN | SUN | PJM | 10947 | 3208 | 2022
solar pv | TRUE | 60666 | N | . | Baltimore City F | Luminace Solar MC, LLC | 61419 | MD | SAT | RFC |  | 22 | 2 | NAICS-22 Non-Cogen | PV | SUN | SUN | PJM | 11045 | 3237 | 2022
solar pv | TRUE | 60667 | N | . | Baltimore City G | Luminace Solar MC, LLC | 61419 | MD | SAT | RFC |  | 22 | 2 | NAICS-22 Non-Cogen | PV | SUN | SUN | PJM | 9546 | 2798 | 2022
solar pv | TRUE | 60668 | N | . | City of Havre De Grace C | Luminace Solar MC, LLC | 61419 | MD | SAT | RFC |  | 22 | 2 | NAICS-22 Non-Cogen | PV | SUN | SUN | PJM | 11952 | 3503 | 2022
solar pv | TRUE | 60669 | N | . | Sod Run WTP A | Luminace Solar MC, LLC | 61419 | MD | SAT | RFC |  | 22 | 2 | NAICS-22 Non-Cogen | PV | SUN | SUN | PJM | 11932 | 3497 | 2022
onshore wind | TRUE | 60672 | N | . | Osborn Wind Energy | Osborn Wind Energy LLC | 60397 | MO | WNC | MRO |  | 22 | 2 | NAICS-22 Non-Cogen | WT | WND | WND | SWPP | 2655488 | 778279 | 2022
solar pv | TRUE | 60673 | N | . | Nixa Solar, LLC | Nixa Solar, LLC | 60398 | MO | WNC | SERC |  | 22 | 2 | NAICS-22 Non-Cogen | PV | SUN | SUN | SWPP | 48462 | 14203 | 2022
solar pv | FALSE | 60677 | N | . | Tannery Road Landfill | Tannery Road Solar, LLC | 60401 | NY | MAT | RFC |  | 562212 | 4 | Commercial NAICS Non-Cogen | PV | SUN | SUN | NYIS | 9672 | 2835 | 2022
solar pv | TRUE | 60678 | N | . | San Joaquin Solar | GASNA 6P, LLC | 60399 | CA | PACC | WECC |  | 22 | 2 | NAICS-22 Non-Cogen | PV | SUN | SUN | CISO | 107055 | 31376 | 2022
solar pv | TRUE | 60679 | N | . | Fort Rucker Solar Array | Alabama Power Co | 195 | AL | ESC | SERC |  | 22 | 1 | Electric Utility | PV | SUN | SUN | SOCO | 47548 | 13936 | 2022
solar pv | TRUE | 60680 | N | . | ANAD Solar Array | Alabama Power Co | 195 | AL | ESC | SERC |  | 22 | 1 | Electric Utility | PV | SUN | SUN | SOCO | 39352 | 11533 | 2022
solar pv | TRUE | 60681 | N | . | Annapolis Solar Park, LLC | Annapolis Solar Park, LLC | 61827 | MD | SAT | RFC |  | 22 | 2 | NAICS-22 Non-Cogen | PV | SUN | SUN | PJM | 77215 | 22630 | 2022
solar pv | TRUE | 60682 | N | . | Pearl Solar | BHE Renewables, LLC | 59359 | TX | WSC | TRE |  | 22 | 2 | NAICS-22 Non-Cogen | PV | SUN | SUN | ERCO | 358816 | 105163 | 2022
other | TRUE | 60683 | Y | . | TRS Fuel Cell | TRS Fuel Cell, LLC | 60403 | CT | NEW | NPCC |  | 22 | 3 | NAICS-22 Cogen | FC | NG | NG | ISNE | 0 | 0 | 2022
solar pv | TRUE | 60684 | N | . | Amphitheater High School Solar | Luminace Solar Arizona 2, LLC | 60404 | AZ | MTN | WECC |  | 22 | 2 | NAICS-22 Non-Cogen | PV | SUN | SUN | TEPC | 7173 | 2102 | 2022
solar pv | TRUE | 60685 | N | . | Canyon Del Oro High School Solar | Luminace Solar Arizona 2, LLC | 60404 | AZ | MTN | WECC |  | 22 | 2 | NAICS-22 Non-Cogen | PV | SUN | SUN | TEPC | 8631 | 2530 | 2022
solar pv | TRUE | 60686 | N | . | Pierre Solar | Pierre Solar | 60408 | SD | WNC | MRO |  | 22 | 2 | NAICS-22 Non-Cogen | PV | SUN | SUN | MISO | 7066 | 2071 | 2022
onshore wind | TRUE | 60687 | N | . | Cimarron Bend Wind Project I, LLC | Cimarron Bend Wind Project I, LLC | 60406 | KS | WNC | MRO |  | 22 | 2 | NAICS-22 Non-Cogen | WT | WND | WND | SWPP | 3058445 | 896379 | 2022
onshore wind | TRUE | 60688 | N | . | Cimarron Bend Wind Project II, LLC | Cimarron Bend Wind Project II, LLC | 60407 | KS | WNC | MRO |  | 22 | 2 | NAICS-22 Non-Cogen | WT | WND | WND | SWPP | 2967494 | 869723 | 2022
onshore wind | TRUE | 60689 | N | . | Western Plains Wind Farm | Evergy Kansas Central, Inc | 22500 | KS | WNC | MRO |  | 22 | 1 | Electric Utility | WT | WND | WND | SWPP | 4003811 | 1173450 | 2022
other | TRUE | 60690 | N | . | Blue Summit Storage, LLC | Blue Summit Storage, LLC | 60409 | TX | WSC | TRE |  | 22 | 2 | NAICS-22 Non-Cogen | BA | MWH | OTH | ERCO | 0 | -3484 | 2022
solar pv | TRUE | 60691 | N | . | Tanager Holdings | RWE Renewables Americas, LLC | 56215 | NC | SAT | SERC |  | 22 | 2 | NAICS-22 Non-Cogen | PV | SUN | SUN | CPLE | 28184 | 8260 | 2022
solar pv | TRUE | 60694 | N | . | WakeSun LLC | SunShare Management | 60970 | MN | WNC | MRO |  | 22 | 2 | NAICS-22 Non-Cogen | PV | SUN | SUN | MISO | 15175 | 4448 | 2022
solar pv | TRUE | 60695 | N | . | BentonSun LLC | SunShare Management | 60970 | MN | WNC | MRO |  | 22 | 2 | NAICS-22 Non-Cogen | PV | SUN | SUN | MISO | 26893 | 7882 | 2022
biomass | TRUE | 60696 | N | . | Four Peaks Camino Real | ENERGYneering Solutions, Inc | 59370 | NM | MTN | WECC |  | 22 | 2 | NAICS-22 Non-Cogen | IC | LFG | MLG | EPE | 164181 | 9547 | 2022
other | TRUE | 60698 | N | . | Stanton Energy Reliability Center Hybrid | Wellhead Services, Inc | 20323 | CA | PACC | WECC |  | 22 | 2 | NAICS-22 Non-Cogen | BA | MWH | OTH | CISO | 0 | -968 | 2022
natural gas peaker | TRUE | 60698 | N | . | Stanton Energy Reliability Center Hybrid | Wellhead Services, Inc | 20323 | CA | PACC | WECC |  | 22 | 2 | NAICS-22 Non-Cogen | GT | NG | NG | CISO | 25181 | 2113 | 2022
other | TRUE | 60699 | N | . | DESI-1 Battery Energy Storage Facility | Southern California Edison Co | 17609 | CA | PACC | WECC |  | 22 | 1 | Electric Utility | BA | MWH | OTH | CISO | 0 | 0 | 2022
onshore wind | TRUE | 60700 | N | . | Wind Colebrook South | Wind Colebrook South | 60430 | CT | NEW | NPCC |  | 22 | 2 | NAICS-22 Non-Cogen | WT | WND | WND | ISNE | 38731 | 11351 | 2022
biomass | TRUE | 60701 | N | . | JED Solid Waste Mgmt Renewable Energy | Sims Metals | 64784 | FL | SAT | SERC |  | 22 | 2 | NAICS-22 Non-Cogen | IC | LFG | MLG | FPC | 495645 | 41563 | 2022
solar pv | TRUE | 60702 | N | . | Rincon Solar I | AES Distributed Energy | 61012 | GA | SAT | SERC |  | 22 | 2 | NAICS-22 Non-Cogen | PV | SUN | SUN | SOCO | 107149 | 31403 | 2022
biomass | TRUE | 60703 | N | . | Green City Recovery, LLC | Green City Recovery, LLC | 60428 | KY | ESC | SERC |  | 22 | 2 | NAICS-22 Non-Cogen | IC | LFG | MLG | LGEE | 15300 | 944 | 2022
solar pv | TRUE | 60704 | N | . | Trenton Solar Farm (MO) | Missouri Jnt Muni.Pwr Elec. Ut. Comm. | 12670 | MO | WNC | SERC |  | 22 | 2 | NAICS-22 Non-Cogen | PV | SUN | SUN | SWPP | 15536 | 4554 | 2022
solar pv | TRUE | 60705 | N | . | Rolla Solar Farm (MO) | Missouri Jnt Muni.Pwr Elec. Ut. Comm. | 12670 | MO | WNC | SERC |  | 22 | 2 | NAICS-22 Non-Cogen | PV | SUN | SUN | SWPP | 14457 | 4237 | 2022
solar pv | TRUE | 60706 | N | . | Waynesville Solar Farm (MO) | Missouri Jnt Muni.Pwr Elec. Ut. Comm. | 12670 | MO | WNC | SERC |  | 22 | 2 | NAICS-22 Non-Cogen | PV | SUN | SUN | SWPP | 14693 | 4306 | 2022
solar pv | TRUE | 60707 | N | . | Marshall Solar Farm (MO) | Missouri Jnt Muni.Pwr Elec. Ut. Comm. | 12670 | MO | WNC | SERC |  | 22 | 2 | NAICS-22 Non-Cogen | PV | SUN | SUN | SWPP | 14927 | 4375 | 2022
solar pv | TRUE | 60708 | N | . | Havre de Grace II - E at Perryman | Luminace Solar MC, LLC | 61419 | MD | SAT | RFC |  | 22 | 2 | NAICS-22 Non-Cogen | PV | SUN | SUN | PJM | 7009 | 2054 | 2022
solar pv | TRUE | 60709 | N | . | IFF Hazlet | MN8 Energy LLC | 61944 | NJ | MAT | RFC |  | 22 | 2 | NAICS-22 Non-Cogen | PV | SUN | SUN | PJM | 16884 | 4948 | 2022
solar pv | TRUE | 60710 | N | . | Stone Hill Solar CSG | MN8 Energy LLC | 61944 | MA | NEW | NPCC |  | 22 | 2 | NAICS-22 Non-Cogen | PV | SUN | SUN | ISNE | 11347 | 3326 | 2022
solar pv | TRUE | 60711 | N | . | Chisago Community Solar | Chisago Community Solar | 60434 | MN | WNC | MRO |  | 22 | 2 | NAICS-22 Non-Cogen | PV | SUN | SUN | MISO | 20314 | 5954 | 2022
solar pv | TRUE | 60712 | N | . | Ursa Community Solar | Ursa Community Solar | 60435 | MN | WNC | MRO |  | 22 | 2 | NAICS-22 Non-Cogen | PV | SUN | SUN | MISO | 26655 | 7812 | 2022
solar pv | TRUE | 60713 | N | . | Sunrise Community Solar | Sunrise Community Solar | 60436 | MN | WNC | MRO |  | 22 | 2 | NAICS-22 Non-Cogen | PV | SUN | SUN | MISO | 25300 | 7415 | 2022
solar pv | TRUE | 60714 | N | . | Rosemount Community Solar | Rosemount Community Solar | 60437 | MN | WNC | MRO |  | 22 | 2 | NAICS-22 Non-Cogen | PV | SUN | SUN | MISO | 28093 | 8234 | 2022
solar pv | TRUE | 60715 | N | . | Paynesville Community Solar | Paynesville Community Solar | 60438 | MN | WNC | MRO |  | 22 | 2 | NAICS-22 Non-Cogen | PV | SUN | SUN | MISO | 27279 | 7995 | 2022
solar pv | TRUE | 60716 | N | . | Orion Community Solar | Orion Community Solar | 60439 | MN | WNC | MRO |  | 22 | 2 | NAICS-22 Non-Cogen | PV | SUN | SUN | MISO | 15329 | 4493 | 2022
solar pv | TRUE | 60717 | N | . | Northfield Community Solar | Northfield Community Solar | 60440 | MN | WNC | MRO |  | 22 | 2 | NAICS-22 Non-Cogen | PV | SUN | SUN | MISO | 25906 | 7592 | 2022
solar pv | TRUE | 60720 | N | . | Weld 1 Community Solar Array | MN8 Energy LLC | 61944 | CO | MTN | WECC |  | 22 | 2 | NAICS-22 Non-Cogen | PV | SUN | SUN | PSCO | 12201 | 3576 | 2022
biomass | FALSE | 60721 | N | . | Green Cow Power | Green Cow Power LLC | 60441 | IN | ENC | RFC |  | 112 | 6 | Industrial NAICS Non-Cogen | IC | OBG | ORW | MISO | 138982 | 10155 | 2022
solar pv | TRUE | 60722 | N | . | Logan 1 Community Solar Array | MN8 Energy LLC | 61944 | CO | MTN | WECC |  | 22 | 2 | NAICS-22 Non-Cogen | PV | SUN | SUN | PSCO | 12039 | 3528 | 2022
solar pv | TRUE | 60723 | N | . | Conejos 1 Community Solar Array | MN8 Energy LLC | 61944 | CO | MTN | WECC |  | 22 | 2 | NAICS-22 Non-Cogen | PV | SUN | SUN | PSCO | 13774 | 4037 | 2022
solar pv | TRUE | 60724 | N | . | Arapahoe 3 Community Solar Array | MN8 Energy LLC | 61944 | CO | MTN | WECC |  | 22 | 2 | NAICS-22 Non-Cogen | PV | SUN | SUN | PSCO | 12562 | 3682 | 2022
solar pv | TRUE | 60725 | N | . | Xcel Adams 2 Community Solar Array | MN8 Energy LLC | 61944 | CO | MTN | WECC |  | 22 | 2 | NAICS-22 Non-Cogen | PV | SUN | SUN | PSCO | 12520 | 3669 | 2022
solar pv | TRUE | 60726 | N | . | Xcel Adams 1 Community Solar Array | MN8 Energy LLC | 61944 | CO | MTN | WECC |  | 22 | 2 | NAICS-22 Non-Cogen | PV | SUN | SUN | PSCO | 12284 | 3600 | 2022
solar pv | TRUE | 60727 | N | . | East Orange Solar | MN8 Energy LLC | 61944 | NJ | MAT | RFC |  | 22 | 2 | NAICS-22 Non-Cogen | PV | SUN | SUN | PJM | 21296 | 6242 | 2022
solar pv | TRUE | 60728 | N | . | Howell Solar | MN8 Energy LLC | 61944 | NJ | MAT | RFC |  | 22 | 2 | NAICS-22 Non-Cogen | PV | SUN | SUN | PJM | 35657 | 10451 | 2022
solar pv | TRUE | 60729 | N | . | Raritan Solar | MN8 Energy LLC | 61944 | NJ | MAT | RFC |  | 22 | 2 | NAICS-22 Non-Cogen | PV | SUN | SUN | PJM | 42732 | 12524 | 2022
solar pv | TRUE | 60730 | N | . | Bridgewater Solar CSG | MN8 Energy LLC | 61944 | MA | NEW | NPCC |  | 22 | 2 | NAICS-22 Non-Cogen | PV | SUN | SUN | ISNE | 14328 | 4199 | 2022
solar pv | TRUE | 60731 | N | . | Holliston Solar CSG | MN8 Energy LLC | 61944 | MA | NEW | NPCC |  | 22 | 2 | NAICS-22 Non-Cogen | PV | SUN | SUN | ISNE | 5856 | 1716 | 2022
solar pv | TRUE | 60732 | N | . | Frankford Solar | MN8 Energy LLC | 61944 | NJ | MAT | RFC |  | 22 | 2 | NAICS-22 Non-Cogen | PV | SUN | SUN | PJM | 39152 | 11475 | 2022
solar pv | TRUE | 60733 | N | . | Brickyard Solar | MN8 Energy LLC | 61944 | NJ | MAT | RFC |  | 22 | 2 | NAICS-22 Non-Cogen | PV | SUN | SUN | PJM | 7103 | 2082 | 2022
solar pv | TRUE | 60734 | N | . | Bordentown Solar | MN8 Energy LLC | 61944 | NJ | MAT | RFC |  | 22 | 2 | NAICS-22 Non-Cogen | PV | SUN | SUN | PJM | 22182 | 6501 | 2022
solar pv | TRUE | 60735 | N | . | Longview Solar | MN8 Energy LLC | 61944 | MD | SAT | RFC |  | 22 | 2 | NAICS-22 Non-Cogen | PV | SUN | SUN | PJM | 83331 | 24423 | 2022
solar pv | TRUE | 60736 | N | . | Wilmington Solar | MN8 Energy LLC | 61944 | MA | NEW | NPCC |  | 22 | 2 | NAICS-22 Non-Cogen | PV | SUN | SUN | ISNE | 10902 | 3195 | 2022
solar pv | TRUE | 60737 | N | . | Church Hill | MN8 Energy LLC | 61944 | MD | SAT | RFC |  | 22 | 2 | NAICS-22 Non-Cogen | PV | SUN | SUN | PJM | 32981 | 9666 | 2022
solar pv | TRUE | 60738 | N | . | Fall River Solar CSG | MN8 Energy LLC | 61944 | MA | NEW | NPCC |  | 22 | 2 | NAICS-22 Non-Cogen | PV | SUN | SUN | ISNE | 9298 | 2725 | 2022
solar pv | TRUE | 60739 | N | . | DSM Solar | MN8 Energy LLC | 61944 | NJ | MAT | RFC |  | 22 | 2 | NAICS-22 Non-Cogen | PV | SUN | SUN | PJM | 19736 | 5784 | 2022
solar pv | TRUE | 60740 | N | . | Pittsgrove Solar | MN8 Energy LLC | 61944 | NJ | MAT | RFC |  | 22 | 2 | NAICS-22 Non-Cogen | PV | SUN | SUN | PJM | 10169 | 2980 | 2022
solar pv | TRUE | 60741 | N | . | Old Midville Solar | Citizens Enterprises Corporation | 58871 | GA | SAT | SERC |  | 22 | 2 | NAICS-22 Non-Cogen | PV | SUN | SUN | SOCO | 119592 | 35050 | 2022
natural gas peaker | TRUE | 60742 | Y | . | Argonne National Laboratory CHP | Argonne National Laboratory | 60444 | IL | ENC | RFC |  | 22 | 3 | NAICS-22 Cogen | GT | NG | NG | PJM | 494558 | 45853 | 2022
onshore wind | TRUE | 60743 | N | . | Rattlesnake Power, LLC | Rattlesnake Power, LLC | 60443 | TX | WSC | TRE |  | 22 | 2 | NAICS-22 Non-Cogen | WT | WND | WND | ERCO | 1927720 | 564982 | 2022
solar pv | TRUE | 60744 | N | . | SEPV Imperial Dixieland West | AES Distributed Energy | 61012 | CA | PACC | WECC |  | 22 | 2 | NAICS-22 Non-Cogen | PV | SUN | SUN | IID | 26572 | 7788 | 2022
solar pv | TRUE | 60745 | N | . | SEPV Imperial Dixieland East | AES Distributed Energy | 61012 | CA | PACC | WECC |  | 22 | 2 | NAICS-22 Non-Cogen | PV | SUN | SUN | IID | 18030 | 5284 | 2022
solar pv | TRUE | 60746 | N | . | Silvi Gibraltar Rock | CVI CleanCapital Solar 5 LLC | 63069 | NJ | MAT | RFC |  | 22 | 2 | NAICS-22 Non-Cogen | PV | SUN | SUN | PJM | 10365 | 3038 | 2022
solar pv | TRUE | 60747 | N | . | Seabrook Village | CVI CleanCapital Solar 5 LLC | 63069 | NJ | MAT | RFC |  | 22 | 2 | NAICS-22 Non-Cogen | PV | SUN | SUN | PJM | 16733 | 4904 | 2022
solar pv | TRUE | 60748 | N | . | Simcoe Solar | Simcoe Solar | 60448 | ID | MTN | WECC |  | 22 | 2 | NAICS-22 Non-Cogen | PV | SUN | SUN | IPCO | 158799 | 46541 | 2022
petroleum | TRUE | 60750 | N | . | Osawatomie Power Plant South Sub | City of Osawatomie - (KS) | 14203 | KS | WNC | MRO |  | 22 | 1 | Electric Utility | IC | DFO | DFO | SWPP | 186 | 19 | 2022
petroleum | TRUE | 60751 | N | . | Osawatomie Power Plant North Sub | City of Osawatomie - (KS) | 14203 | KS | WNC | MRO |  | 22 | 1 | Electric Utility | IC | DFO | DFO | SWPP | 196 | 22 | 2022
solar pv | TRUE | 60752 | N | . | Gloucester Community College Solar | MN8 Energy LLC | 61944 | NJ | MAT | RFC |  | 22 | 2 | NAICS-22 Non-Cogen | PV | SUN | SUN | PJM | 15002 | 4397 | 2022
solar pv | TRUE | 60753 | N | . | Shirley Landfill | Altus Power America Management, LLC | 60281 | MA | NEW | NPCC |  | 22 | 2 | NAICS-22 Non-Cogen | PV | SUN | SUN | ISNE | 5265 | 1543 | 2022
solar pv | TRUE | 60754 | N | . | DDR Shoppers World | Altus Power America Management, LLC | 60281 | MA | NEW | NPCC |  | 22 | 2 | NAICS-22 Non-Cogen | PV | SUN | SUN | ISNE | 5145 | 1508 | 2022
solar pv | TRUE | 60755 | N | . | Spartan | Altus Power America Management, LLC | 60281 | NJ | MAT | RFC |  | 22 | 2 | NAICS-22 Non-Cogen | PV | SUN | SUN | PJM | 49569 | 14528 | 2022
solar pv | TRUE | 60756 | N | . | Meadow Solar | Altus Power America Management, LLC | 60281 | MA | NEW | NPCC |  | 22 | 2 | NAICS-22 Non-Cogen | PV | SUN | SUN | ISNE | 15034 | 4406 | 2022
solar pv | TRUE | 60757 | N | . | Cedarville CSG | Altus Power America Management, LLC | 60281 | MA | NEW | NPCC |  | 22 | 2 | NAICS-22 Non-Cogen | PV | SUN | SUN | ISNE | 14500 | 4250 | 2022
solar pv | TRUE | 60759 | N | . | Freeze Solar | Marina Energy LLC | 56997 | NJ | MAT | RFC |  | 22 | 2 | NAICS-22 Non-Cogen | PV | SUN | SUN | PJM | 7417 | 2174 | 2022
other | TRUE | 60760 | N | . | PPA Grand | esVolta LP | 61198 | CA | PACC | WECC |  | 22 | 2 | NAICS-22 Non-Cogen | BA | MWH | OTH | CISO | 0 | -218 | 2022
solar pv | TRUE | 60761 | N | . | Roper Farm, LLC | Strata Manager, LLC | 64778 | NC | SAT | SERC |  | 22 | 2 | NAICS-22 Non-Cogen | PV | SUN | SUN | DUK | 33066 | 9691 | 2022
solar pv | TRUE | 60762 | N | . | Pfizer Peapack Solar | CVI CleanCapital Solar 5 LLC | 63069 | NJ | MAT | RFC |  | 22 | 2 | NAICS-22 Non-Cogen | PV | SUN | SUN | PJM | 33402 | 9790 | 2022
solar pv | TRUE | 60763 | N | . | Holland Solar | MN8 Energy LLC | 61944 | NJ | MAT | RFC |  | 22 | 2 | NAICS-22 Non-Cogen | PV | SUN | SUN | PJM | 11558 | 3388 | 2022
solar pv | TRUE | 60764 | N | . | Victory Solar LLC | Duke Energy Renewables Services | 65411 | CO | MTN | WECC |  | 22 | 2 | NAICS-22 Non-Cogen | PV | SUN | SUN | PSCO | 79841 | 23400 | 2022
solar pv | TRUE | 60765 | N | . | L'Oreal Franklin | MN8 Energy LLC | 61944 | NJ | MAT | RFC |  | 22 | 2 | NAICS-22 Non-Cogen | PV | SUN | SUN | PJM | 6476 | 1898 | 2022
solar pv | TRUE | 60766 | N | . | L'Oreal Monmouth | MN8 Energy LLC | 61944 | NJ | MAT | RFC |  | 22 | 2 | NAICS-22 Non-Cogen | PV | SUN | SUN | PJM | 9202 | 2697 | 2022
natural gas combined cycle | TRUE | 60768 | N | . | Gila River Power Block 2 | Salt River Project | 16572 | AZ | MTN | WECC |  | 22 | 1 | Electric Utility | CA | NG | NG | SRP | 194317 | 1006502 | 2022
natural gas combined cycle | TRUE | 60768 | N | . | Gila River Power Block 2 | Salt River Project | 16572 | AZ | MTN | WECC |  | 22 | 1 | Electric Utility | CT | NG | NG | SRP | 18899005 | 1617040 | 2022
solar pv | TRUE | 60769 | N | . | Lower Cape May HS | MN8 Energy LLC | 61944 | NJ | MAT | RFC |  | 22 | 2 | NAICS-22 Non-Cogen | PV | SUN | SUN | PJM | 7861 | 2304 | 2022
solar pv | TRUE | 60771 | N | . | Timber Creek HS | MN8 Energy LLC | 61944 | NJ | MAT | RFC |  | 22 | 2 | NAICS-22 Non-Cogen | PV | SUN | SUN | PJM | 5135 | 1505 | 2022
solar pv | TRUE | 60772 | N | . | Adams Ave MS and HS | MN8 Energy LLC | 61944 | NJ | MAT | RFC |  | 22 | 2 | NAICS-22 Non-Cogen | PV | SUN | SUN | PJM | 18302 | 5364 | 2022
solar pv | TRUE | 60774 | N | . | Phantom Solar | Phantom Solar, LLC | 60400 | TX | WSC | TRE |  | 22 | 2 | NAICS-22 Non-Cogen | PV | SUN | SUN | ERCO | 92698 | 27168 | 2022
solar pv | TRUE | 60775 | N | . | Deerfield CSG Solar | MN8 Energy LLC | 61944 | MA | NEW | NPCC |  | 22 | 2 | NAICS-22 Non-Cogen | PV | SUN | SUN | ISNE | 22513 | 6598 | 2022
solar pv | TRUE | 60776 | N | . | Community Foodbank of NJ | Community Foodbank of NJ | 60462 | NJ | MAT | RFC |  | 22 | 2 | NAICS-22 Non-Cogen | PV | SUN | SUN | PJM | 2997 | 879 | 2022
solar pv | TRUE | 60777 | N | . | American Kings Solar, LLC | MN8 Energy LLC | 61944 | CA | PACC | WECC |  | 22 | 2 | NAICS-22 Non-Cogen | PV | SUN | SUN | CISO | 954545 | 279761 | 2022
solar pv | TRUE | 60778 | N | . | Hew Fulton Farm, LLC | Strata Manager, LLC | 64778 | NC | SAT | SERC |  | 22 | 2 | NAICS-22 Non-Cogen | PV | SUN | SUN | DUK | 31864 | 9339 | 2022
solar pv | TRUE | 60779 | N | . | McGoogan Farm, LLC | Strata Manager, LLC | 64778 | NC | SAT | SERC |  | 22 | 2 | NAICS-22 Non-Cogen | PV | SUN | SUN | DUK | 33108 | 9703 | 2022
solar pv | FALSE | 60781 | N | . | Royal Wine Corp Solar Power Plant | Royal Wine Corp | 60467 | NJ | MAT | RFC |  | 312 | 6 | Industrial NAICS Non-Cogen | PV | SUN | SUN | PJM | 4565 | 1338 | 2022
solar pv | TRUE | 60782 | N | . | Barnhill Road Solar, LLC | Cypress Creek Renewables | 61060 | NC | SAT | SERC |  | 22 | 2 | NAICS-22 Non-Cogen | PV | SUN | SUN | PJM | 18333 | 5373 | 2022
solar pv | TRUE | 60783 | N | . | Leggett Solar, LLC | Cypress Creek Renewables | 61060 | NC | SAT | SERC |  | 22 | 2 | NAICS-22 Non-Cogen | PV | SUN | SUN | PJM | 28579 | 8376 | 2022
solar pv | TRUE | 60784 | N | . | Jersey Holdings | Heelstone Energy Holdings, LLC | 59462 | NC | SAT | SERC |  | 22 | 2 | NAICS-22 Non-Cogen | PV | SUN | SUN | DUK | 31914 | 9353 | 2022
geothermal | TRUE | 60785 | N | . | Tungsten Mountain | Tungsten Mountain | 60472 | NV | MTN | WECC |  | 22 | 2 | NAICS-22 Non-Cogen | BT | GEO | GEO | NEVP | 994543 | 291484 | 2022
solar pv | TRUE | 60785 | N | . | Tungsten Mountain | Tungsten Mountain | 60472 | NV | MTN | WECC |  | 22 | 2 | NAICS-22 Non-Cogen | PV | SUN | SUN | NEVP | 60821 | 17826 | 2022
solar pv | TRUE | 60787 | N | . | Williamston Speight Solar, LLC | Williamston Speight Solar, LLC | 60454 | NC | SAT | SERC |  | 22 | 2 | NAICS-22 Non-Cogen | PV | SUN | SUN | PJM | 84102 | 24649 | 2022
solar pv | TRUE | 60788 | N | . | Suwannee Solar Facility | Duke Energy Florida, LLC | 6455 | FL | SAT | SERC |  | 22 | 1 | Electric Utility | PV | SUN | SUN | FPC | 59063 | 17310 | 2022
solar pv | TRUE | 60789 | N | . | Bluebell Solar | Bluebell Solar, LLC | 60476 | TX | WSC | TRE |  | 22 | 2 | NAICS-22 Non-Cogen | PV | SUN | SUN | ERCO | 248776 | 72912 | 2022
solar pv | TRUE | 60790 | N | . | PVN Milliken, LLC | PVN Milliken, LLC | 60455 | CA | PACC | WECC |  | 22 | 2 | NAICS-22 Non-Cogen | PV | SUN | SUN | CISO | 18107 | 5307 | 2022
solar pv | TRUE | 60791 | N | . | SunAnza | Arizona Electric Pwr Coop Inc | 796 | CA | PACC | WECC |  | 22 | 1 | Electric Utility | PV | SUN | SUN | CISO | 28025 | 8214 | 2022
biomass | TRUE | 60792 | N | . | Republic Services Renewable Energy, LLC | Republic Services Renewable Energy, LLC | 56996 | NV | MTN | WECC |  | 22 | 2 | NAICS-22 Non-Cogen | GT | LFG | MLG | NEVP | 466988 | 29535 | 2022
solar pv | TRUE | 60795 | N | . | Eichtens Community Solar | Terraform Arcadia | 63249 | MN | WNC | MRO |  | 22 | 2 | NAICS-22 Non-Cogen | PV | SUN | SUN | MISO | 23155 | 6786 | 2022
solar pv | TRUE | 60796 | N | . | Red Wing Community Solar | Terraform Arcadia | 63249 | MN | WNC | MRO |  | 22 | 2 | NAICS-22 Non-Cogen | PV | SUN | SUN | MISO | 27799 | 8147 | 2022
natural gas peaker | FALSE | 60797 | N | . | Lake Forest Hospital Central Energy Plant | Northwestern Lake Forest Hospital | 60481 | IL | ENC | RFC |  | 622 | 4 | Commercial NAICS Non-Cogen | IC | NG | NG | PJM | 2910 | 262 | 2022
solar pv | TRUE | 60798 | N | . | South Atlantic Services Solar Farm I | South Atlantic Services Inc | 60478 | NC | SAT | SERC |  | 22 | 2 | NAICS-22 Non-Cogen | PV | SUN | SUN | DUK | 9014 | 2642 | 2022
solar pv | TRUE | 60799 | N | . | Iron Horse Solar 4, LLC | Iron Horse Solar 4, LLC | 60479 | MA | NEW | NPCC |  | 22 | 2 | NAICS-22 Non-Cogen | PV | SUN | SUN | ISNE | 27387 | 8027 | 2022
solar pv | TRUE | 60800 | N | . | Catawba Solar LLC | Catawba Solar LLC | 60480 | NC | SAT | SERC |  | 22 | 2 | NAICS-22 Non-Cogen | PV | SUN | SUN | DUK | 12006 | 3519 | 2022
solar pv | TRUE | 60801 | N | . | CEC Solar #1117, LLC | Clean Focus Renewables, Inc. | 60609 | CO | MTN | WECC |  | 22 | 2 | NAICS-22 Non-Cogen | PV | SUN | SUN | PSCO | 12955 | 3797 | 2022
solar pv | TRUE | 60802 | N | . | ACCC Mays Landing | MN8 Energy LLC | 61944 | NJ | MAT | RFC |  | 22 | 2 | NAICS-22 Non-Cogen | PV | SUN | SUN | PJM | 6909 | 2025 | 2022
solar pv | TRUE | 60803 | N | . | Deutsche Bank- Piscataway Solar | Deutsche Bank | 60960 | NJ | MAT | RFC |  | 22 | 2 | NAICS-22 Non-Cogen | PV | SUN | SUN | PJM | 1707 | 500 | 2022
solar pv | TRUE | 60804 | N | . | Gemini Technologies Services, Inc. Solar | Gemini Technologies Services, Inc. | 60961 | NJ | MAT | RFC |  | 22 | 2 | NAICS-22 Non-Cogen | PV | SUN | SUN | PJM | 4277 | 1253 | 2022
solar pv | TRUE | 60805 | N | . | Beaver Run | Altus Power America Management, LLC | 60281 | NJ | MAT | RFC |  | 22 | 2 | NAICS-22 Non-Cogen | PV | SUN | SUN | PJM | 16678 | 4888 | 2022
solar pv | TRUE | 60806 | N | . | North Bergen Solar | Hartz Solar, LLC | 60268 | NJ | MAT | RFC |  | 22 | 2 | NAICS-22 Non-Cogen | PV | SUN | SUN | PJM | 8545 | 2504 | 2022
solar pv | TRUE | 60808 | N | . | US Foods Solar | CD US Solar MT1 LLC | 58677 | NJ | MAT | RFC |  | 22 | 2 | NAICS-22 Non-Cogen | PV | SUN | SUN | PJM | 22539 | 6606 | 2022
solar pv | TRUE | 60809 | N | . | Summit Water Nexus Mt. Holly, LLC Solar | Summit Water Nexus, Mount Holly, LLC | 60955 | NJ | MAT | RFC |  | 22 | 2 | NAICS-22 Non-Cogen | PV | SUN | SUN | PJM | 5167 | 1514 | 2022
solar pv | TRUE | 60810 | N | . | Sabert Solar | Sabert Corporation | 61023 | NJ | MAT | RFC |  | 22 | 2 | NAICS-22 Non-Cogen | PV | SUN | SUN | PJM | 9657 | 2830 | 2022
solar pv | TRUE | 60813 | N | . | Cloverdale Solar Center | Adapture Renewables, Inc. | 60496 | CA | PACC | WECC |  | 22 | 2 | NAICS-22 Non-Cogen | PV | SUN | SUN | CISO | 7959 | 2333 | 2022
other | TRUE | 60815 | N | . | Hampshire College Hybrid | Tesla Inc. | 60947 | MA | NEW | NPCC |  | 22 | 2 | NAICS-22 Non-Cogen | BA | MWH | OTH | ISNE | 0 | -16 | 2022
solar pv | TRUE | 60815 | N | . | Hampshire College Hybrid | Tesla Inc. | 60947 | MA | NEW | NPCC |  | 22 | 2 | NAICS-22 Non-Cogen | PV | SUN | SUN | ISNE | 19691 | 5771 | 2022
solar pv | TRUE | 60816 | N | . | Town of Lexington Solar | Syncarpha Lexington, LLC | 61132 | MA | NEW | NPCC |  | 22 | 2 | NAICS-22 Non-Cogen | PV | SUN | SUN | ISNE | 9226 | 2704 | 2022
solar pv | TRUE | 60817 | N | . | Sullivan County - Adult Care Solar | Tesla Inc. | 60947 | NY | MAT | NPCC |  | 22 | 2 | NAICS-22 Non-Cogen | PV | SUN | SUN | NYIS | 8776 | 2572 | 2022
solar pv | TRUE | 60818 | N | . | Oswego County - Fulton Solar | Tesla Inc. | 60947 | NY | MAT | NPCC |  | 22 | 2 | NAICS-22 Non-Cogen | PV | SUN | SUN | NYIS | 8566 | 2511 | 2022
solar pv | TRUE | 60819 | N | . | Jefferson-Lewis BOCES Solar | Cypress Creek Renewables | 61060 | NY | MAT | NPCC |  | 22 | 2 | NAICS-22 Non-Cogen | PV | SUN | SUN | NYIS | 9342 | 2738 | 2022
solar pv | TRUE | 60820 | N | . | Montgomery County Correctional Facility | Tesla Inc. | 60947 | MD | SAT | RFC |  | 22 | 2 | NAICS-22 Non-Cogen | PV | SUN | SUN | PJM | 8220 | 2409 | 2022
solar pv | TRUE | 60821 | N | . | Weber State University - Davis Campus PV | Tesla Inc. | 60947 | UT | MTN | WECC |  | 22 | 2 | NAICS-22 Non-Cogen | PV | SUN | SUN | WACM | 9441 | 2767 | 2022
solar pv | TRUE | 60822 | N | . | Intel - Ocotillo Campus Solar | Tesla Inc. | 60947 | AZ | MTN | WECC |  | 22 | 2 | NAICS-22 Non-Cogen | PV | SUN | SUN | AZPS | 31312 | 9177 | 2022
solar pv | TRUE | 60823 | N | . | South Sioux City Solar | Tesla Inc. | 60947 | NE | WNC | MRO |  | 22 | 2 | NAICS-22 Non-Cogen | PV | SUN | SUN | SWPP | 14109 | 4135 | 2022
solar pv | TRUE | 60824 | N | . | Valley Sanitary District WTP Solar | Tesla Inc. | 60947 | CA | PACC | WECC |  | 22 | 2 | NAICS-22 Non-Cogen | PV | SUN | SUN | LDWP | 5650 | 1656 | 2022
solar pv | TRUE | 60825 | N | . | Colgreen North Shore Solar Farm | Sunpin Holdings, LLC | 60495 | CA | PACC | WECC |  | 22 | 2 | NAICS-22 Non-Cogen | PV | SUN | SUN | IID | 549513 | 161053.35 | 2022
solar pv | TRUE | 60827 | N | . | Sun Streams, LLC | EDP Renewables North America LLC | 61785 | AZ | MTN | WECC |  | 22 | 2 | NAICS-22 Non-Cogen | PV | SUN | SUN | CISO | 1388558 | 406963 | 2022
solar pv | TRUE | 60830 | N | . | Webster Holdco Solar CSG | Webster Holdco LLC | 60486 | MN | WNC | MRO |  | 22 | 2 | NAICS-22 Non-Cogen | PV | SUN | SUN | MISO | 26293 | 7706 | 2022
biomass | TRUE | 60831 | N | . | Orbit Energy RI | Anaergia | 64553 | RI | NEW | NPCC |  | 22 | 2 | NAICS-22 Non-Cogen | IC | OBG | ORW | ISNE | 37875 | 3666.18 | 2022
solar pv | TRUE | 60832 | N | . | Farmington Holdco Solar | Farmington Holdco LLC | 60501 | MN | WNC | MRO |  | 22 | 2 | NAICS-22 Non-Cogen | PV | SUN | SUN | MISO | 26077 | 7643 | 2022
solar pv | TRUE | 60833 | N | . | Dodge Holdco Solar CSG | Dodge Holdco LLC | 60485 | MN | WNC | MRO |  | 22 | 2 | NAICS-22 Non-Cogen | PV | SUN | SUN | MISO | 20477 | 6001 | 2022
solar pv | TRUE | 60834 | N | . | Hwy 14 Holdco Solar CSG | Hwy 14 Holdco, LLC | 60488 | MN | WNC | MRO |  | 22 | 2 | NAICS-22 Non-Cogen | PV | SUN | SUN | MISO | 24461 | 7169 | 2022
solar pv | TRUE | 60835 | N | . | Pine Island Solar CSG | Pine Island Holdco, LLC | 60490 | MN | WNC | MRO |  | 22 | 2 | NAICS-22 Non-Cogen | PV | SUN | SUN | MISO | 20219 | 5926 | 2022
solar pv | TRUE | 60836 | N | . | Big Lake Holdco Solar CSG | Big Lake Holdco LLC | 60489 | MN | WNC | MRO |  | 22 | 2 | NAICS-22 Non-Cogen | PV | SUN | SUN | MISO | 27971 | 8198 | 2022
solar pv | TRUE | 60837 | N | . | Forest Lake Solar CSG | Forest Lake Holdco LLC | 60491 | MN | WNC | MRO |  | 22 | 2 | NAICS-22 Non-Cogen | PV | SUN | SUN | MISO | 25136 | 7367 | 2022
solar pv | TRUE | 60838 | N | . | Wabasha Holdco Solar CSG | Wabasha Holdco LLC | 60487 | MN | WNC | MRO |  | 22 | 2 | NAICS-22 Non-Cogen | PV | SUN | SUN | MISO | 16014 | 4693 | 2022
solar pv | TRUE | 60839 | N | . | Goya Foods, Inc- Jersey City Solar | Goya Foods Inc. | 60993 | NJ | MAT | RFC |  | 22 | 2 | NAICS-22 Non-Cogen | PV | SUN | SUN | PJM | 10697 | 3135 | 2022
solar pv | TRUE | 60840 | N | . | Goya Foods, Inc- Secaucus Solar | Goya Foods Inc. | 60993 | NJ | MAT | RFC |  | 22 | 2 | NAICS-22 Non-Cogen | PV | SUN | SUN | PJM | 8049 | 2359 | 2022
solar pv | TRUE | 60841 | N | . | Prudential 55 Livingston Roseland Solar | Prudential Drive Investors, LLC | 64798 | NJ | MAT | RFC |  | 22 | 2 | NAICS-22 Non-Cogen | PV | SUN | SUN | PJM | 6928 | 2030.49 | 2022
solar pv | TRUE | 60842 | N | . | Prudential 80 Livingston Roseland Solar | Prudential Drive Investors, LLC | 64798 | NJ | MAT | RFC |  | 22 | 2 | NAICS-22 Non-Cogen | PV | SUN | SUN | PJM | 9320 | 2731.41 | 2022
solar pv | FALSE | 60843 | N | . | River Terminal Development Solar | RTC Properties Inc | 16380 | NJ | MAT | RFC |  | 53 | 4 | Commercial NAICS Non-Cogen | PV | SUN | SUN | PJM | 12337 | 3616 | 2022
solar pv | TRUE | 60844 | N | . | Genentech Vacaville Meter #1 | Tesla Inc. | 60947 | CA | PACC | WECC |  | 22 | 2 | NAICS-22 Non-Cogen | PV | SUN | SUN | CISO | 46137 | 13522 | 2022
solar pv | TRUE | 60846 | N | . | US GSA - Sacramento | Tesla Inc. | 60947 | CA | PACC | WECC |  | 22 | 2 | NAICS-22 Non-Cogen | PV | SUN | SUN | BANC | 7916 | 2320 | 2022
solar pv | TRUE | 60847 | N | . | Garrett County - DPU Treatment Plant | Tesla Inc. | 60947 | MD | SAT | RFC |  | 22 | 2 | NAICS-22 Non-Cogen | PV | SUN | SUN | PJM | 5598 | 1641 | 2022
solar pv | TRUE | 60848 | N | . | Temple Solar Arrays | UGI Energy Services, LLC | 60508 | PA | MAT | RFC |  | 22 | 2 | NAICS-22 Non-Cogen | PV | SUN | SUN | PJM | 7965 | 2334 | 2022
solar pv | TRUE | 60849 | N | . | Emmitsburg Solar Arrays | UGI Energy Services, LLC | 60508 | MD | SAT | RFC |  | 22 | 2 | NAICS-22 Non-Cogen | PV | SUN | SUN | PJM | 9140 | 2678 | 2022
solar pv | TRUE | 60851 | N | . | Curtis Hill Solar CSG | CCC Solar Holdings LLC | 61561 | MA | NEW | NPCC |  | 22 | 2 | NAICS-22 Non-Cogen | PV | SUN | SUN | ISNE | 12449 | 3649 | 2022
solar pv | TRUE | 60852 | N | . | Depot Hill Solar CSG | CCC Solar Holdings LLC | 61561 | MA | NEW | NPCC |  | 22 | 2 | NAICS-22 Non-Cogen | PV | SUN | SUN | ISNE | 12610 | 3696 | 2022
solar pv | TRUE | 60853 | N | . | SR Houston | SR Houston Holdings, LLC | 60511 | MS | ESC | SERC |  | 22 | 2 | NAICS-22 Non-Cogen | PV | SUN | SUN | TVA | 11866 | 3478 | 2022
solar pv | TRUE | 60854 | N | . | Bird Machine Solar Farm | Bird Machine Solar Farm, LLC | 60513 | MA | NEW | NPCC |  | 22 | 2 | NAICS-22 Non-Cogen | PV | SUN | SUN | ISNE | 20971 | 6146 | 2022
solar pv | TRUE | 60855 | N | . | Iron Horse Solar I CSG | Iron Horse Solar 1, LLC | 60514 | MA | NEW | NPCC |  | 22 | 2 | NAICS-22 Non-Cogen | PV | SUN | SUN | ISNE | 15787 | 4627 | 2022
onshore wind | TRUE | 60856 | N | . | Astra Wind Farm | Astra Wind LLC | 60515 | TX | WSC | TRE |  | 22 | 2 | NAICS-22 Non-Cogen | WT | WND | WND | ERCO | 1868851 | 547729 | 2022
solar pv | FALSE | 60857 | N | . | NES Rutgers Solar | NES Rutgers LLC | 60516 | NJ | MAT | RFC |  | 326 | 6 | Industrial NAICS Non-Cogen | PV | SUN | SUN | PJM | 1947 | 571 | 2022
solar pv | TRUE | 60858 | N | . | 126 Grove Solar LLC | Altus Power America Management, LLC | 60281 | MA | NEW | NPCC |  | 22 | 2 | NAICS-22 Non-Cogen | PV | SUN | SUN | ISNE | 8349 | 2447 | 2022
solar pv | TRUE | 60860 | N | . | VEC Alburgh Array | SoCore Energy LLC | 60520 | VT | NEW | NPCC |  | 22 | 2 | NAICS-22 Non-Cogen | PV | SUN | SUN | ISNE | 4600 | 1348 | 2022
solar pv | TRUE | 60861 | N | . | Dept of General Services -FTB | California PV Energy 2, LLC | 60518 | CA | PACC | WECC |  | 22 | 2 | NAICS-22 Non-Cogen | PV | SUN | SUN | BANC | 18316 | 5368 | 2022
solar pv | TRUE | 60863 | N | . | Cooperative Solar One | East Kentucky Power Coop, Inc | 5580 | KY | ESC | SERC |  | 22 | 1 | Electric Utility | PV | SUN | SUN | PJM | 43795 | 12835 | 2022
solar pv | TRUE | 60864 | N | . | Kokomo Solar 1, LLC | Kokomo Solar 1, LLC | 60505 | IN | ENC | RFC |  | 22 | 2 | NAICS-22 Non-Cogen | PV | SUN | SUN | MISO | 26252 | 7694 | 2022
onshore wind | TRUE | 60865 | N | . | Equity Industrial Turbines | Equity Industrial Turbines | 60521 | MA | NEW | NPCC |  | 22 | 2 | NAICS-22 Non-Cogen | WT | WND | WND | ISNE | 22423 | 6572 | 2022
solar pv | TRUE | 60866 | N | . | Bashaw Solar CSG 1, LLC | Bashaw Solar 1, LLC | 60484 | MA | NEW | NPCC |  | 22 | 2 | NAICS-22 Non-Cogen | PV | SUN | SUN | ISNE | 10578 | 3100 | 2022
solar pv | TRUE | 60867 | N | . | Kearsarge Southwick LLC | Kearsarge Solar LLC | 59232 | MA | NEW | NPCC |  | 22 | 2 | NAICS-22 Non-Cogen | PV | SUN | SUN | ISNE | 21288 | 6239 | 2022
hydro | TRUE | 60868 | N | . | Timothy Lake Powerhouse | Portland General Electric Co | 15248 | OR | PACC | WECC |  | 22 | 1 | Electric Utility | HY | WAT | HYC | PGE | 0 | 0 | 2022
solar pv | TRUE | 60869 | N | . | Solar Star California, XLIV, LLC | MN8 Energy LLC | 61944 | CA | PACC | WECC |  | 22 | 2 | NAICS-22 Non-Cogen | PV | SUN | SUN | CISO | 90862 | 26630 | 2022
onshore wind | TRUE | 60873 | N | . | Prairie Wind Farm | MidAmerican Energy Co | 12341 | IA | WNC | MRO |  | 22 | 1 | Electric Utility | WT | WND | WND | MISO | 2181257 | 639290 | 2022
solar pv | TRUE | 60874 | N | . | GMP Solar - Hartford | Green Mountain Power Corp | 7601 | VT | NEW | NPCC |  | 22 | 1 | Electric Utility | PV | SUN | SUN | ISNE | 26878 | 7878 | 2022
solar pv | TRUE | 60875 | N | . | GMP Solar - Williston | Green Mountain Power Corp | 7601 | VT | NEW | NPCC |  | 22 | 1 | Electric Utility | PV | SUN | SUN | ISNE | 24477 | 7174 | 2022
solar pv | TRUE | 60876 | N | . | Eastern Iowa Solar | Central Iowa Power Cooperative | 3258 | IA | WNC | MRO |  | 22 | 1 | Electric Utility | PV | SUN | SUN | MISO | 10758 | 3153 | 2022
solar pv | TRUE | 60877 | N | . | GMP Solar - Williamstown | Green Mountain Power Corp | 7601 | VT | NEW | NPCC |  | 22 | 1 | Electric Utility | PV | SUN | SUN | ISNE | 25567 | 7493 | 2022
solar pv | TRUE | 60878 | N | . | Sutton Solar CSG | Sutton Solar, LLC | 60529 | MA | NEW | NPCC |  | 22 | 2 | NAICS-22 Non-Cogen | PV | SUN | SUN | ISNE | 11548 | 3385 | 2022
solar pv | TRUE | 60879 | N | . | Nexamp Peak CSG | Nexamp Peak, LLC | 60530 | MA | NEW | NPCC |  | 22 | 2 | NAICS-22 Non-Cogen | PV | SUN | SUN | ISNE | 7483 | 2193 | 2022
solar pv | TRUE | 60880 | N | . | Stafford MS Ground Mount Community Solar | Town of Stafford, CT | 60911 | CT | NEW | NPCC |  | 22 | 2 | NAICS-22 Non-Cogen | PV | SUN | SUN | ISNE | 11478 | 3364 | 2022
solar pv | TRUE | 60881 | N | . | Bernhardt Furniture Solar Farm | Bernhardt Furniture Company | 60532 | NC | SAT | SERC |  | 22 | 2 | NAICS-22 Non-Cogen | PV | SUN | SUN | DUK | 5453 | 1598 | 2022
solar pv | TRUE | 60882 | N | . | Carl Friedrich Gauss Solar | Heelstone Energy Holdings, LLC | 59462 | NC | SAT | SERC |  | 22 | 2 | NAICS-22 Non-Cogen | PV | SUN | SUN | PJM | 28561 | 8371 | 2022
onshore wind | TRUE | 60883 | N | . | Deerfield Wind Energy, LLC | Deerfield Wind Energy, LLC | 60537 | MI | ENC | RFC |  | 22 | 2 | NAICS-22 Non-Cogen | WT | WND | WND | MISO | 1897311 | 556070 | 2022
solar pv | TRUE | 60885 | N | . | Boulder Solar II, LLC | AEP Renewables | 60639 | NV | MTN | WECC |  | 22 | 2 | NAICS-22 Non-Cogen | PV | SUN | SUN | NEVP | 443849 | 130085 | 2022
solar pv | TRUE | 60886 | N | . | Pavant Solar III | AEP Renewables | 60639 | UT | MTN | WECC |  | 22 | 2 | NAICS-22 Non-Cogen | PV | SUN | SUN | PACE | 157600 | 46190 | 2022
solar pv | TRUE | 60887 | N | . | Sauk DPC Solar | SoCore Energy LLC | 60520 | WI | ENC | MRO |  | 22 | 2 | NAICS-22 Non-Cogen | PV | SUN | SUN | MISO | 4560 | 1337 | 2022
solar pv | TRUE | 60888 | N | . | Lafayette DPC Solar | SoCore Energy LLC | 60520 | WI | ENC | MRO |  | 22 | 2 | NAICS-22 Non-Cogen | PV | SUN | SUN | MISO | 5255 | 1540 | 2022
solar pv | TRUE | 60889 | N | . | Conrath DPC Solar | SoCore Energy LLC | 60520 | WI | ENC | MRO |  | 22 | 2 | NAICS-22 Non-Cogen | PV | SUN | SUN | MISO | 4620 | 1354 | 2022
solar pv | TRUE | 60890 | N | . | Warren DPC Solar | SoCore Energy LLC | 60520 | WI | ENC | MRO |  | 22 | 2 | NAICS-22 Non-Cogen | PV | SUN | SUN | MISO | 12910 | 3783 | 2022
solar pv | TRUE | 60891 | N | . | Liberty Pole DPC Solar | SoCore Energy LLC | 60520 | WI | ENC | MRO |  | 22 | 2 | NAICS-22 Non-Cogen | PV | SUN | SUN | MISO | 6991 | 2049 | 2022
solar pv | TRUE | 60892 | N | . | Downsville DPC Solar | SoCore Energy LLC | 60520 | WI | ENC | MRO |  | 22 | 2 | NAICS-22 Non-Cogen | PV | SUN | SUN | MISO | 5483 | 1607 | 2022
solar pv | TRUE | 60893 | N | . | Mt. Hope DPC Solar | SoCore Energy LLC | 60520 | WI | ENC | MRO |  | 22 | 2 | NAICS-22 Non-Cogen | PV | SUN | SUN | MISO | 7043 | 2064 | 2022
solar pv | TRUE | 60894 | N | . | Medford DPC Solar | SoCore Energy LLC | 60520 | WI | ENC | MRO |  | 22 | 2 | NAICS-22 Non-Cogen | PV | SUN | SUN | MISO | 9963 | 2920 | 2022
solar pv | TRUE | 60895 | N | . | Whistling Winds DPC Solar | SoCore Energy LLC | 60520 | WI | ENC | MRO |  | 22 | 2 | NAICS-22 Non-Cogen | PV | SUN | SUN | MISO | 9262 | 2715 | 2022
onshore wind | TRUE | 60901 | N | . | Willow Springs Wind Farm | Willow Springs Windfarm, LLC | 60542 | TX | WSC | TRE |  | 22 | 2 | NAICS-22 Non-Cogen | WT | WND | WND | ERCO | 3013295 | 883146 | 2022
onshore wind | TRUE | 60902 | N | . | Dermott Wind | Dermott Wind, LLC | 60543 | TX | WSC | TRE |  | 22 | 2 | NAICS-22 Non-Cogen | WT | WND | WND | ERCO | 3228391 | 946187 | 2022
natural gas combined cycle | TRUE | 60903 | N | . | Salem Harbor Power Development LP | Salem Harbor Power Development LP | 59928 | MA | NEW | NPCC |  | 22 | 2 | NAICS-22 Non-Cogen | CA | NG | NG | ISNE | 69177 | 201944 | 2022
natural gas combined cycle | TRUE | 60903 | N | . | Salem Harbor Power Development LP | Salem Harbor Power Development LP | 59928 | MA | NEW | NPCC |  | 22 | 2 | NAICS-22 Non-Cogen | CT | NG | NG | ISNE | 4257447 | 342730 | 2022
solar pv | TRUE | 60904 | N | . | Time Warner Cable - Knowles | Tesla Inc. | 60947 | NY | MAT | NPCC |  | 22 | 2 | NAICS-22 Non-Cogen | PV | SUN | SUN | NYIS | 10066 | 2950 | 2022
onshore wind | TRUE | 60905 | N | . | Oliver Wind III, LLC | Oliver Wind III, LLC | 60562 | ND | WNC | MRO |  | 22 | 2 | NAICS-22 Non-Cogen | WT | WND | WND | MISO | 1568494 | 459699 | 2022
other | TRUE | 60906 | N | . | Mt. Tom Solar Project Hybrid | Mt. Tom Solar, LLC | 60471 | MA | NEW | NPCC |  | 22 | 2 | NAICS-22 Non-Cogen | BA | MWH | OTH | ISNE | 0 | -275 | 2022
solar pv | TRUE | 60906 | N | . | Mt. Tom Solar Project Hybrid | Mt. Tom Solar, LLC | 60471 | MA | NEW | NPCC |  | 22 | 2 | NAICS-22 Non-Cogen | PV | SUN | SUN | ISNE | 23136 | 6781 | 2022
solar pv | TRUE | 60908 | N | . | Northampton Landfill Solar PV | Ameresco Glendale Road Solar PV LLC | 60541 | MA | NEW | NPCC |  | 22 | 2 | NAICS-22 Non-Cogen | PV | SUN | SUN | ISNE | 13561 | 3974 | 2022
solar pv | TRUE | 60909 | N | . | Hartford Landfill Solar EGF | Materials Innovation Recycling Authority | 60166 | CT | NEW | NPCC |  | 22 | 2 | NAICS-22 Non-Cogen | PV | SUN | SUN | ISNE | 5210 | 1527 | 2022
onshore wind | TRUE | 60911 | N | . | Green Energy Machine | Green Energy Machine, LLC | 60567 | IA | WNC | MRO |  | 22 | 2 | NAICS-22 Non-Cogen | WT | WND | WND | MISO | 24769 | 7259 | 2022
solar pv | TRUE | 60912 | N | . | Cold River Road Solar | AEP Onsite Partners, LLC | 60571 | VT | NEW | NPCC |  | 22 | 2 | NAICS-22 Non-Cogen | PV | SUN | SUN | ISNE | 11960 | 3505 | 2022
solar pv | TRUE | 60913 | N | . | Ohio Northern University Solar Site | AEP Onsite Partners, LLC | 60571 | OH | ENC | RFC |  | 22 | 2 | NAICS-22 Non-Cogen | PV | SUN | SUN | PJM | 15344 | 4497 | 2022
solar pv | TRUE | 60914 | N | . | Westmont 300B | Westmont Solar, LLC | 60991 | CA | PACC | WECC |  | 22 | 2 | NAICS-22 Non-Cogen | PV | SUN | SUN | LDWP | 19220 | 5633 | 2022
solar pv | TRUE | 60915 | N | . | Correctional Solar LLC | Dominion Renewable Energy | 58468 | VA | SAT | SERC |  | 22 | 2 | NAICS-22 Non-Cogen | PV | SUN | SUN | PJM | 111177 | 32584 | 2022
solar pv | TRUE | 60916 | N | . | Sussex Drive, LLC | Dominion Renewable Energy | 58468 | VA | SAT | SERC |  | 22 | 2 | NAICS-22 Non-Cogen | PV | SUN | SUN | PJM | 130780 | 38330 | 2022
solar pv | TRUE | 60917 | N | . | Buckingham Solar LLC | Dominion Renewable Energy | 58468 | VA | SAT | SERC |  | 22 | 2 | NAICS-22 Non-Cogen | PV | SUN | SUN | PJM | 119641 | 35065 | 2022
biomass | FALSE | 60918 | N | . | Verwey-Hanford Dairy Digester #1 | AlsoEnergy | 60572 | CA | PACC | WECC |  | 112 | 6 | Industrial NAICS Non-Cogen | IC | OBG | ORW | CISO | 756 | 74 | 2022
solar pv | TRUE | 60919 | N | . | Shakopee Met Council WTP | Oak Leaf Solar V LLC | 60573 | MN | WNC | MRO |  | 22 | 2 | NAICS-22 Non-Cogen | PV | SUN | SUN | MISO | 5046 | 1479 | 2022
solar pv | TRUE | 60920 | N | . | Viper Solar | Cypress Creek Renewables | 61060 | NC | SAT | SERC |  | 22 | 2 | NAICS-22 Non-Cogen | PV | SUN | SUN | CPLE | 13696 | 4014 | 2022
solar pv | TRUE | 60921 | N | . | Scarlet Solar | Cypress Creek Renewables | 61060 | NC | SAT | SERC |  | 22 | 2 | NAICS-22 Non-Cogen | PV | SUN | SUN | CPLE | 13436 | 3938 | 2022
solar pv | TRUE | 60922 | N | . | Ruskin Solar | Cypress Creek Renewables | 61060 | NC | SAT | SERC |  | 22 | 2 | NAICS-22 Non-Cogen | PV | SUN | SUN | CPLE | 13497 | 3956 | 2022
solar pv | TRUE | 60923 | N | . | Clyde Solar Array | AEP Onsite Partners, LLC | 60571 | OH | ENC | RFC |  | 22 | 2 | NAICS-22 Non-Cogen | PV | SUN | SUN | PJM | 14962 | 4385 | 2022
solar pv | TRUE | 60924 | N | . | Ozarks Natural Energy Community Solar | Ozarks Electric Coop Corp - (AR) | 14289 | AR | WSC | MRO |  | 22 | 1 | Electric Utility | PV | SUN | SUN | SWPP | 5083 | 1490 | 2022
natural gas combined cycle | TRUE | 60925 | N | . | Montgomery County | Entergy Texas Inc. | 55937 | TX | WSC | SERC |  | 22 | 1 | Electric Utility | CA | NG | NG | MISO | 0 | 2155135 | 2022
natural gas combined cycle | TRUE | 60925 | N | . | Montgomery County | Entergy Texas Inc. | 55937 | TX | WSC | SERC |  | 22 | 1 | Electric Utility | CT | NG | NG | MISO | 44372961 | 3830352 | 2022
natural gas combined cycle | TRUE | 60926 | N | . | St. Charles Power Station (LA) | Entergy Louisiana LLC | 11241 | LA | WSC | SERC |  | 22 | 1 | Electric Utility | CA | NG | NG | MISO | 0 | 2381008 | 2022
natural gas combined cycle | TRUE | 60926 | N | . | St. Charles Power Station (LA) | Entergy Louisiana LLC | 11241 | LA | WSC | SERC |  | 22 | 1 | Electric Utility | CT | NG | NG | MISO | 39562296 | 3156577 | 2022
natural gas combined cycle | TRUE | 60927 | N | . | Lake Charles Power | Entergy Louisiana LLC | 11241 | LA | WSC | SERC |  | 22 | 1 | Electric Utility | CA | NG | NG | MISO | 0 | 2444787 | 2022
natural gas combined cycle | TRUE | 60927 | N | . | Lake Charles Power | Entergy Louisiana LLC | 11241 | LA | WSC | SERC |  | 22 | 1 | Electric Utility | CT | NG | NG | MISO | 41767778 | 3643972 | 2022
natural gas peaker | TRUE | 60928 | N | . | New Orleans Power | Entergy New Orleans, LLC | 13478 | LA | WSC | SERC |  | 22 | 1 | Electric Utility | GT | NG | NG | MISO | 3964626 | 366686 | 2022
solar pv | TRUE | 60929 | N | . | Red Oak Solar Farm, LLC | Heelstone Energy Holdings, LLC | 59462 | NC | SAT | SERC |  | 22 | 2 | NAICS-22 Non-Cogen | PV | SUN | SUN | DUK | 32167 | 9427 | 2022
solar pv | TRUE | 60930 | N | . | Dublin Solar I | AES Distributed Energy | 61012 | GA | SAT | SERC |  | 22 | 2 | NAICS-22 Non-Cogen | PV | SUN | SUN | SOCO | 23484 | 6883 | 2022
onshore wind | TRUE | 60931 | N | . | CCC Hastings Wind Turbine | CCC Hastings Renewable Energy, LLC | 60578 | NE | WNC | MRO |  | 22 | 2 | NAICS-22 Non-Cogen | WT | WND | WND | SWPP | 27527 | 8068 | 2022
onshore wind | TRUE | 60932 | N | . | Creston Ridge Wind Farm | Creston Ridge, LLC | 60577 | NE | WNC | MRO |  | 22 | 2 | NAICS-22 Non-Cogen | WT | WND | WND | SWPP | 104391 | 30595 | 2022
natural gas peaker | FALSE | 60933 | Y | . | Hopewell Cogeneration NJ | Hopewell Campus Owners LLC | 63953 | NJ | MAT | RFC |  | 541 | 5 | Commercial NAICS Cogen | IC | NG | NG | PJM | 9824 | 946 | 2022
solar pv | TRUE | 60935 | N | . | GRE Marshan Solar | SoCore Energy LLC | 60520 | MN | WNC | MRO |  | 22 | 2 | NAICS-22 Non-Cogen | PV | SUN | SUN | MISO | 4948 | 1450 | 2022
solar pv | TRUE | 60936 | N | . | New Auburn DPC Solar | SoCore Energy LLC | 60520 | WI | ENC | MRO |  | 22 | 2 | NAICS-22 Non-Cogen | PV | SUN | SUN | MISO | 14695 | 4307 | 2022
solar pv | TRUE | 60937 | N | . | Antlia Community Solar | Antlia Community Solar | 60587 | MN | WNC | MRO |  | 22 | 2 | NAICS-22 Non-Cogen | PV | SUN | SUN | MISO | 12139 | 3558 | 2022
solar pv | TRUE | 60938 | N | . | Aries Community Solar | Aries Community Solar | 60588 | MN | WNC | MRO |  | 22 | 2 | NAICS-22 Non-Cogen | PV | SUN | SUN | MISO | 20477 | 6001 | 2022
solar pv | TRUE | 60939 | N | . | Centaurus Community Solar | Centaurus Community Solar | 60589 | MN | WNC | MRO |  | 22 | 2 | NAICS-22 Non-Cogen | PV | SUN | SUN | MISO | 11693 | 3427 | 2022
solar pv | TRUE | 60940 | N | . | Gemini Community Solar | Gemini Community Solar | 60590 | MN | WNC | MRO |  | 22 | 2 | NAICS-22 Non-Cogen | PV | SUN | SUN | MISO | 16145 | 4732 | 2022
solar pv | TRUE | 60941 | N | . | Mapleton Community Solar | Mapleton Community Solar | 60591 | MN | WNC | MRO |  | 22 | 2 | NAICS-22 Non-Cogen | PV | SUN | SUN | MISO | 16981 | 4977 | 2022
solar pv | TRUE | 60942 | N | . | Morgan Community Solar | Morgan Community Solar | 60592 | MN | WNC | MRO |  | 22 | 2 | NAICS-22 Non-Cogen | PV | SUN | SUN | MISO | 13627 | 3994 | 2022
solar pv | TRUE | 60943 | N | . | Spica Community Solar | Spica Community Solar | 60593 | MN | WNC | MRO |  | 22 | 2 | NAICS-22 Non-Cogen | PV | SUN | SUN | MISO | 11270 | 3303 | 2022
solar pv | TRUE | 60944 | N | . | Vega Community Solar | Vega Community Solar | 60594 | MN | WNC | MRO |  | 22 | 2 | NAICS-22 Non-Cogen | PV | SUN | SUN | MISO | 28827 | 8449 | 2022
solar pv | TRUE | 60945 | N | . | Spartan PV 1, LLC | Spartan PV 1, LLC | 60595 | MI | ENC | RFC |  | 22 | 2 | NAICS-22 Non-Cogen | PV | SUN | SUN | MISO | 43194 | 12660 | 2022
solar pv | TRUE | 60947 | N | . | Jacumba Solar Farm | AEP Renewables | 60639 | CA | PACC | WECC |  | 22 | 2 | NAICS-22 Non-Cogen | PV | SUN | SUN | CISO | 136330 | 39956 | 2022
solar pv | TRUE | 60951 | N | . | West Dubuque Solar | Interstate Power and Light Co | 9417 | IA | WNC | MRO |  | 22 | 1 | Electric Utility | PV | SUN | SUN | MISO | 18301 | 5364 | 2022
solar pv | TRUE | 60953 | N | . | Owens Valley Solar Project 11 | Los Angeles Department of Water & Power | 11208 | CA | PACC | WECC |  | 22 | 2 | NAICS-22 Non-Cogen | PV | SUN | SUN | LDWP | 8695 | 2548 | 2022
solar pv | TRUE | 60954 | N | . | VEC Magee Hill Solar | SoCore Energy LLC | 60520 | VT | NEW | NPCC |  | 22 | 2 | NAICS-22 Non-Cogen | PV | SUN | SUN | ISNE | 6169 | 1808 | 2022
solar pv | TRUE | 60955 | N | . | Strawberry Point DPC Solar | SoCore Energy LLC | 60520 | IA | WNC | MRO |  | 22 | 2 | NAICS-22 Non-Cogen | PV | SUN | SUN | MISO | 7172 | 2102 | 2022
solar pv | TRUE | 60956 | N | . | Westar Cities Solar | SoCore Energy LLC | 60520 | KS | WNC | MRO |  | 22 | 2 | NAICS-22 Non-Cogen | PV | SUN | SUN | SWPP | 8430 | 2471 | 2022
solar pv | TRUE | 60957 | N | . | Sand Lake DPC Solar | SoCore Energy LLC | 60520 | WI | ENC | MRO |  | 22 | 2 | NAICS-22 Non-Cogen | PV | SUN | SUN | MISO | 7746 | 2270 | 2022
solar pv | TRUE | 60958 | N | . | Nesvold Watertown Solar | SoCore Energy LLC | 60520 | MN | WNC | MRO |  | 22 | 2 | NAICS-22 Non-Cogen | PV | SUN | SUN | MISO | 29661 | 8693 | 2022
other | TRUE | 60959 | N | . | Chocksett Rd Energy Storage Project | Sterling Municipal Light Department | 58375 | MA | NEW | NPCC |  | 22 | 1 | Electric Utility | BA | MWH | OTH | ISNE | 0 | 35 | 2022
natural gas peaker | TRUE | 60960 | N | . | Hyperion Treatment Plant CHP Plant | Constellation New Energy Inc. | 60396 | CA | PACC | WECC |  | 22 | 2 | NAICS-22 Non-Cogen | GT | NG | NG | LDWP | 873440 | 72177.468 | 2022
biomass | TRUE | 60960 | N | . | Hyperion Treatment Plant CHP Plant | Constellation New Energy Inc. | 60396 | CA | PACC | WECC |  | 22 | 2 | NAICS-22 Non-Cogen | GT | OBG | ORW | LDWP | 943023 | 80017.532 | 2022
solar pv | TRUE | 60961 | N | . | Violet Solar | Violet Solar, LLC | 60597 | NC | SAT | SERC |  | 22 | 2 | NAICS-22 Non-Cogen | PV | SUN | SUN | DUK | 23171 | 6791 | 2022
solar pv | TRUE | 60962 | N | . | Red Maple Solar | Terraform Arcadia | 63249 | MN | WNC | MRO |  | 22 | 2 | NAICS-22 Non-Cogen | PV | SUN | SUN | MISO | 13557 | 3973 | 2022
solar pv | TRUE | 60964 | N | . | Apache Solar 1 | Arizona Electric Pwr Coop Inc | 796 | AZ | MTN | WECC |  | 22 | 1 | Electric Utility | PV | SUN | SUN | WALC | 188160 | 55146 | 2022
solar pv | TRUE | 60965 | N | . | Cotten Farm, LLC | Heelstone Energy Holdings, LLC | 59462 | NC | SAT | SERC |  | 22 | 2 | NAICS-22 Non-Cogen | PV | SUN | SUN | CPLE | 32492 | 9523 | 2022
solar pv | TRUE | 60966 | N | . | Lind Solar CSG | Terraform Arcadia | 63249 | MN | WNC | MRO |  | 22 | 2 | NAICS-22 Non-Cogen | PV | SUN | SUN | MISO | 29354 | 8603 | 2022
solar pv | TRUE | 60967 | N | . | Onyx - Lamphear Road CSG | Onyx Asset Services Group | 60584 | NY | MAT | NPCC |  | 22 | 2 | NAICS-22 Non-Cogen | PV | SUN | SUN | NYIS | 9554 | 2800 | 2022
solar pv | TRUE | 60968 | N | . | Scott-II Solar LLC | Dominion Renewable Energy | 58468 | VA | SAT | SERC |  | 22 | 2 | NAICS-22 Non-Cogen | PV | SUN | SUN | PJM | 145149 | 42541 | 2022
solar pv | TRUE | 60971 | N | . | Michael Solar | SoCore Energy LLC | 60520 | MN | WNC | MRO |  | 22 | 2 | NAICS-22 Non-Cogen | PV | SUN | SUN | MISO | 23853 | 6991 | 2022
other | TRUE | 60974 | N | . | Glendale Battery Energy Storage System | City of Glendale - (CA) | 7294 | CA | PACC | WECC |  | 22 | 1 | Electric Utility | BA | MWH | OTH | LDWP | 0 | -61 | 2022
solar pv | TRUE | 60975 | N | . | Whitney Point Solar | Whitney Point Solar, LLC | 60619 | CA | PACC | WECC |  | 22 | 2 | NAICS-22 Non-Cogen | PV | SUN | SUN | CISO | 185609 | 54399 | 2022
solar pv | TRUE | 60976 | N | . | OSLH, LLC | OSLH, LLC | 60610 | OR | PACC | WECC |  | 22 | 2 | NAICS-22 Non-Cogen | PV | SUN | SUN | PACW | 77039 | 22579 | 2022
solar pv | TRUE | 60978 | N | . | CSUF State College | MN8 Energy LLC | 61944 | CA | PACC | WECC |  | 22 | 2 | NAICS-22 Non-Cogen | PV | SUN | SUN | CISO | 5670 | 1662 | 2022
solar pv | TRUE | 60979 | N | . | CSUF Nutwood Solar | MN8 Energy LLC | 61944 | CA | PACC | WECC |  | 22 | 2 | NAICS-22 Non-Cogen | PV | SUN | SUN | CISO | 11461 | 3359 | 2022
solar pv | TRUE | 60980 | N | . | ZV Solar 1 | Cypress Creek Renewables | 61060 | NC | SAT | SERC |  | 22 | 2 | NAICS-22 Non-Cogen | PV | SUN | SUN | CPLE | 33452 | 9804 | 2022
solar pv | TRUE | 60981 | N | . | NextEra Westside PV | Westside Solar, LLC | 60614 | CA | PACC | WECC |  | 22 | 2 | NAICS-22 Non-Cogen | PV | SUN | SUN | CISO | 168434 | 49365 | 2022
solar pv | TRUE | 60982 | N | . | Atkinson Farm Solar | Strata Manager, LLC | 64778 | NC | SAT | SERC |  | 22 | 2 | NAICS-22 Non-Cogen | PV | SUN | SUN | CPLE | 31650 | 9276 | 2022
onshore wind | TRUE | 60983 | N | . | Buckthorn Wind | Buckthorn Wind Project, LLC | 60617 | TX | WSC | TRE |  | 22 | 2 | NAICS-22 Non-Cogen | WT | WND | WND | ERCO | 1213704 | 355716 | 2022
solar pv | TRUE | 60984 | N | . | Lindberg Field Solar 2 | Lindberg Field Solar 2, LLC | 60618 | CA | PACC | WECC |  | 22 | 2 | NAICS-22 Non-Cogen | PV | SUN | SUN | CISO | 11953 | 3503 | 2022
solar pv | TRUE | 60985 | N | . | Elizabethtown Solar | AES Distributed Energy | 61012 | PA | MAT | RFC |  | 22 | 2 | NAICS-22 Non-Cogen | PV | SUN | SUN | PJM | 10640 | 3118 | 2022
solar pv | TRUE | 60986 | N | . | AIS Solar Project | Terraform Arcadia | 63249 | MA | NEW | NPCC |  | 22 | 2 | NAICS-22 Non-Cogen | PV | SUN | SUN | ISNE | 13565 | 3976 | 2022
onshore wind | TRUE | 60987 | N | . | Santa Rita Wind Energy | BHE Renewables, LLC | 59359 | TX | WSC | TRE |  | 22 | 2 | NAICS-22 Non-Cogen | WT | WND | WND | ERCO | 4164173 | 1220449 | 2022
solar pv | TRUE | 60989 | N | . | SolaireHolman Solar Project | SolaireHolman 1, LLC | 60636 | TX | WSC | TRE |  | 22 | 2 | NAICS-22 Non-Cogen | PV | SUN | SUN | ERCO | 449062 | 131612 | 2022
solar pv | TRUE | 60990 | N | . | Florence Solar W3-080, LLC | Altus Power America Management, LLC | 60281 | NJ | MAT | RFC |  | 22 | 2 | NAICS-22 Non-Cogen | PV | SUN | SUN | PJM | 36758 | 10773 | 2022
onshore wind | TRUE | 60991 | N | . | Sterling I Wind Farm | AEM Wind LLC | 60634 | NM | MTN | MRO |  | 22 | 2 | NAICS-22 Non-Cogen | WT | WND | WND | SWPP | 441873 | 129505 | 2022
solar pv | TRUE | 60992 | N | . | Northern Cardinal Solar | Terraform Arcadia | 63249 | NC | SAT | SERC |  | 22 | 2 | NAICS-22 Non-Cogen | PV | SUN | SUN | PJM | 12525 | 3671 | 2022
solar pv | TRUE | 60993 | N | . | Darlington Solar, LLC | Darlington Solar, LLC | 60611 | SC | SAT | SERC |  | 22 | 2 | NAICS-22 Non-Cogen | PV | SUN | SUN | CPLE | 63590 | 18637 | 2022
solar pv | FALSE | 60994 | N | . | French's Landfill PV | Altus Power America Management, LLC | 60281 | NJ | MAT | RFC |  | 421 | 4 | Commercial NAICS Non-Cogen | PV | SUN | SUN | PJM | 21135 | 6194 | 2022
solar pv | TRUE | 60995 | N | . | Ramona Solar Energy | San Diego Gas & Electric Co | 16609 | CA | PACC | WECC |  | 22 | 1 | Electric Utility | PV | SUN | SUN | CISO | 71 | 20.79 | 2022
other | TRUE | 60996 | N | . | Iron Horse Battery Storage Hybrid | RWE Renewables Americas, LLC | 56215 | AZ | MTN | WECC |  | 22 | 2 | NAICS-22 Non-Cogen | BA | MWH | OTH | TEPC | 0 | -600 | 2022
solar pv | TRUE | 60996 | N | . | Iron Horse Battery Storage Hybrid | RWE Renewables Americas, LLC | 56215 | AZ | MTN | WECC |  | 22 | 2 | NAICS-22 Non-Cogen | PV | SUN | SUN | TEPC | 7337 | 2150 | 2022
solar pv | TRUE | 60997 | N | . | Everett PV1 | Ecoplexus, Inc | 58970 | NC | SAT | SERC |  | 22 | 2 | NAICS-22 Non-Cogen | PV | SUN | SUN | PJM | 55868 | 16374 | 2022
solar pv | TRUE | 60998 | N | . | Underwood PV2 | Ecoplexus, Inc | 58970 | NC | SAT | SERC |  | 22 | 2 | NAICS-22 Non-Cogen | PV | SUN | SUN | PJM | 105457 | 30908 | 2022
onshore wind | TRUE | 60999 | N | . | Reading Wind Project | Southern Power Co | 17650 | KS | WNC | MRO |  | 22 | 2 | NAICS-22 Non-Cogen | WT | WND | WND | SWPP | 2415076 | 707818 | 2022
hydro | FALSE | 61000 | N | . | King Mill | Augusta Canal Authority | 55810 | GA | SAT | SERC |  | 313 | 6 | Industrial NAICS Non-Cogen | HY | WAT | HYC | SOCO | 0 | 0 | 2022
onshore wind | TRUE | 61001 | N | . | Cactus Flats Wind Energy Project | Southern Power Co | 17650 | TX | WSC | TRE |  | 22 | 2 | NAICS-22 Non-Cogen | WT | WND | WND | ERCO | 1479282 | 433553 | 2022
onshore wind | TRUE | 61002 | N | . | WED Portsmouth One, LLC | WED Portsmouth One, LLC | 60621 | RI | NEW | NPCC |  | 22 | 2 | NAICS-22 Non-Cogen | WT | WND | WND | ISNE | 15705 | 4603 | 2022
solar pv | TRUE | 61003 | N | . | Musgrave East Solar Farm | Artemis Solar LLC | 60643 | NY | MAT | NPCC |  | 22 | 2 | NAICS-22 Non-Cogen | PV | SUN | SUN | NYIS | 10871 | 3186 | 2022
onshore wind | FALSE | 61004 | N | . | Whirlpool Corporation - Ottawa Wind Farm | OEE XXIV LLC | 60644 | OH | ENC | RFC |  | 335 | 6 | Industrial NAICS Non-Cogen | WT | WND | WND | PJM | 15262 | 4473 | 2022
onshore wind | FALSE | 61005 | N | . | Whirlpool Corporation - Marion Wind Farm | OEE XXIII LLC | 60645 | OH | ENC | RFC |  | 335 | 6 | Industrial NAICS Non-Cogen | WT | WND | WND | PJM | 35099 | 10287 | 2022
solar pv | TRUE | 61006 | N | . | SCDA Solar 1 | SCDA Solar 1, LLC | 60648 | CA | PACC | WECC |  | 22 | 2 | NAICS-22 Non-Cogen | PV | SUN | SUN | CISO | 50716 | 14864 | 2022
solar pv | TRUE | 61007 | N | . | Redbrook Community Solar 1 | Redbrook Solar 1, LLC | 60649 | MA | NEW | NPCC |  | 22 | 2 | NAICS-22 Non-Cogen | PV | SUN | SUN | ISNE | 34379 | 10076 | 2022
solar pv | TRUE | 61008 | N | . | Brook Street Solar 1 CSG | Brook Street Solar 1, LLC | 60650 | MA | NEW | NPCC |  | 22 | 2 | NAICS-22 Non-Cogen | PV | SUN | SUN | ISNE | 18922 | 5546 | 2022
solar pv | TRUE | 61009 | N | . | Spring Street Solar 1 CSG | Spring Street Solar 1, LLC | 60651 | MA | NEW | NPCC |  | 22 | 2 | NAICS-22 Non-Cogen | PV | SUN | SUN | ISNE | 11195 | 3281 | 2022
solar pv | TRUE | 61010 | N | . | Bullock Road Solar 1 | Bullock Road Solar 1, LLC | 60655 | MA | NEW | NPCC |  | 22 | 2 | NAICS-22 Non-Cogen | PV | SUN | SUN | ISNE | 40892 | 11985 | 2022
solar pv | TRUE | 61011 | N | . | Chestnut Solar | Dominion Renewable Energy | 58468 | NC | SAT | SERC |  | 22 | 2 | NAICS-22 Non-Cogen | PV | SUN | SUN | PJM | 468696 | 137367 | 2022
biomass | TRUE | 61012 | N | . | Mill Seat Renewable Energy Facility | WM Renewable Energy LLC | 54842 | NY | MAT | NPCC |  | 22 | 2 | NAICS-22 Non-Cogen | IC | LFG | MLG | NYIS | 605053 | 49291 | 2022
solar pv | TRUE | 61013 | N | . | Marin Clean Energy Solar One | AES Distributed Energy | 61012 | CA | PACC | WECC |  | 22 | 2 | NAICS-22 Non-Cogen | PV | SUN | SUN | CISO | 76844 | 22522 | 2022
solar pv | TRUE | 61015 | N | . | Musgrave West Solar Farm | Artemis Solar LLC | 60643 | NY | MAT | NPCC |  | 22 | 2 | NAICS-22 Non-Cogen | PV | SUN | SUN | NYIS | 10190 | 2987 | 2022
solar pv | TRUE | 61016 | N | . | Stafford St Solar 1 CSG | Stafford St Solar 1, LLC | 60652 | MA | NEW | NPCC |  | 22 | 2 | NAICS-22 Non-Cogen | PV | SUN | SUN | ISNE | 12136 | 3557 | 2022
solar pv | TRUE | 61017 | N | . | Stafford St 2 Community Solar | Stafford St Solar 2, LLC | 60653 | MA | NEW | NPCC |  | 22 | 2 | NAICS-22 Non-Cogen | PV | SUN | SUN | ISNE | 12340 | 3616 | 2022
solar pv | TRUE | 61018 | N | . | Stafford St Solar 3 CSG | Stafford St Solar 3, LLC | 60654 | MA | NEW | NPCC |  | 22 | 2 | NAICS-22 Non-Cogen | PV | SUN | SUN | ISNE | 5925 | 1737 | 2022
solar pv | TRUE | 61019 | N | . | Siler 421 Farm, LLC | Heelstone Energy Holdings, LLC | 59462 | NC | SAT | SERC |  | 22 | 2 | NAICS-22 Non-Cogen | PV | SUN | SUN | CPLE | 33216 | 9735 | 2022
solar pv | TRUE | 61020 | N | . | Indian River Solar Center | Florida Power & Light Co | 6452 | FL | SAT | SERC |  | 22 | 1 | Electric Utility | PV | SUN | SUN | FPL | 519150 | 152154 | 2022
solar pv | TRUE | 61021 | N | . | Horizon Solar Energy Center | Florida Power & Light Co | 6452 | FL | SAT | SERC |  | 22 | 1 | Electric Utility | PV | SUN | SUN | FPL | 505833 | 148251 | 2022
solar pv | TRUE | 61022 | N | . | Coral Farms Solar Energy Center | Florida Power & Light Co | 6452 | FL | SAT | SERC |  | 22 | 1 | Electric Utility | PV | SUN | SUN | FPL | 497522 | 145815 | 2022
solar pv | TRUE | 61023 | N | . | Hollyfield | Virginia Electric & Power Co | 19876 | VA | SAT | SERC |  | 22 | 1 | Electric Utility | PV | SUN | SUN | PJM | 99977 | 29301 | 2022
solar pv | TRUE | 61024 | N | . | Hammock Solar | Florida Power & Light Co | 6452 | FL | SAT | SERC |  | 22 | 1 | Electric Utility | PV | SUN | SUN | FPL | 529636 | 155227 | 2022
petroleum | FALSE | 61025 | N | . | Montefiore - Westchester Square | Montefiore-Westchester Square | 60675 | NY | MAT | NPCC |  | 622 | 4 | Commercial NAICS Non-Cogen | IC | DFO | DFO | NYIS | 51 | 2 | 2022
petroleum | FALSE | 61026 | N | . | New York Presbyterian Hospital-168th St | New York Presbyterian Hospital | 60676 | NY | MAT | NPCC |  | 622 | 4 | Commercial NAICS Non-Cogen | IC | DFO | DFO | NYIS | 1516 | 54 | 2022
natural gas combined cycle | TRUE | 61028 | N | . | Hickory Run Energy Station | Hickory Run Energy, LLC | 60659 | PA | MAT | RFC |  | 22 | 2 | NAICS-22 Non-Cogen | CA | NG | NG | PJM | 2670491 | 2339759.7 | 2022
natural gas combined cycle | TRUE | 61028 | N | . | Hickory Run Energy Station | Hickory Run Energy, LLC | 60659 | PA | MAT | RFC |  | 22 | 2 | NAICS-22 Non-Cogen | CT | NG | NG | PJM | 39632114 | 3845691.7 | 2022
solar pv | TRUE | 61029 | N | . | Blue Cypress Solar Energy Center | Florida Power & Light Co | 6452 | FL | SAT | SERC |  | 22 | 1 | Electric Utility | PV | SUN | SUN | FPL | 511705 | 149972 | 2022
solar pv | TRUE | 61030 | N | . | Harford Solar Farm | Laertes Solar LLC | 60669 | NY | MAT | NPCC |  | 22 | 2 | NAICS-22 Non-Cogen | PV | SUN | SUN | NYIS | 9927 | 2909 | 2022
solar pv | TRUE | 61031 | N | . | Floyd Road Solar Farm | Greenbacker Renewable Energy Corporation | 60025 | NC | SAT | SERC |  | 22 | 2 | NAICS-22 Non-Cogen | PV | SUN | SUN | PJM | 32690 | 9581 | 2022
onshore wind | TRUE | 61032 | N | . | Heart of Texas Wind Project | Scout Clean Energy LLC | 63074 | TX | WSC | TRE |  | 22 | 2 | NAICS-22 Non-Cogen | WT | WND | WND | ERCO | 2196016 | 643615 | 2022
natural gas combined cycle | TRUE | 61035 | N | . | Birdsboro Power | Birdsboro Power LLC | 60672 | PA | MAT | RFC |  | 22 | 2 | NAICS-22 Non-Cogen | CS | NG | NG | PJM | 19312079 | 3020519 | 2022
onshore wind | TRUE | 61039 | N | . | Deerfield Wind LLC | Avangrid Renewables LLC | 15399 | VT | NEW | NPCC |  | 22 | 2 | NAICS-22 Non-Cogen | WT | WND | WND | ISNE | 356424 | 104462 | 2022
onshore wind | TRUE | 61040 | N | . | Twin Buttes II Wind | Avangrid Renewables LLC | 15399 | CO | MTN | WECC |  | 22 | 2 | NAICS-22 Non-Cogen | WT | WND | WND | WACM | 1007127 | 295172 | 2022
onshore wind | TRUE | 61041 | N | . | Roaring Brook, LLC | Avangrid Renewables LLC | 15399 | NY | MAT | NPCC |  | 22 | 2 | NAICS-22 Non-Cogen | WT | WND | WND | NYIS | 611553 | 179236 | 2022
solar pv | TRUE | 61042 | N | . | Canandaigua Westbrook Solar Array | AEP Onsite Partners, LLC | 60571 | NY | MAT | NPCC |  | 22 | 2 | NAICS-22 Non-Cogen | PV | SUN | SUN | NYIS | 6267 | 1837 | 2022
solar pv | TRUE | 61043 | N | . | Canandaigua Solar Array | AEP Onsite Partners, LLC | 60571 | NY | MAT | NPCC |  | 22 | 2 | NAICS-22 Non-Cogen | PV | SUN | SUN | NYIS | 8732 | 2559 | 2022
onshore wind | TRUE | 61044 | N | . | La Joya NM | Avangrid Renewables LLC | 15399 | NM | MTN | WECC |  | 22 | 2 | NAICS-22 Non-Cogen | WT | WND | WND | PNM | 3416394 | 1001288 | 2022
onshore wind | TRUE | 61046 | N | . | Tatanka Ridge | Tatanka Ridge LLC | 63897 | SD | WNC | MRO |  | 22 | 2 | NAICS-22 Non-Cogen | WT | WND | WND | MISO | 2324837 | 681371 | 2022
onshore wind | TRUE | 61047 | N | . | Coyote Ridge | Coyote Ridge LLC | 63083 | SD | WNC | MRO |  | 22 | 2 | NAICS-22 Non-Cogen | WT | WND | WND | WACM | 1359055 | 398316 | 2022
solar pv | TRUE | 61048 | N | . | Solar Star Oregon II | Avangrid Renewables LLC | 15399 | OR | PACC | WECC |  | 22 | 2 | NAICS-22 Non-Cogen | PV | SUN | SUN | PACW | 374594 | 109787 | 2022
solar pv | TRUE | 61050 | N | . | Wildflower Solar Energy Center | Florida Power & Light Co | 6452 | FL | SAT | SERC |  | 22 | 1 | Electric Utility | PV | SUN | SUN | FPL | 507135 | 148633 | 2022
solar pv | TRUE | 61051 | N | . | Barefoot Bay Solar Energy Center | Florida Power & Light Co | 6452 | FL | SAT | SERC |  | 22 | 1 | Electric Utility | PV | SUN | SUN | FPL | 546862 | 160276 | 2022
solar pv | TRUE | 61052 | N | . | Loggerhead Solar Energy Center | Florida Power & Light Co | 6452 | FL | SAT | SERC |  | 22 | 1 | Electric Utility | PV | SUN | SUN | FPL | 503468 | 147558 | 2022
solar pv | TRUE | 61053 | N | . | Greenfield Solar Park | Indiana Municipal Power Agency | 9234 | IN | ENC | RFC |  | 22 | 1 | Electric Utility | PV | SUN | SUN | PJM | 17741 | 5200 | 2022
solar pv | TRUE | 61054 | N | . | IMPA Anderson Solar Park 2 | Indiana Municipal Power Agency | 9234 | IN | ENC | RFC |  | 22 | 1 | Electric Utility | PV | SUN | SUN | PJM | 50853 | 14904 | 2022
solar pv | TRUE | 61055 | N | . | DG AMP Solar Front Royal | DG AMP Solar, LLC | 60370 | VA | SAT | RFC |  | 22 | 2 | NAICS-22 Non-Cogen | PV | SUN | SUN | PJM | 14900 | 4367 | 2022
onshore wind | TRUE | 61056 | N | . | Seward Wind Farm | Seward Wind LLC | 61275 | NE | WNC | MRO |  | 22 | 2 | NAICS-22 Non-Cogen | WT | WND | WND | SWPP | 27398 | 8030 | 2022
solar pv | TRUE | 61058 | N | . | Kramer Solar CSG | National Grid Renewables | 62759 | MN | WNC | MRO |  | 22 | 2 | NAICS-22 Non-Cogen | PV | SUN | SUN | MISO | 19328 | 5665 | 2022
solar pv | TRUE | 61059 | N | . | Novel OYA of Osakis CSG | NRG MN Community LLC | 62033 | MN | WNC | MRO |  | 22 | 2 | NAICS-22 Non-Cogen | PV | SUN | SUN | MISO | 29756 | 8721 | 2022
solar pv | TRUE | 61060 | N | . | Novel - OYA of Mapleton CSG | NRG MN Community LLC | 62033 | MN | WNC | MRO |  | 22 | 2 | NAICS-22 Non-Cogen | PV | SUN | SUN | MISO | 20063 | 5880 | 2022
onshore wind | TRUE | 61066 | N | . | Foundation CDCR LAC | Foundation CA Fund VIII Manager, LLC | 60690 | CA | PACC | WECC |  | 22 | 2 | NAICS-22 Non-Cogen | WT | WND | WND | CISO | 15858 | 4648 | 2022
onshore wind | TRUE | 61067 | N | . | Foundation Scheid Vineyards | Foundation CA Fund VIII Manager, LLC | 60690 | CA | PACC | WECC |  | 22 | 2 | NAICS-22 Non-Cogen | WT | WND | WND | CISO | 14107 | 4134 | 2022
other | TRUE | 61068 | N | . | AES Lawai Solar Hybrid | AES Distributed Energy | 61012 | HI | PACN |  |  | 22 | 2 | NAICS-22 Non-Cogen | BA | MWH | OTH |  | 0 | -79 | 2022
solar pv | TRUE | 61068 | N | . | AES Lawai Solar Hybrid | AES Distributed Energy | 61012 | HI | PACN |  |  | 22 | 2 | NAICS-22 Non-Cogen | PV | SUN | SUN |  | 113490 | 33262 | 2022
solar pv | TRUE | 61069 | N | . | BWC Wading River One, Two, Three CSG | Ameresco BWC Wading River LLC | 60692 | MA | NEW | NPCC |  | 22 | 2 | NAICS-22 Non-Cogen | PV | SUN | SUN | ISNE | 17988 | 5272 | 2022
onshore wind | TRUE | 61070 | N | . | Saratoga Wind Farm | Madison Gas & Electric Co | 11479 | IA | WNC | MRO |  | 22 | 1 | Electric Utility | WT | WND | WND | MISO | 964848 | 282781 | 2022
solar pv | TRUE | 61072 | N | . | Lemond Solar | Adapture Renewables, Inc. | 60496 | MN | WNC | MRO |  | 22 | 2 | NAICS-22 Non-Cogen | PV | SUN | SUN | MISO | 30000 | 8793 | 2022
solar pv | TRUE | 61073 | N | . | Pemberton Road I | NJR Clean Energy Ventures Corporation | 56990 | NJ | MAT | RFC |  | 22 | 2 | NAICS-22 Non-Cogen | PV | SUN | SUN | PJM | 47250 | 13848 | 2022
solar pv | TRUE | 61074 | N | . | Pemberton Road II | NJR Clean Energy Ventures Corporation | 56990 | NJ | MAT | RFC |  | 22 | 2 | NAICS-22 Non-Cogen | PV | SUN | SUN | PJM | 47393 | 13890 | 2022
onshore wind | TRUE | 61077 | N | . | Orient Wind Farm | MidAmerican Energy Co | 12341 | IA | WNC | MRO |  | 22 | 1 | Electric Utility | WT | WND | WND | MISO | 7303373 | 2140496 | 2022
onshore wind | TRUE | 61079 | N | . | Beaver Creek Wind | MidAmerican Energy Co | 12341 | IA | WNC | MRO |  | 22 | 1 | Electric Utility | WT | WND | WND | MISO | 5062614 | 1483768 | 2022
natural gas peaker | TRUE | 61080 | N | . | Sub 12 | City of Tallahassee - (FL) | 18445 | FL | SAT | SERC |  | 22 | 1 | Electric Utility | IC | NG | NG | TAL | 84237 | 9085 | 2022
solar pv | TRUE | 61084 | N | . | Luning Energy | Liberty Utilities (CalPeco Electric) LLC | 57222 | NV | MTN | WECC |  | 22 | 1 | Electric Utility | PV | SUN | SUN | NEVP | 442448 | 129674 | 2022
solar pv | TRUE | 61085 | N | . | Stone Solar | Strata Manager, LLC | 64778 | NC | SAT | SERC |  | 22 | 2 | NAICS-22 Non-Cogen | PV | SUN | SUN | CPLE | 33309 | 9762 | 2022
solar pv | TRUE | 61086 | N | . | Tripple State Farm | Strata Manager, LLC | 64778 | NC | SAT | SERC |  | 22 | 2 | NAICS-22 Non-Cogen | PV | SUN | SUN | DUK | 34618 | 10146 | 2022
solar pv | TRUE | 61087 | N | . | Wadesboro Farm 1 | Strata Manager, LLC | 64778 | NC | SAT | SERC |  | 22 | 2 | NAICS-22 Non-Cogen | PV | SUN | SUN | CPLE | 30922 | 9062 | 2022
solar pv | TRUE | 61088 | N | . | Delco Farm | Strata Manager, LLC | 64778 | NC | SAT | SERC |  | 22 | 2 | NAICS-22 Non-Cogen | PV | SUN | SUN | CPLE | 29846 | 8747 | 2022
solar pv | TRUE | 61089 | N | . | Fisher Solar Farm - NC | Strata Manager, LLC | 64778 | NC | SAT | SERC |  | 22 | 2 | NAICS-22 Non-Cogen | PV | SUN | SUN | DUK | 32160 | 9426 | 2022
solar pv | TRUE | 61090 | N | . | Kinston Davis Farm | Strata Manager, LLC | 64778 | NC | SAT | SERC |  | 22 | 2 | NAICS-22 Non-Cogen | PV | SUN | SUN | CPLE | 29718 | 8710 | 2022
solar pv | TRUE | 61091 | N | . | Laurinburg Farm | Strata Manager, LLC | 64778 | NC | SAT | SERC |  | 22 | 2 | NAICS-22 Non-Cogen | PV | SUN | SUN | DUK | 32662 | 9573 | 2022
solar pv | TRUE | 61092 | N | . | Independence Solar Farm | MC Power Companies Inc | 58822 | MO | WNC | MRO |  | 22 | 2 | NAICS-22 Non-Cogen | PV | SUN | SUN | SWPP | 17265 | 5060 | 2022
solar pv | TRUE | 61093 | N | . | Mills Anson Farm | Strata Manager, LLC | 64778 | NC | SAT | SERC |  | 22 | 2 | NAICS-22 Non-Cogen | PV | SUN | SUN | CPLE | 30922 | 9062 | 2022
solar pv | TRUE | 61094 | N | . | Old Wire Farm | Strata Manager, LLC | 64778 | NC | SAT | SERC |  | 22 | 2 | NAICS-22 Non-Cogen | PV | SUN | SUN | CPLE | 35727 | 10471 | 2022
solar pv | TRUE | 61095 | N | . | Railroad Farm 2 | Strata Manager, LLC | 64778 | NC | SAT | SERC |  | 22 | 2 | NAICS-22 Non-Cogen | PV | SUN | SUN | CPLE | 32671 | 9575 | 2022
solar pv | TRUE | 61096 | N | . | Sampson Solar | Strata Manager, LLC | 64778 | NC | SAT | SERC |  | 22 | 2 | NAICS-22 Non-Cogen | PV | SUN | SUN | CPLE | 13405 | 3929 | 2022
solar pv | TRUE | 61097 | N | . | Syncarpha Freetown | Marie's Way Solar I, LLC | 60710 | MA | NEW | NPCC |  | 22 | 2 | NAICS-22 Non-Cogen | PV | SUN | SUN | ISNE | 22756 | 6670 | 2022
other | TRUE | 61098 | N | . | Battle Mountain Solar Project | Consolidated Edison Development Inc. | 56769 | NV | MTN | WECC |  | 22 | 2 | NAICS-22 Non-Cogen | BA | MWH | OTH | NEVP | 0 | -1773 | 2022
solar pv | TRUE | 61098 | N | . | Battle Mountain Solar Project | Consolidated Edison Development Inc. | 56769 | NV | MTN | WECC |  | 22 | 2 | NAICS-22 Non-Cogen | PV | SUN | SUN | NEVP | 921624 | 270112 | 2022
solar pv | TRUE | 61099 | N | . | Kihei Solar Farm | South Maui Renewable Resources LLC | 60712 | HI | PACN |  |  | 22 | 2 | NAICS-22 Non-Cogen | PV | SUN | SUN | HECO | 19748 | 5788 | 2022
onshore wind | TRUE | 61100 | N | . | Burke Wind, LLC | Burke Wind LLC | 60714 | ND | WNC | MRO |  | 22 | 2 | NAICS-22 Non-Cogen | WT | WND | WND | SWPP | 2973880 | 871594 | 2022
solar pv | TRUE | 61101 | N | . | Ku'ia Solar | Ku'ia Solar LLC | 60713 | HI | PACN |  |  | 22 | 2 | NAICS-22 Non-Cogen | PV | SUN | SUN | HECO | 17054 | 4998 | 2022
solar pv | TRUE | 61104 | N | . | Pima Community College - East Campus | Tesla Inc. | 60947 | AZ | MTN | WECC |  | 22 | 2 | NAICS-22 Non-Cogen | PV | SUN | SUN | TEPC | 9990 | 2928 | 2022
onshore wind | TRUE | 61106 | N | . | Pine River Wind Park | DTE Electric Company | 5109 | MI | ENC | RFC |  | 22 | 1 | Electric Utility | WT | WND | WND | MISO | 1431917 | 419671 | 2022
other | TRUE | 61107 | N | . | Vanadium Redox Flow Battery Plant | SDGE Batteries | 60336 | CA | PACC | WECC |  | 22 | 1 | Electric Utility | BA | MWH | OTH | CISO | 0 | -842 | 2022
solar pv | TRUE | 61115 | N | . | Manteca Land PV | AES Distributed Energy | 61012 | CA | PACC | WECC |  | 22 | 2 | NAICS-22 Non-Cogen | PV | SUN | SUN | CISO | 6020 | 1764 | 2022
solar pv | TRUE | 61116 | N | . | Delano Land 1 | AES Distributed Energy | 61012 | CA | PACC | WECC |  | 22 | 2 | NAICS-22 Non-Cogen | PV | SUN | SUN | CISO | 5248 | 1538 | 2022
solar pv | TRUE | 61117 | N | . | Bakersfield PV 1 | AES Distributed Energy | 61012 | CA | PACC | WECC |  | 22 | 2 | NAICS-22 Non-Cogen | PV | SUN | SUN | CISO | 30094 | 8820 | 2022
solar pv | TRUE | 61118 | N | . | Bakersfield Industrial PV 1 | AES Distributed Energy | 61012 | CA | PACC | WECC |  | 22 | 2 | NAICS-22 Non-Cogen | PV | SUN | SUN | CISO | 7151 | 2096 | 2022
solar pv | TRUE | 61119 | N | . | Quichapa 1 | Quichapa 1 LLC | 60731 | UT | MTN | WECC |  | 22 | 2 | NAICS-22 Non-Cogen | PV | SUN | SUN | PACE | 26686 | 7821 | 2022
solar pv | TRUE | 61120 | N | . | Quichapa 2 | Quichapa 2 LLC | 60732 | UT | MTN | WECC |  | 22 | 2 | NAICS-22 Non-Cogen | PV | SUN | SUN | PACE | 26729 | 7834 | 2022
solar pv | TRUE | 61121 | N | . | Quichapa 3 | Quichapa 3 LLC | 60733 | UT | MTN | WECC |  | 22 | 2 | NAICS-22 Non-Cogen | PV | SUN | SUN | PACE | 25044 | 7340 | 2022
solar pv | TRUE | 61124 | N | . | Elizabeth Mines Solar 1 | Elizabeth Mines Solar 1, LLC | 60734 | VT | NEW | NPCC |  | 22 | 2 | NAICS-22 Non-Cogen | PV | SUN | SUN | ISNE | 25398 | 7444 | 2022
solar pv | TRUE | 61125 | N | . | Nebraska Valley Solar Farm | Town of Stowe- (VT) | 27316 | VT | NEW | NPCC |  | 22 | 1 | Electric Utility | PV | SUN | SUN | ISNE | 4309 | 1263 | 2022
solar pv | TRUE | 61126 | N | . | Bedford Solar | Oppidum Renewables USA, LLC | 63026 | VA | SAT | RFC |  | 22 | 2 | NAICS-22 Non-Cogen | PV | SUN | SUN | PJM | 17777 | 5210 | 2022
solar pv | TRUE | 61127 | N | . | Gamble Solar | Oppidum Renewables USA, LLC | 63026 | NC | SAT | SERC |  | 22 | 2 | NAICS-22 Non-Cogen | PV | SUN | SUN | DUK | 21936 | 6429 | 2022
solar pv | TRUE | 61128 | N | . | Salisbury Solar | Oppidum Renewables USA, LLC | 63026 | NC | SAT | SERC |  | 22 | 2 | NAICS-22 Non-Cogen | PV | SUN | SUN | DUK | 27112 | 7946 | 2022
solar pv | TRUE | 61129 | N | . | Wadesboro Solar | Oppidum Renewables USA, LLC | 63026 | NC | SAT | SERC |  | 22 | 2 | NAICS-22 Non-Cogen | PV | SUN | SUN | CPLE | 29909 | 8766 | 2022
solar pv | TRUE | 61131 | N | . | Tolson Solar | Oppidum Renewables USA, LLC | 63026 | NC | SAT | SERC |  | 22 | 2 | NAICS-22 Non-Cogen | PV | SUN | SUN | PJM | 13374 | 3920 | 2022
solar pv | TRUE | 61134 | N | . | Phelps 158 Solar Farm | Greenbacker Renewable Energy Corporation | 60025 | NC | SAT | SERC |  | 22 | 2 | NAICS-22 Non-Cogen | PV | SUN | SUN | PJM | 34264 | 10042 | 2022
solar pv | TRUE | 61135 | N | . | Lebanon Solar Farm (MO) | Missouri Jnt Muni.Pwr Elec. Ut. Comm. | 12670 | MO | WNC | SERC |  | 22 | 2 | NAICS-22 Non-Cogen | PV | SUN | SUN | SWPP | 14685 | 4304 | 2022
solar pv | TRUE | 61138 | N | . | Armstrong Solar | ETCAP NES CS MN 06 LLC | 60904 | MN | WNC | MRO |  | 22 | 2 | NAICS-22 Non-Cogen | PV | SUN | SUN | MISO | 16549 | 4850 | 2022
solar pv | TRUE | 61139 | N | . | Marmas Solar CSG | National Grid Renewables | 62759 | MN | WNC | MRO |  | 22 | 2 | NAICS-22 Non-Cogen | PV | SUN | SUN | MISO | 22287 | 6532 | 2022
solar pv | TRUE | 61140 | N | . | CF Novel Solar CSG Gardens Two, LLC | Cypress Creek Renewables | 61060 | MN | WNC | MRO |  | 22 | 2 | NAICS-22 Non-Cogen | PV | SUN | SUN | MISO | 10676 | 3129 | 2022
solar pv | TRUE | 61141 | N | . | CF Novel Solar CSG Gardens Eleven, LLC | Cypress Creek Renewables | 61060 | MN | WNC | MRO |  | 22 | 2 | NAICS-22 Non-Cogen | PV | SUN | SUN | MISO | 15046 | 4410 | 2022
solar pv | TRUE | 61142 | N | . | WasecaSun | National Grid Renewables | 62759 | MN | WNC | MRO |  | 22 | 2 | NAICS-22 Non-Cogen | PV | SUN | SUN | MISO | 31984 | 9374 | 2022
natural gas peaker | TRUE | 61144 | N | . | Astoria Station | Otter Tail Power Co | 14232 | SD | WNC | MRO |  | 22 | 1 | Electric Utility | GT | NG | NG | MISO | 1853913 | 175856 | 2022
biomass | TRUE | 61145 | N | . | Brown County LFGTE Power Station | EDL Inc | 55858 | OH | ENC | RFC |  | 22 | 2 | NAICS-22 Non-Cogen | IC | LFG | MLG | PJM | 283190 | 24927 | 2022
solar pv | TRUE | 61152 | N | . | Intel Folsom Phase 3 | Tesla Inc. | 60947 | CA | PACC | WECC |  | 22 | 2 | NAICS-22 Non-Cogen | PV | SUN | SUN | BANC | 30902 | 9057 | 2022
other | TRUE | 61153 | N | . | AT&T Holger | Bloom Energy | 57128 | CA | PACC | WECC |  | 22 | 2 | NAICS-22 Non-Cogen | FC | NG | NG | CISO | 61752 | 8355 | 2022
other | TRUE | 61154 | N | . | AT&T Anaheim | Bloom Energy | 57128 | CA | PACC | WECC |  | 22 | 2 | NAICS-22 Non-Cogen | FC | NG | NG | CISO | 68434 | 9855 | 2022
onshore wind | TRUE | 61155 | N | . | Big Timber Wind Farm | Consolidated Edison Development Inc. | 56769 | MT | MTN | WECC |  | 22 | 2 | NAICS-22 Non-Cogen | WT | WND | WND | NWMT | 305296 | 89477 | 2022
solar pv | TRUE | 61156 | N | . | St. Pauls Solar 2 | CD Global Solar Holdings, LLC | 60865 | NC | SAT | SERC |  | 22 | 2 | NAICS-22 Non-Cogen | PV | SUN | SUN | DUK | 31899 | 9349 | 2022
solar pv | TRUE | 61157 | N | . | Boaz Farm Solar | CD Global Solar Holdings, LLC | 60865 | NC | SAT | SERC |  | 22 | 2 | NAICS-22 Non-Cogen | PV | SUN | SUN | DUK | 32434 | 9506 | 2022
solar pv | TRUE | 61158 | N | . | Bizzell Church Solar 2 | CD Global Solar Holdings, LLC | 60865 | NC | SAT | SERC |  | 22 | 2 | NAICS-22 Non-Cogen | PV | SUN | SUN | DUK | 30749 | 9012 | 2022
solar pv | TRUE | 61160 | N | . | MILL SOLAR 1 | Mill Solar 1 LLC | 60777 | NC | SAT | SERC |  | 22 | 2 | NAICS-22 Non-Cogen | PV | SUN | SUN | DUK | 0 | 0 | 2022
onshore wind | TRUE | 61161 | N | . | Harvest Ridge Wind Farm | Harvest Ridge Wind Farm | 60719 | IL | ENC | SERC |  | 22 | 2 | NAICS-22 Non-Cogen | WT | WND | WND | MISO | 2611732 | 765455 | 2022
solar pv | FALSE | 61162 | N | . | RB Manufacturing LLC Belle Mead NJ | RB Manufacturing LLC | 60752 | NJ | MAT | RFC |  | 32511 | 6 | Industrial NAICS Non-Cogen | PV | SUN | SUN | PJM | 0 | 0 | 2022
solar pv | TRUE | 61163 | N | . | Onset East Community Solar Facility | BCC Solar III, LLC | 60792 | MA | NEW | NPCC |  | 22 | 2 | NAICS-22 Non-Cogen | PV | SUN | SUN | ISNE | 6200 | 1817 | 2022
solar pv | TRUE | 61164 | N | . | Onset West Community Solar Facility | BCC Solar III, LLC | 60792 | MA | NEW | NPCC |  | 22 | 2 | NAICS-22 Non-Cogen | PV | SUN | SUN | ISNE | 6323 | 1854 | 2022
solar pv | TRUE | 61165 | N | . | Columbus Solar Project | New Mexico Renewable Development LLC | 61724 | NM | MTN | WECC |  | 22 | 2 | NAICS-22 Non-Cogen | PV | SUN | SUN | PNM | 17117 | 5017 | 2022
hydro | FALSE | 61166 | N | . | Tyee Lake Hydroelectric Facility | Southeast Alaska Power Agency | 60123 | AK | PACN |  |  | 22131 | 4 | Commercial NAICS Non-Cogen | HY | WAT | HYC | NA | 366953 | 107547 | 2022
solar pv | TRUE | 61172 | N | . | EE Waianae Solar Project | EE Waianae Solar Project LLC | 60793 | HI | PACN |  |  | 22 | 2 | NAICS-22 Non-Cogen | PV | SUN | SUN | HECO | 221793 | 65004 | 2022
solar pv | FALSE | 61173 | N | . | IKEA Miami 327 | IKEA Property Inc | 57389 | FL | SAT | SERC |  | 53 | 4 | Commercial NAICS Non-Cogen | PV | SUN | SUN | FPL | 4229 | 1239 | 2022
solar pv | TRUE | 61174 | N | . | Taurus Community Solar | Taurus Community Solar | 60822 | MN | WNC | MRO |  | 22 | 2 | NAICS-22 Non-Cogen | PV | SUN | SUN | MISO | 19931 | 5841 | 2022
solar pv | TRUE | 61175 | N | . | Pegasus Community Solar | Pegasus Community Solar | 60823 | MN | WNC | MRO |  | 22 | 2 | NAICS-22 Non-Cogen | PV | SUN | SUN | MISO | 11365 | 3331 | 2022
solar pv | TRUE | 61176 | N | . | Antares Community Solar | Antares Community Solar | 60824 | MN | WNC | MRO |  | 22 | 2 | NAICS-22 Non-Cogen | PV | SUN | SUN | MISO | 17865 | 5236 | 2022
solar pv | TRUE | 61177 | N | . | Corvus Community Solar | Corvus Community Solar | 60825 | MN | WNC | MRO |  | 22 | 2 | NAICS-22 Non-Cogen | PV | SUN | SUN | MISO | 27378 | 8024 | 2022
solar pv | TRUE | 61178 | N | . | Capella Community Solar | Capella Community Solar | 60826 | MN | WNC | MRO |  | 22 | 2 | NAICS-22 Non-Cogen | PV | SUN | SUN | MISO | 30784 | 9022 | 2022
solar pv | TRUE | 61179 | N | . | Carina Community Solar | Carina Community Solar | 60827 | MN | WNC | MRO |  | 22 | 2 | NAICS-22 Non-Cogen | PV | SUN | SUN | MISO | 21554 | 6317 | 2022
solar pv | TRUE | 61180 | N | . | Caelum Community Solar | Caelum Community Solar | 60829 | MN | WNC | MRO |  | 22 | 2 | NAICS-22 Non-Cogen | PV | SUN | SUN | MISO | 10265 | 3009 | 2022
solar pv | TRUE | 61181 | N | . | Andromeda Community Solar | Andromeda Community Solar | 60828 | MN | WNC | MRO |  | 22 | 2 | NAICS-22 Non-Cogen | PV | SUN | SUN | MISO | 28259 | 8282 | 2022
solar pv | TRUE | 61182 | N | . | Lyra Community Solar | Lyra Community Solar | 60830 | MN | WNC | MRO |  | 22 | 2 | NAICS-22 Non-Cogen | PV | SUN | SUN | MISO | 16367 | 4797 | 2022
solar pv | TRUE | 61183 | N | . | Argo Navis Community Solar | Argo Navis Community Solar | 60831 | MN | WNC | MRO |  | 22 | 2 | NAICS-22 Non-Cogen | PV | SUN | SUN | MISO | 15323 | 4491 | 2022
solar pv | TRUE | 61185 | N | . | Pfeffers | Terraform Arcadia | 63249 | MD | SAT | RFC |  | 22 | 2 | NAICS-22 Non-Cogen | PV | SUN | SUN | PJM | 6797 | 1992 | 2022
natural gas peaker | FALSE | 61186 | Y | . | Boston Medical Center CHP Plant | Boston Medical Center | 60816 | MA | NEW | NPCC |  | 622 | 5 | Commercial NAICS Cogen | IC | NG | NG | ISNE | 137743 | 11863 | 2022
solar pv | TRUE | 61187 | N | . | Century Drive Solar Farm | J.T. Hobby and Son, Inc. | 60818 | NC | SAT | SERC |  | 22 | 2 | NAICS-22 Non-Cogen | PV | SUN | SUN | CPLE | 0 | 0 | 2022
hydro | TRUE | 61189 | N | . | Shavano Falls Hydro | Shavano Falls Hydro LLC | 60815 | CO | MTN | WECC |  | 22 | 2 | NAICS-22 Non-Cogen | HY | WAT | HYC | WACM | 37622 | 11026 | 2022
hydro | TRUE | 61190 | N | . | Shavano Falls Hydro Drop 4 | Shavano Falls Hydro LLC - Drop 4 Project | 60813 | CO | MTN | WECC |  | 22 | 2 | NAICS-22 Non-Cogen | HY | WAT | HYC | WACM | 66165 | 19392 | 2022
hydro | TRUE | 61191 | N | . | Drop 5 | Drop 5 Hydro LLC | 60814 | CO | MTN | WECC |  | 22 | 2 | NAICS-22 Non-Cogen | HY | WAT | HYC | WACM | 26796 | 7853 | 2022
solar pv | FALSE | 61192 | N | . | IKEA Joliet Rooftop PV System | IKEA Property Inc | 57389 | IL | ENC | RFC |  | 493 | 4 | Commercial NAICS Non-Cogen | PV | SUN | SUN | PJM | 1474 | 432 | 2022
solar pv | FALSE | 61193 | N | . | IKEA Las Vegas 462 | IKEA Property Inc | 57389 | NV | MTN | WECC |  | 53 | 4 | Commercial NAICS Non-Cogen | PV | SUN | SUN | NEVP | 4835 | 1417 | 2022
solar pv | TRUE | 61194 | N | . | Barker Solar, LLC | Barker Solar, LLC | 60841 | NC | SAT | SERC |  | 22 | 2 | NAICS-22 Non-Cogen | PV | SUN | SUN | CPLE | 31836 | 9331 | 2022
solar pv | TRUE | 61195 | N | . | 231 Dixon 74 Solar I, LLC | 231 Dixon 74 Solar I, LLC | 60845 | NC | SAT | SERC |  | 22 | 2 | NAICS-22 Non-Cogen | PV | SUN | SUN | CPLE | 13426 | 3935 | 2022
solar pv | TRUE | 61196 | N | . | Mill Pond Solar Farm, LLC | Mill Pond Solar Farm, LLC | 60843 | NC | SAT | SERC |  | 22 | 2 | NAICS-22 Non-Cogen | PV | SUN | SUN | CPLE | 32721 | 9590 | 2022
other | TRUE | 61197 | N | . | Pima Energy Storage System | Pima Energy Storage System | 60834 | AZ | MTN | WECC |  | 22 | 2 | NAICS-22 Non-Cogen | BA | MWH | OTH | TEPC | 0 | -483 | 2022
solar pv | FALSE | 61198 | N | . | Merck - Upper Gwynedd Solar Array | Merck - Upper Gwynedd Solar Array | 60812 | PA | MAT | RFC |  | 53 | 4 | Commercial NAICS Non-Cogen | PV | SUN | SUN | PJM | 5060 | 1483 | 2022
solar pv | TRUE | 61199 | N | . | T0588 Phoenix - AZ | SoCore Energy LLC | 60520 | AZ | MTN | WECC |  | 22 | 2 | NAICS-22 Non-Cogen | PV | SUN | SUN | SRP | 8941 | 2620 | 2022
solar pv | TRUE | 61200 | N | . | OR Solar 2, LLC | OR Solar 2, LLC | 63757 | OR | PACC | WECC |  | 22 | 2 | NAICS-22 Non-Cogen | PV | SUN | SUN | PACW | 75999 | 22274 | 2022
solar pv | TRUE | 61201 | N | . | OR Solar 3, LLC | Heelstone Energy Holdings, LLC | 59462 | OR | PACC | WECC |  | 22 | 2 | NAICS-22 Non-Cogen | PV | SUN | SUN | PACW | 85297 | 24999 | 2022
solar pv | TRUE | 61202 | N | . | Mount Signal Solar Farm V | Imperial Valley Solar 3, LLC | 63447 | CA | PACC | WECC |  | 22 | 2 | NAICS-22 Non-Cogen | PV | SUN | SUN | CISO | 2127006 | 623390 | 2022
solar pv | TRUE | 61203 | N | . | Lahr 1, LLC | SoCore Energy LLC | 60520 | MN | WNC | MRO |  | 22 | 2 | NAICS-22 Non-Cogen | PV | SUN | SUN | MISO | 28186 | 8261 | 2022
other | TRUE | 61204 | N | . | AES ES Alamitos, LLC | AES ES Alamitos, LLC | 62160 | CA | PACC | WECC |  | 22 | 2 | NAICS-22 Non-Cogen | BA | MWH | OTH | CISO | 0 | -15513 | 2022
solar pv | TRUE | 61205 | N | . | Bandera Electric Coop PV | SoCore Energy LLC | 60520 | TX | WSC | TRE |  | 22 | 2 | NAICS-22 Non-Cogen | PV | SUN | SUN | ERCO | 9561 | 2802 | 2022
solar pv | TRUE | 61206 | N | . | Onyx - Allen Harim | Onyx Asset Services Group | 60584 | DE | SAT | RFC |  | 22 | 2 | NAICS-22 Non-Cogen | PV | SUN | SUN | PJM | 6763 | 1982 | 2022
hydro | TRUE | 61207 | N | . | Green Island Hydroelectric Station | Albany Engineering Corporation | 58756 | NY | MAT | NPCC |  | 22 | 2 | NAICS-22 Non-Cogen | HY | WAT | HYC | NYIS | 132488 | 38830 | 2022
solar pv | TRUE | 61208 | N | . | Gulfport Naval Base CSG PV System | Arcadia Solar, LLC | 63258 | MS | ESC | SERC |  | 22 | 2 | NAICS-22 Non-Cogen | PV | SUN | SUN | SOCO | 19740 | 5786 | 2022
solar pv | TRUE | 61209 | N | . | Sacramento Regional County Sanitation PV | Tesla Inc. | 60947 | CA | PACC | WECC |  | 22 | 2 | NAICS-22 Non-Cogen | PV | SUN | SUN | BANC | 24226 | 7100 | 2022
solar pv | TRUE | 61210 | N | . | Finger Lakes Solar I | Finger Lakes Solar I, LLC | 60833 | NY | MAT | NPCC |  | 22 | 2 | NAICS-22 Non-Cogen | PV | SUN | SUN | NYIS | 10991 | 3221 | 2022
solar pv | FALSE | 61211 | N | . | IKEA Memphis 508 | IKEA Property Inc | 57389 | TN | ESC | SERC |  | 53 | 4 | Commercial NAICS Non-Cogen | PV | SUN | SUN | TVA | 4884 | 1431 | 2022
onshore wind | TRUE | 61212 | N | . | Flat Top Wind I | BHE Renewables, LLC | 59359 | TX | WSC | TRE |  | 22 | 2 | NAICS-22 Non-Cogen | WT | WND | WND | ERCO | 2703331 | 792301 | 2022
biomass | TRUE | 61213 | N | . | GRP Madison Renewable Energy Facility | GRP Madison Renewable Energy Facility, LLC | 60846 | GA | SAT | SERC |  | 22 | 2 | NAICS-22 Non-Cogen | ST | WDS | WWW | SOCO | 5947775 | 372603 | 2022
solar pv | TRUE | 61215 | N | . | Green Beanworks C PV | AES Distributed Energy | 61012 | CA | PACC | WECC |  | 22 | 2 | NAICS-22 Non-Cogen | PV | SUN | SUN | CISO | 24447 | 7165 | 2022
solar pv | TRUE | 61216 | N | . | Green Beanworks D PV | AES Distributed Energy | 61012 | CA | PACC | WECC |  | 22 | 2 | NAICS-22 Non-Cogen | PV | SUN | SUN | CISO | 23811 | 6979 | 2022
hydro | TRUE | 61217 | N | . | Head of U Canal Hydro Project | North Side Energy Company | 60851 | ID | MTN | WECC |  | 22 | 2 | NAICS-22 Non-Cogen | HY | WAT | HYC | IPCO | 14558 | 4267 | 2022
solar pv | TRUE | 61218 | N | . | Broadridge Solar, LLC | Broadridge Solar, LLC | 60860 | NC | SAT | SERC |  | 22 | 2 | NAICS-22 Non-Cogen | PV | SUN | SUN | CPLE | 33748 | 9891 | 2022
solar pv | TRUE | 61219 | N | . | Kelly Solar, LLC | Kelly Solar, LLC | 60861 | NC | SAT | SERC |  | 22 | 2 | NAICS-22 Non-Cogen | PV | SUN | SUN | CPLE | 31393 | 9201 | 2022
solar pv | TRUE | 61220 | N | . | Spencer Farm, LLC | Strata Manager, LLC | 64778 | NC | SAT | SERC |  | 22 | 2 | NAICS-22 Non-Cogen | PV | SUN | SUN | DUK | 32456 | 9512 | 2022
onshore wind | TRUE | 61221 | N | . | Redbed Plains Wind Farm | Redbed Plains Wind Farm LLC | 60859 | OK | WSC | MRO |  | 22 | 2 | NAICS-22 Non-Cogen | WT | WND | WND | SWPP | 1297248 | 380202 | 2022
onshore wind | TRUE | 61222 | N | . | Golden Hills North Wind Energy Center | Golden Hills Interconnection Wind, LLC | 60811 | CA | PACC | WECC |  | 22 | 2 | NAICS-22 Non-Cogen | WT | WND | WND | CISO | 501607 | 147013 | 2022
solar pv | TRUE | 61223 | N | . | Chillicothe Solar Farm | Missouri Jnt Muni.Pwr Elec. Ut. Comm. | 12670 | MO | WNC | SERC |  | 22 | 2 | NAICS-22 Non-Cogen | PV | SUN | SUN | SWPP | 14681 | 4303 | 2022
solar pv | TRUE | 61224 | N | . | 350 Clark Solar, NG, LLC | NuGen Capital Management | 59254 | NJ | MAT | NPCC |  | 22 | 2 | NAICS-22 Non-Cogen | PV | SUN | SUN | PJM | 6918 | 2027 | 2022
solar pv | TRUE | 61237 | N | . | 433 Purchase Solar NG, LLC | NuGen Capital Management | 59254 | MA | NEW | NPCC |  | 22 | 2 | NAICS-22 Non-Cogen | PV | SUN | SUN | ISNE | 14138 | 4144 | 2022
natural gas peaker | FALSE | 61238 | Y | . | NY - Presbyt. Hospital - 525 E 68TH St | NY - PRESBYTERIAN HOSPITAL-525 E 68TH ST | 60883 | NY | MAT | NPCC |  | 622 | 5 | Commercial NAICS Cogen | GT | NG | NG | NYIS | 670345 | 60919 | 2022
petroleum | FALSE | 61238 | Y | . | NY - Presbyt. Hospital - 525 E 68TH St | NY - PRESBYTERIAN HOSPITAL-525 E 68TH ST | 60883 | NY | MAT | NPCC |  | 622 | 5 | Commercial NAICS Cogen | IC | DFO | DFO | NYIS | 1350 | 147 | 2022
natural gas peaker | TRUE | 61241 | N | . | Tres City Power LLC | Tres Power Victoria LLC | 64835 | TX | WSC | TRE |  | 22 | 2 | NAICS-22 Non-Cogen | GT | NG | NG | ERCO | 300406 | 29893.999 | 2022
natural gas peaker | TRUE | 61242 | N | . | Tres Port Power, LLC | Tres Power Victoria LLC | 64835 | TX | WSC | TRE |  | 22 | 2 | NAICS-22 Non-Cogen | GT | NG | NG | ERCO | 492930 | 50385.999 | 2022
solar pv | TRUE | 61243 | N | . | Old Wardour Solar | NuGen Capital Management | 59254 | MA | NEW | NPCC |  | 22 | 2 | NAICS-22 Non-Cogen | PV | SUN | SUN | ISNE | 25877 | 7584 | 2022
solar pv | TRUE | 61244 | N | . | Shuman Solar | NuGen Capital Management | 59254 | MA | NEW | NPCC |  | 22 | 2 | NAICS-22 Non-Cogen | PV | SUN | SUN | ISNE | 8291 | 2430 | 2022
solar pv | TRUE | 61245 | N | . | Vuelta Solar | NuGen Capital Management | 59254 | MA | NEW | NPCC |  | 22 | 2 | NAICS-22 Non-Cogen | PV | SUN | SUN | ISNE | 25650 | 7517 | 2022
solar pv | TRUE | 61246 | N | . | ACE-Stanton PV | ACE-Stanton, LLC | 60862 | FL | SAT | SERC |  | 22 | 2 | NAICS-22 Non-Cogen | PV | SUN | SUN | FMPP | 30816 | 9032 | 2022
solar pv | TRUE | 61247 | N | . | ACE-Stanton A PV | ACE-Stanton A, LLC | 60863 | FL | SAT | SERC |  | 22 | 2 | NAICS-22 Non-Cogen | PV | SUN | SUN | FMPP | 26889 | 7881 | 2022
solar pv | FALSE | 61248 | N | . | Glopak Solar PV Power Plant | Glopak Corporation | 60864 | NJ | MAT | RFC |  | 326 | 6 | Industrial NAICS Non-Cogen | PV | SUN | SUN | PJM | 3520 | 1032 | 2022
solar pv | TRUE | 61249 | N | . | Westmont 300A | Westmont Solar, LLC | 60991 | CA | PACC | WECC |  | 22 | 2 | NAICS-22 Non-Cogen | PV | SUN | SUN | LDWP | 19220 | 5633 | 2022
solar pv | TRUE | 61250 | N | . | USPS PV | USPS LA Solar FiT A & B | 60950 | CA | PACC | WECC |  | 22 | 1 | Electric Utility | PV | SUN | SUN | CISO | 43058 | 12619 | 2022
solar pv | TRUE | 61255 | N | . | Haywood Farm Solar, LLC | CD Global Solar Holdings, LLC | 60865 | NC | SAT | SERC |  | 22 | 2 | NAICS-22 Non-Cogen | PV | SUN | SUN | CPLE | 31418 | 9208 | 2022
solar pv | TRUE | 61256 | N | . | Hood Farm Solar, LLC | CD Global Solar Holdings, LLC | 60865 | NC | SAT | SERC |  | 22 | 2 | NAICS-22 Non-Cogen | PV | SUN | SUN | CPLE | 31516 | 9237 | 2022
solar pv | TRUE | 61257 | N | . | ZV Solar 2, LLC | CD Global Solar Holdings, LLC | 60865 | NC | SAT | SERC |  | 22 | 2 | NAICS-22 Non-Cogen | PV | SUN | SUN | CPLE | 32115 | 9412 | 2022
solar pv | TRUE | 61258 | N | . | Innovative Solar 35, LLC | CD Global Solar Holdings, LLC | 60865 | NC | SAT | SERC |  | 22 | 2 | NAICS-22 Non-Cogen | PV | SUN | SUN | CPLE | 11322 | 3318 | 2022
solar pv | TRUE | 61259 | N | . | Innovative Solar 59, LLC | CD Global Solar Holdings, LLC | 60865 | NC | SAT | SERC |  | 22 | 2 | NAICS-22 Non-Cogen | PV | SUN | SUN | CPLE | 10752 | 3151 | 2022
solar pv | TRUE | 61260 | N | . | Innovative Solar 60, LLC | CD Global Solar Holdings, LLC | 60865 | NC | SAT | SERC |  | 22 | 2 | NAICS-22 Non-Cogen | PV | SUN | SUN | DUK | 12398 | 3634 | 2022
onshore wind | TRUE | 61261 | N | . | Rock Falls Wind Farm LLC | EDF Renewable Asset Holdings, Inc. | 57170 | OK | WSC | MRO |  | 22 | 2 | NAICS-22 Non-Cogen | WT | WND | WND | SWPP | 1291568 | 378537 | 2022
solar pv | TRUE | 61262 | N | . | Stuttgart Solar | Stuttgart Solar, LLC | 60871 | AR | WSC | SERC |  | 22 | 2 | NAICS-22 Non-Cogen | PV | SUN | SUN | MISO | 586513 | 171897 | 2022
natural gas peaker | TRUE | 61263 | N | . | Wolf Run Energy | Wolf Run Energy LLC | 60875 | PA | MAT | RFC |  | 22 | 2 | NAICS-22 Non-Cogen | IC | NG | NG | PJM | 488275 | 53797 | 2022
solar pv | TRUE | 61264 | N | . | Antelope Expansion 2 | AES Distributed Energy | 61012 | CA | PACC | WECC |  | 22 | 2 | NAICS-22 Non-Cogen | PV | SUN | SUN | CISO | 896712 | 262811 | 2022
solar pv | TRUE | 61265 | N | . | Antelope DSR 3 | AES Distributed Energy | 61012 | CA | PACC | WECC |  | 22 | 2 | NAICS-22 Non-Cogen | PV | SUN | SUN | CISO | 118123 | 34620 | 2022
petroleum | TRUE | 61267 | N | . | Hurricane Creek Lift Station | Johnson County Rural E M C | 9778 | IN | ENC | RFC |  | 22 | 1 | Electric Utility | IC | DFO | DFO | MISO | 874 | 109 | 2022
solar pv | TRUE | 61268 | N | . | Kayenta Solar Project | NGI-Kayenta Solar Lessor I, LLC | 60879 | AZ | MTN | WECC |  | 22 | 2 | NAICS-22 Non-Cogen | PV | SUN | SUN | WALC | 361658 | 105996 | 2022
onshore wind | TRUE | 61269 | N | . | Thunder Ranch Wind Project | Thunder Ranch Wind Project, LLC | 60881 | OK | WSC | MRO |  | 22 | 2 | NAICS-22 Non-Cogen | WT | WND | WND | SWPP | 2907245 | 852065 | 2022
onshore wind | TRUE | 61270 | N | . | Red Dirt Wind Project | Red Dirt Wind Project, LLC | 60882 | OK | WSC | MRO |  | 22 | 2 | NAICS-22 Non-Cogen | WT | WND | WND | SWPP | 3456788 | 1013127 | 2022
solar pv | TRUE | 61271 | N | . | Biltmore Solar Fields | The Biltmore Company | 60880 | NC | SAT | SERC |  | 22 | 2 | NAICS-22 Non-Cogen | PV | SUN | SUN | CPLW | 1315 | 385 | 2022
solar pv | TRUE | 61272 | N | . | Gray Hawk Solar | Gray Hawk Solar, LLC | 60886 | AZ | MTN | WECC |  | 22 | 2 | NAICS-22 Non-Cogen | PV | SUN | SUN | TEPC | 460061 | 134836 | 2022
solar pv | TRUE | 61274 | N | . | Wilson Solar Farm 1 | GCL New Energy, Inc. | 60888 | NC | SAT | SERC |  | 22 | 2 | NAICS-22 Non-Cogen | PV | SUN | SUN | CPLE | 13570 | 3977 | 2022
solar pv | TRUE | 61275 | N | . | Wilson Solar Farm 2 | GCL New Energy, Inc. | 60888 | NC | SAT | SERC |  | 22 | 2 | NAICS-22 Non-Cogen | PV | SUN | SUN | CPLE | 28582 | 8377 | 2022
solar pv | TRUE | 61276 | N | . | Wilson Solar Farm 3 | GCL New Energy, Inc. | 60888 | NC | SAT | SERC |  | 22 | 2 | NAICS-22 Non-Cogen | PV | SUN | SUN | CPLE | 54487 | 15969 | 2022
solar pv | TRUE | 61277 | N | . | Wilson Solar Farm 4 | GCL New Energy, Inc. | 60888 | NC | SAT | SERC |  | 22 | 2 | NAICS-22 Non-Cogen | PV | SUN | SUN | CPLE | 37350 | 10947 | 2022
solar pv | TRUE | 61278 | N | . | Wilson Solar Farm 5 | GCL New Energy, Inc. | 60888 | NC | SAT | SERC |  | 22 | 2 | NAICS-22 Non-Cogen | PV | SUN | SUN | CPLE | 46722 | 13694 | 2022
solar pv | TRUE | 61279 | N | . | Wilson Solar Farm 6 | GCL New Energy, Inc. | 60888 | NC | SAT | SERC |  | 22 | 2 | NAICS-22 Non-Cogen | PV | SUN | SUN | CPLE | 51081 | 14971 | 2022
solar pv | TRUE | 61280 | N | . | Wilson Solar Farm 7 | GCL New Energy, Inc. | 60888 | NC | SAT | SERC |  | 22 | 2 | NAICS-22 Non-Cogen | PV | SUN | SUN | CPLE | 57695 | 16909 | 2022
solar pv | TRUE | 61281 | N | . | Bear Creek Solar Center | GCL New Energy, Inc. | 60888 | OR | PACC | WECC |  | 22 | 2 | NAICS-22 Non-Cogen | PV | SUN | SUN | PACW | 81321 | 23834 | 2022
petroleum | FALSE | 61282 | Y | . | APG Combined Heat and Power Plant | US Dept of Army, Garrison, APG | 60890 | MD | SAT | RFC |  | 928 | 5 | Commercial NAICS Cogen | GT | DFO | DFO | PJM | 0 | 0 | 2022
natural gas peaker | FALSE | 61282 | Y | . | APG Combined Heat and Power Plant | US Dept of Army, Garrison, APG | 60890 | MD | SAT | RFC |  | 928 | 5 | Commercial NAICS Cogen | GT | NG | NG | PJM | 638 | 56 | 2022
solar pv | TRUE | 61283 | N | . | Bladenboro Solar, LLC | Cypress Creek Renewables | 61060 | NC | SAT | SERC |  | 22 | 2 | NAICS-22 Non-Cogen | PV | SUN | SUN | CPLE | 33002 | 9672 | 2022
solar pv | TRUE | 61284 | N | . | Lux Solar, LLC | Cypress Creek Renewables | 61060 | NC | SAT | SERC |  | 22 | 2 | NAICS-22 Non-Cogen | PV | SUN | SUN | DUK | 13310 | 3901 | 2022
solar pv | TRUE | 61287 | N | . | Sun Farm V, LLC | Greenbacker Renewable Energy Corporation | 60025 | NC | SAT | SERC |  | 22 | 2 | NAICS-22 Non-Cogen | PV | SUN | SUN | PJM | 32519 | 9531 | 2022
solar pv | TRUE | 61288 | N | . | Roxboro Solar Farm, LLC | Cypress Creek Renewables | 61060 | NC | SAT | SERC |  | 22 | 2 | NAICS-22 Non-Cogen | PV | SUN | SUN | CPLE | 30911 | 9060 | 2022
solar pv | TRUE | 61289 | N | . | River Bend Solar, LLC | Adapture Renewables, Inc. | 60496 | MT | MTN | WECC |  | 22 | 2 | NAICS-22 Non-Cogen | PV | SUN | SUN | NWMT | 11995 | 3515 | 2022
solar pv | TRUE | 61290 | N | . | South Mills Solar, LLC | Adapture Renewables, Inc. | 60496 | MT | MTN | WECC |  | 22 | 2 | NAICS-22 Non-Cogen | PV | SUN | SUN | NWMT | 19992 | 5859 | 2022
solar pv | TRUE | 61291 | N | . | Green Meadow Solar, LLC | Adapture Renewables, Inc. | 60496 | MT | MTN | WECC |  | 22 | 2 | NAICS-22 Non-Cogen | PV | SUN | SUN | NWMT | 18900 | 5539 | 2022
solar pv | TRUE | 61292 | N | . | Jackson Solar Farm | GCL New Energy, Inc. | 60888 | NC | SAT | SERC |  | 22 | 2 | NAICS-22 Non-Cogen | PV | SUN | SUN | CPLE | 33692 | 9874 | 2022
solar pv | TRUE | 61294 | N | . | Farley Road Community Solar | Farley Road Solar, LLC | 60921 | MA | NEW | NPCC |  | 22 | 2 | NAICS-22 Non-Cogen | PV | SUN | SUN | ISNE | 5617 | 1646 | 2022
solar pv | TRUE | 61295 | N | . | Belchertown Renewables Community Solar | Belchertown Renewables, LLC | 60922 | MA | NEW | NPCC |  | 22 | 2 | NAICS-22 Non-Cogen | PV | SUN | SUN | ISNE | 22810 | 6685 | 2022
solar pv | TRUE | 61296 | N | . | Theodore Drive Community Solar | Theodore Drive Solar, LLC | 60923 | MA | NEW | NPCC |  | 22 | 2 | NAICS-22 Non-Cogen | PV | SUN | SUN | ISNE | 8398 | 2461 | 2022
solar pv | TRUE | 61297 | N | . | Upton Community Solar | Upton Solar, LLC | 60924 | MA | NEW | NPCC |  | 22 | 2 | NAICS-22 Non-Cogen | PV | SUN | SUN | ISNE | 11494 | 3369 | 2022
solar pv | TRUE | 61298 | N | . | Pleasantdale Road Community Solar | Pleasantdale Road Solar, LLC | 60925 | MA | NEW | NPCC |  | 22 | 2 | NAICS-22 Non-Cogen | PV | SUN | SUN | ISNE | 4985 | 1461 | 2022
solar pv | TRUE | 61299 | N | . | Hatfield Renewables Community Solar | Hatfield Renewables, LLC | 60926 | MA | NEW | NPCC |  | 22 | 2 | NAICS-22 Non-Cogen | PV | SUN | SUN | ISNE | 10612 | 3110 | 2022
onshore wind | TRUE | 61303 | N | . | Bluff Point Wind Facility | Bluff Point Wind, LLC | 60944 | IN | ENC | RFC |  | 22 | 2 | NAICS-22 Non-Cogen | WT | WND | WND | PJM | 1438688 | 421655 | 2022
solar pv | TRUE | 61307 | N | . | Peterson Road Solar | Peterson Road Solar, LLC | 60920 | MA | NEW | NPCC |  | 22 | 2 | NAICS-22 Non-Cogen | PV | SUN | SUN | ISNE | 15911 | 4663 | 2022
solar pv | TRUE | 61308 | N | . | Sampson Road Community Solar | Sampson Road Solar, LLC | 60919 | MA | NEW | NPCC |  | 22 | 2 | NAICS-22 Non-Cogen | PV | SUN | SUN | ISNE | 10791 | 3163 | 2022
solar pv | TRUE | 61309 | N | . | IKEA Grand Prairie Rooftop PV System | IKEA Property Inc | 57389 | TX | WSC | TRE |  | 22 | 2 | NAICS-22 Non-Cogen | PV | SUN | SUN | ERCO | 5030 | 1474 | 2022
solar pv | TRUE | 61310 | N | . | Crittenden Solar Facility | Duke Energy Kentucky Inc | 55729 | KY | ESC | SERC |  | 22 | 1 | Electric Utility | PV | SUN | SUN | PJM | 15467 | 4533 | 2022
solar pv | TRUE | 61311 | N | . | Walton 1 Solar Facility | Duke Energy Kentucky Inc | 55729 | KY | ESC | SERC |  | 22 | 1 | Electric Utility | PV | SUN | SUN | PJM | 10450 | 3063 | 2022
solar pv | TRUE | 61312 | N | . | Walton 2 Solar Facility | Duke Energy Kentucky Inc | 55729 | KY | ESC | SERC |  | 22 | 1 | Electric Utility | PV | SUN | SUN | PJM | 10892 | 3192 | 2022
solar pv | TRUE | 61313 | N | . | BPU Solar Farm | MC Power Companies Inc | 58822 | KS | WNC | MRO |  | 22 | 2 | NAICS-22 Non-Cogen | PV | SUN | SUN | SWPP | 6207 | 1819 | 2022
solar pv | TRUE | 61314 | N | . | SR Kersey | SR Kersey, LLC | 60916 | CO | MTN | WECC |  | 22 | 2 | NAICS-22 Non-Cogen | PV | SUN | SUN | WACM | 28740 | 8423 | 2022
solar pv | TRUE | 61315 | N | . | Golden Hills Solar | Golden Hills Solar, LLC | 60917 | MA | NEW | NPCC |  | 22 | 2 | NAICS-22 Non-Cogen | PV | SUN | SUN | ISNE | 27484 | 8055 | 2022
solar pv | TRUE | 61316 | N | . | Higginsville Solar Farm | Missouri Jnt Muni.Pwr Elec. Ut. Comm. | 12670 | MO | WNC | MRO |  | 22 | 2 | NAICS-22 Non-Cogen | PV | SUN | SUN | SWPP | 14903 | 4368 | 2022
solar pv | TRUE | 61318 | N | . | Mt. Jackson Solar | Energix Mt. Jackson, LLC. | 60952 | VA | SAT | SERC |  | 22 | 2 | NAICS-22 Non-Cogen | PV | SUN | SUN | PJM | 108401 | 31770 | 2022
solar pv | TRUE | 61319 | N | . | Port of LA Solar FiT Project | Los Angeles Department of Water & Power | 11208 | CA | PACC | WECC |  | 22 | 2 | NAICS-22 Non-Cogen | PV | SUN | SUN | LDWP | 6150 | 1802 | 2022
#N/A | TRUE | 61322 | N | . | Long Ridge Energy Generation | Long Ridge Energy Generation LLC | 61762 | OH | ENC | RFC |  | 22 | 2 | NAICS-22 Non-Cogen | CS | H2 | OOG | PJM | 105 | 16.765 | 2022
natural gas combined cycle | TRUE | 61322 | N | . | Long Ridge Energy Generation | Long Ridge Energy Generation LLC | 61762 | OH | ENC | RFC |  | 22 | 2 | NAICS-22 Non-Cogen | CS | NG | NG | PJM | 16626018 | 2592141.2 | 2022
other | TRUE | 61322 | N | . | Long Ridge Energy Generation | Long Ridge Energy Generation LLC | 61762 | OH | ENC | RFC |  | 22 | 2 | NAICS-22 Non-Cogen | CS | OG | OOG | PJM | 0 | 0 | 2022
solar pv | TRUE | 61323 | N | . | Saluda Solar II | Saluda Solar II, LLC | 60962 | SC | SAT | SERC |  | 22 | 2 | NAICS-22 Non-Cogen | PV | SUN | SUN | SCEG | 23181 | 6794 | 2022
solar pv | TRUE | 61324 | N | . | Odyssey Solar | Odyssey Solar, LLC | 60963 | SC | SAT | SERC |  | 22 | 2 | NAICS-22 Non-Cogen | PV | SUN | SUN | SCEG | 61859 | 18130 | 2022
solar pv | TRUE | 61325 | N | . | Hampton Solar I | Hampton Solar I, LLC | 60964 | SC | SAT | SERC |  | 22 | 2 | NAICS-22 Non-Cogen | PV | SUN | SUN | SCEG | 47228 | 13842 | 2022
solar pv | TRUE | 61326 | N | . | Cameron Solar II | Cameron Solar II, LLC | 60965 | SC | SAT | SERC |  | 22 | 2 | NAICS-22 Non-Cogen | PV | SUN | SUN | SCEG | 29967 | 8783 | 2022
solar pv | TRUE | 61327 | N | . | Barnwell Solar | Barnwell Solar, LLC | 60966 | SC | SAT | SERC |  | 22 | 2 | NAICS-22 Non-Cogen | PV | SUN | SUN | SCEG | 37686 | 11045 | 2022
solar pv | TRUE | 61328 | N | . | Crater Community Solar | Crater Community Solar | 60967 | MN | WNC | MRO |  | 22 | 2 | NAICS-22 Non-Cogen | PV | SUN | SUN | MISO | 16945 | 4966 | 2022
solar pv | TRUE | 61329 | N | . | Delphinus Community Solar | Delphinus Community Solar | 60968 | MN | WNC | MRO |  | 22 | 2 | NAICS-22 Non-Cogen | PV | SUN | SUN | MISO | 9397 | 2754 | 2022
onshore wind | TRUE | 61330 | N | . | Hog Creek Wind Project | Hog Creek Wind Project LLC | 60969 | OH | ENC | RFC |  | 22 | 2 | NAICS-22 Non-Cogen | WT | WND | WND | PJM | 734157 | 215169 | 2022
solar pv | TRUE | 61332 | N | . | SR Innovation - NIKE PV | SR Innovation, LLC | 60975 | TN | ESC | SERC |  | 22 | 2 | NAICS-22 Non-Cogen | PV | SUN | SUN | TVA | 12526 | 3671 | 2022
solar pv | TRUE | 61333 | N | . | Oak Hill Solar Array | Southern Indiana Gas & Elec Co | 17633 | IN | ENC | RFC |  | 22 | 1 | Electric Utility | PV | SUN | SUN | MISO | 12244 | 3589 | 2022
other | TRUE | 61334 | N | . | Volkman Road Solar Array Hybrid | Southern Indiana Gas & Elec Co | 17633 | IN | ENC | RFC |  | 22 | 1 | Electric Utility | BA | MWH | OTH | MISO | 0 | -46 | 2022
solar pv | TRUE | 61334 | N | . | Volkman Road Solar Array Hybrid | Southern Indiana Gas & Elec Co | 17633 | IN | ENC | RFC |  | 22 | 1 | Electric Utility | PV | SUN | SUN | MISO | 12986 | 3806 | 2022
solar pv | TRUE | 61335 | N | . | Great Divide Solar, LLC | Adapture Renewables, Inc. | 60496 | MT | MTN | WECC |  | 22 | 2 | NAICS-22 Non-Cogen | PV | SUN | SUN | NWMT | 20425 | 5987 | 2022
solar pv | TRUE | 61336 | N | . | Black Eagle Solar, LLC | Adapture Renewables, Inc. | 60496 | MT | MTN | WECC |  | 22 | 2 | NAICS-22 Non-Cogen | PV | SUN | SUN | NWMT | 18105 | 5306 | 2022
solar pv | TRUE | 61337 | N | . | Magpie Solar, LLC | Adapture Renewables, Inc. | 60496 | MT | MTN | WECC |  | 22 | 2 | NAICS-22 Non-Cogen | PV | SUN | SUN | NWMT | 18443 | 5405 | 2022
solar pv | TRUE | 61338 | N | . | Mill Creek Solar (OR) | SP Solar 5, LLC | 60978 | OR | PACC | WECC |  | 22 | 2 | NAICS-22 Non-Cogen | PV | SUN | SUN | PGE | 12805 | 3753 | 2022
solar pv | TRUE | 61339 | N | . | Green Beanworks B PV | AES Distributed Energy | 61012 | CA | PACC | WECC |  | 22 | 2 | NAICS-22 Non-Cogen | PV | SUN | SUN | CISO | 22068 | 6468 | 2022
solar pv | TRUE | 61340 | N | . | Next Generation Solar Farm | Cypress Creek Renewables | 61060 | VT | NEW | NPCC |  | 22 | 2 | NAICS-22 Non-Cogen | PV | SUN | SUN | ISNE | 14704 | 4309 | 2022
solar pv | TRUE | 61341 | N | . | Grafton PV | MN8 Energy LLC | 61944 | MA | NEW | NPCC |  | 22 | 2 | NAICS-22 Non-Cogen | PV | SUN | SUN | ISNE | 15871 | 4652 | 2022
solar pv | TRUE | 61342 | N | . | Barrett PV | MN8 Energy LLC | 61944 | MA | NEW | NPCC |  | 22 | 2 | NAICS-22 Non-Cogen | PV | SUN | SUN | ISNE | 64632 | 18943 | 2022
onshore wind | TRUE | 61343 | N | . | Karankawa Wind LLC | Avangrid Renewables LLC | 15399 | TX | WSC | TRE |  | 22 | 2 | NAICS-22 Non-Cogen | WT | WND | WND | ERCO | 3100915 | 908826 | 2022
onshore wind | TRUE | 61344 | N | . | Otter Creek Wind Farm LLC | Avangrid Renewables LLC | 15399 | IL | ENC | RFC |  | 22 | 2 | NAICS-22 Non-Cogen | WT | WND | WND | PJM | 1762123 | 516449 | 2022
solar pv | TRUE | 61345 | N | . | WyEast Solar | Avangrid Renewables LLC | 15399 | OR | PACC | WECC |  | 22 | 2 | NAICS-22 Non-Cogen | PV | SUN | SUN | AVRN | 62729 | 18385 | 2022
solar pv | TRUE | 61346 | N | . | RE Maplewood | Origis Energy USA, Inc | 58764 | TX | WSC | TRE |  | 22 | 2 | NAICS-22 Non-Cogen | PV | SUN | SUN | ERCO | 1838755 | 538908 | 2022
solar pv | TRUE | 61347 | N | . | Long Henry Solar | Cypress Creek Renewables | 61060 | NC | SAT | SERC |  | 22 | 2 | NAICS-22 Non-Cogen | PV | SUN | SUN | CPLE | 13628 | 3994 | 2022
solar pv | TRUE | 61348 | N | . | Westmont 400A | Westmont Solar, LLC | 60991 | CA | PACC | WECC |  | 22 | 2 | NAICS-22 Non-Cogen | PV | SUN | SUN | LDWP | 12595 | 3691 | 2022
solar pv | TRUE | 61349 | N | . | Westmont 400B | Westmont Solar, LLC | 60991 | CA | PACC | WECC |  | 22 | 2 | NAICS-22 Non-Cogen | PV | SUN | SUN | LDWP | 12595 | 3691 | 2022
solar pv | TRUE | 61350 | N | . | MDFA Devens-Saratoga | Terraform Arcadia | 63249 | MA | NEW | NPCC |  | 22 | 2 | NAICS-22 Non-Cogen | PV | SUN | SUN | ISNE | 12607 | 3695 | 2022
solar pv | TRUE | 61351 | N | . | Bear Creek Solar | Cypress Creek Renewables | 61060 | NC | SAT | SERC |  | 22 | 2 | NAICS-22 Non-Cogen | PV | SUN | SUN | CPLE | 13801 | 4045 | 2022
solar pv | TRUE | 61352 | N | . | Bondi Solar | Cypress Creek Renewables | 61060 | NC | SAT | SERC |  | 22 | 2 | NAICS-22 Non-Cogen | PV | SUN | SUN | CPLE | 33376 | 9782 | 2022
solar pv | TRUE | 61353 | N | . | Mount Signal Solar Farm II | MN8 Energy LLC | 61944 | CA | PACC | WECC |  | 22 | 2 | NAICS-22 Non-Cogen | PV | SUN | SUN | CISO | 1224663 | 358928 | 2022
solar pv | TRUE | 61354 | N | . | Princeton Solar Project | NJR Clean Energy Ventures Corporation | 56990 | NJ | MAT | RFC |  | 22 | 2 | NAICS-22 Non-Cogen | PV | SUN | SUN | PJM | 12480 | 3658 | 2022
hydro | FALSE | 61355 | N | . | Arlington Outlet Hydroelectric Generator | Tarrant Regional Water District | 60995 | TX | WSC | TRE |  | 22131 | 4 | Commercial NAICS Non-Cogen | HY | WAT | HYC | ERCO | 24 | 6.93 | 2022
onshore wind | FALSE | 61356 | N | . | Valfilm Wind Project | OEE XXV LLC | 60996 | OH | ENC | RFC |  | 325211 | 6 | Industrial NAICS Non-Cogen | WT | WND | WND | PJM | 27423 | 8037 | 2022
onshore wind | TRUE | 61357 | N | . | Red Pine Wind Project | EDF Renewable Asset Holdings, Inc. | 57170 | MN | WNC | MRO |  | 22 | 2 | NAICS-22 Non-Cogen | WT | WND | WND | MISO | 2473281 | 724877 | 2022
solar pv | TRUE | 61358 | N | . | IGS Solar I - BWI5 | CleanCapital Holdings | 65164 | MD | SAT | RFC |  | 22 | 2 | NAICS-22 Non-Cogen | PV | SUN | SUN | PJM | 2552 | 748 | 2022
solar pv | TRUE | 61359 | N | . | IGS Solar I - EWR5 | CleanCapital Holdings | 65164 | NJ | MAT | RFC |  | 22 | 2 | NAICS-22 Non-Cogen | PV | SUN | SUN | PJM | 4436 | 1300 | 2022
solar pv | TRUE | 61360 | N | . | IGS Solar I - EWR6 | CleanCapital Holdings | 65164 | NJ | MAT | RFC |  | 22 | 2 | NAICS-22 Non-Cogen | PV | SUN | SUN | PJM | 3966 | 1163 | 2022
other | TRUE | 61362 | N | . | NRG Elbow Creek Energy Storage Project | NRG Texas Power LLC | 54888 | TX | WSC | TRE |  | 22 | 2 | NAICS-22 Non-Cogen | BA | MWH | OTH | ERCO | 0 | -86 | 2022
solar pv | TRUE | 61363 | N | . | Equuleus Community Solar Gardens | MN8 Energy LLC | 61944 | MN | WNC | MRO |  | 22 | 2 | NAICS-22 Non-Cogen | PV | SUN | SUN | MISO | 27853 | 8163 | 2022
other | TRUE | 61366 | N | . | Top Gun Energy Storage | San Diego Gas & Electric Co | 16609 | CA | PACC | WECC |  | 22 | 1 | Electric Utility | BA | MWH | OTH | CISO | 0 | -4115 | 2022
solar pv | TRUE | 61367 | N | . | Smith & Wesson at Springfield MA PV | Luminace Solar Massachusetts, LLC | 57319 | MA | NEW | NPCC |  | 22 | 2 | NAICS-22 Non-Cogen | PV | SUN | SUN | ISNE | 9141 | 2679 | 2022
solar pv | TRUE | 61368 | N | . | Midway Solar - TX | Midway Solar | 61801 | TX | WSC | TRE |  | 22 | 2 | NAICS-22 Non-Cogen | PV | SUN | SUN | ERCO | 958306 | 280863 | 2022
solar pv | TRUE | 61369 | N | . | Sweetwater Solar | Sweetwater Solar LLC | 61005 | WY | MTN | WECC |  | 22 | 2 | NAICS-22 Non-Cogen | PV | SUN | SUN | PACE | 634323 | 185909 | 2022
solar pv | TRUE | 61370 | N | . | Walnut Springs Solar | Cypress Creek Renewables | 61060 | TX | WSC | TRE |  | 22 | 2 | NAICS-22 Non-Cogen | PV | SUN | SUN | ERCO | 38122 | 11173 | 2022
solar pv | TRUE | 61371 | N | . | Centaurus Solar - MA | LSE Centaurus LLC | 61009 | MA | NEW | NPCC |  | 22 | 2 | NAICS-22 Non-Cogen | PV | SUN | SUN | ISNE | 12194 | 3574 | 2022
solar pv | TRUE | 61373 | N | . | Kearsarge Bellingham PV | Kearsarge Bellingham LLC | 61011 | MA | NEW | NPCC |  | 22 | 2 | NAICS-22 Non-Cogen | PV | SUN | SUN | ISNE | 17625 | 5166 | 2022
solar pv | TRUE | 61374 | N | . | Hecate Energy Clarke County LLC | Dominion Renewable Energy | 58468 | VA | SAT | SERC |  | 22 | 2 | NAICS-22 Non-Cogen | PV | SUN | SUN | PJM | 10813 | 3169 | 2022
solar pv | TRUE | 61375 | N | . | Hecate Energy Cherrydale LLC | Dominion Renewable Energy | 58468 | VA | SAT | RFC |  | 22 | 2 | NAICS-22 Non-Cogen | PV | SUN | SUN | PJM | 110348 | 32341 | 2022
solar pv | TRUE | 61376 | N | . | Cedar Creek PV | AES Distributed Energy | 61012 | NY | MAT | NPCC |  | 22 | 2 | NAICS-22 Non-Cogen | PV | SUN | SUN | NYIS | 10493 | 3075 | 2022
solar pv | TRUE | 61377 | N | . | Amazon - Patterson PV | AES Distributed Energy | 61012 | CA | PACC | WECC |  | 22 | 2 | NAICS-22 Non-Cogen | PV | SUN | SUN | BANC | 0 | 0 | 2022
petroleum | FALSE | 61378 | N | . | Northern Westchester Hospital | Northern Westchester Hospital | 61013 | NY | MAT | NPCC |  | 622 | 4 | Commercial NAICS Non-Cogen | IC | DFO | DFO | NYIS | 304 | 0 | 2022
natural gas peaker | FALSE | 61378 | N | . | Northern Westchester Hospital | Northern Westchester Hospital | 61013 | NY | MAT | NPCC |  | 622 | 4 | Commercial NAICS Non-Cogen | IC | NG | NG | NYIS | 0 | 0 | 2022
solar pv | TRUE | 61379 | N | . | DodgeSun CSG | National Grid Renewables | 62759 | MN | WNC | MRO |  | 22 | 2 | NAICS-22 Non-Cogen | PV | SUN | SUN | MISO | 30881 | 9051 | 2022
solar pv | TRUE | 61380 | N | . | Johnson Solar CSG | National Grid Renewables | 62759 | MN | WNC | MRO |  | 22 | 2 | NAICS-22 Non-Cogen | PV | SUN | SUN | MISO | 31308 | 9176 | 2022
solar pv | TRUE | 61381 | N | . | Koppelman Sun CSG | National Grid Renewables | 62759 | MN | WNC | MRO |  | 22 | 2 | NAICS-22 Non-Cogen | PV | SUN | SUN | MISO | 31236 | 9155 | 2022
solar pv | TRUE | 61382 | N | . | Lindstrom Solar CSG | National Grid Renewables | 62759 | MN | WNC | MRO |  | 22 | 2 | NAICS-22 Non-Cogen | PV | SUN | SUN | MISO | 17870 | 5238 | 2022
solar pv | TRUE | 61383 | N | . | Rengstorf Solar CSG | National Grid Renewables | 62759 | MN | WNC | MRO |  | 22 | 2 | NAICS-22 Non-Cogen | PV | SUN | SUN | MISO | 30903 | 9057 | 2022
solar pv | TRUE | 61384 | N | . | St. Cloud Solar CSG | National Grid Renewables | 62759 | MN | WNC | MRO |  | 22 | 2 | NAICS-22 Non-Cogen | PV | SUN | SUN | MISO | 28184 | 8260 | 2022
biomass | TRUE | 61385 | N | . | Georgia LFG Oak Grove Plant | Cube District Energy, LLC | 61038 | GA | SAT | SERC |  | 22 | 2 | NAICS-22 Non-Cogen | IC | LFG | MLG | SOCO | 359460 | 31881.234 | 2022
natural gas peaker | TRUE | 61385 | N | . | Georgia LFG Oak Grove Plant | Cube District Energy, LLC | 61038 | GA | SAT | SERC |  | 22 | 2 | NAICS-22 Non-Cogen | IC | NG | NG | SOCO | 49516 | 4391.766 | 2022
biomass | TRUE | 61386 | N | . | Georgia LFG Pine Ridge Plant | Cube District Energy, LLC | 61038 | GA | SAT | SERC |  | 22 | 2 | NAICS-22 Non-Cogen | IC | LFG | MLG | SOCO | 346143 | 34265 | 2022
biomass | TRUE | 61387 | N | . | Georgia LFG Richland Creek Plant | Cube District Energy, LLC | 61038 | GA | SAT | SERC |  | 22 | 2 | NAICS-22 Non-Cogen | IC | LFG | MLG | SOCO | 574813 | 51496 | 2022
solar pv | TRUE | 61388 | N | . | AEP Jacksonville Solar Project | AEP Onsite Partners, LLC | 60571 | FL | SAT | SERC |  | 22 | 2 | NAICS-22 Non-Cogen | PV | SUN | SUN | JEA | 41591 | 12190 | 2022
solar pv | TRUE | 61389 | N | . | Letchworth Solar Project | AEP Onsite Partners, LLC | 60571 | NY | MAT | NPCC |  | 22 | 2 | NAICS-22 Non-Cogen | PV | SUN | SUN | NYIS | 6502 | 1905 | 2022
natural gas peaker | TRUE | 61391 | N | . | A.J. Mihm Generating Station | Upper Michigan Energy Resources Company | 61029 | MI | ENC | RFC |  | 22 | 1 | Electric Utility | IC | NG | NG | MISO | 1883806 | 222006 | 2022
natural gas peaker | TRUE | 61392 | N | . | F.D. Kuester Generating Station | Upper Michigan Energy Resources Company | 61029 | MI | ENC | RFC |  | 22 | 1 | Electric Utility | IC | NG | NG | MISO | 4229728 | 494252 | 2022
solar pv | TRUE | 61397 | N | . | Georgia Power at Jakin GA PV | Luminace Solar Georgia 2, LLC | 61032 | GA | SAT | SERC |  | 22 | 2 | NAICS-22 Non-Cogen | PV | SUN | SUN | SOCO | 8528 | 2500 | 2022
solar pv | TRUE | 61398 | N | . | Canis Major Solar Farm | LSE Canis Major LLC | 61025 | CT | NEW | NPCC |  | 22 | 2 | NAICS-22 Non-Cogen | PV | SUN | SUN | ISNE | 12822 | 3758 | 2022
solar pv | TRUE | 61399 | N | . | Ashby Duffy CSG Solar Farm | LSE Cassiopeia LLC | 61028 | MA | NEW | NPCC |  | 22 | 2 | NAICS-22 Non-Cogen | PV | SUN | SUN | ISNE | 14399 | 4220 | 2022
onshore wind | TRUE | 61402 | N | . | Foard City Wind | Foard City Wind, LLC | 61037 | TX | WSC | TRE |  | 22 | 2 | NAICS-22 Non-Cogen | WT | WND | WND | ERCO | 3752961 | 1099930 | 2022
solar pv | TRUE | 61403 | N | . | Deep Branch Farm | Strata Manager, LLC | 64778 | NC | SAT | SERC |  | 22 | 2 | NAICS-22 Non-Cogen | PV | SUN | SUN | CPLE | 33621 | 9854 | 2022
solar pv | TRUE | 61404 | N | . | Pikeville Farm | Dominion Renewable Energy | 58468 | NC | SAT | SERC |  | 22 | 2 | NAICS-22 Non-Cogen | PV | SUN | SUN | CPLE | 34933 | 10238 | 2022
solar pv | TRUE | 61405 | N | . | Moorings Farm 2, LLC | Dominion Renewable Energy | 58468 | NC | SAT | SERC |  | 22 | 2 | NAICS-22 Non-Cogen | PV | SUN | SUN | CPLE | 31162 | 9133 | 2022
solar pv | TRUE | 61406 | N | . | Essex Solar Center | Arevon Energy, Inc. | 61230 | VA | SAT | SERC |  | 22 | 2 | NAICS-22 Non-Cogen | PV | SUN | SUN | PJM | 127217 | 37285 | 2022
onshore wind | TRUE | 61407 | N | . | Cottonwood Wind Energy Center | Cottonwood Wind Project | 61042 | NE | WNC | MRO |  | 22 | 2 | NAICS-22 Non-Cogen | WT | WND | WND | SWPP | 1494200 | 437925 | 2022
solar pv | TRUE | 61408 | N | . | Canis Minor Solar Farm | LSE Canis Minor LLC | 61043 | CT | NEW | NPCC |  | 22 | 2 | NAICS-22 Non-Cogen | PV | SUN | SUN | ISNE | 6278 | 1840 | 2022
solar pv | TRUE | 61409 | N | . | Highway 56 Solar | Cypress Creek Renewables | 61060 | TX | WSC | TRE |  | 22 | 2 | NAICS-22 Non-Cogen | PV | SUN | SUN | ERCO | 25963 | 7609 | 2022
solar pv | TRUE | 61410 | N | . | Whitesboro Solar | Cypress Creek Renewables | 61060 | TX | WSC | TRE |  | 22 | 2 | NAICS-22 Non-Cogen | PV | SUN | SUN | ERCO | 38432 | 11264 | 2022
solar pv | TRUE | 61411 | N | . | Whitesboro Solar II | Cypress Creek Renewables | 61060 | TX | WSC | TRE |  | 22 | 2 | NAICS-22 Non-Cogen | PV | SUN | SUN | ERCO | 35487 | 10401 | 2022
solar pv | TRUE | 61412 | N | . | Latitude Solar Center | Arevon Energy, Inc. | 61230 | TN | ESC | SERC |  | 22 | 2 | NAICS-22 Non-Cogen | PV | SUN | SUN | TVA | 100079 | 29331 | 2022
petroleum | FALSE | 61413 | N | . | NYC-HH - CONEY ISLAND HOSPITAL | NYC-HH Coney Island Hospital | 61049 | NY | MAT | NPCC |  | 622 | 4 | Commercial NAICS Non-Cogen | IC | DFO | DFO | NYIS | 2769 | 326 | 2022
petroleum | FALSE | 61414 | N | . | NY Times Daily Production Facility | The NY Times Production Facility | 61050 | NY | MAT | NPCC |  | 323 | 6 | Industrial NAICS Non-Cogen | IC | DFO | DFO | NYIS | 1295 | 61 | 2022
solar pv | TRUE | 61415 | N | . | West Boylston Community Shared Solar | Town of West Boylston - (MA) | 20326 | MA | NEW | NPCC |  | 22 | 1 | Electric Utility | PV | SUN | SUN | ISNE | 8526 | 2499 | 2022
petroleum | FALSE | 61416 | N | . | Mount Sinai Hospital | Mount Sinai Hospital | 61053 | NY | MAT | NPCC |  | 622 | 4 | Commercial NAICS Non-Cogen | IC | DFO | DFO | NYIS | 1867 | 261 | 2022
onshore wind | TRUE | 61417 | N | . | Gopher Creek Wind Farm | Fluvanna Wind Energy 2 LLC | 61054 | TX | WSC | TRE |  | 22 | 2 | NAICS-22 Non-Cogen | WT | WND | WND | ERCO | 2048459 | 600369 | 2022
solar pv | TRUE | 61418 | N | . | Valencia 1 Solar CA | ZGlobal Inc | 60059 | CA | PACC | WECC |  | 22 | 2 | NAICS-22 Non-Cogen | PV | SUN | SUN | IID | 24791 | 7266 | 2022
solar pv | TRUE | 61419 | N | . | One Ten Partners PV | One Ten Partners, LLC | 61058 | CA | PACC | WECC |  | 22 | 2 | NAICS-22 Non-Cogen | PV | SUN | SUN | CISO | 17615 | 5163 | 2022
solar pv | TRUE | 61420 | N | . | Merced 1 PV | ZGlobal Inc | 60059 | CA | PACC | WECC |  | 22 | 2 | NAICS-22 Non-Cogen | PV | SUN | SUN | CISO | 24830 | 7277 | 2022
solar pv | TRUE | 61421 | N | . | Madera 1 PV | ZGlobal Inc | 60059 | CA | PACC | WECC |  | 22 | 2 | NAICS-22 Non-Cogen | PV | SUN | SUN | CISO | 10894 | 3193 | 2022
solar pv | TRUE | 61422 | N | . | Southampton Solar, LLC | Dominion Renewable Energy | 58468 | VA | SAT | SERC |  | 22 | 2 | NAICS-22 Non-Cogen | PV | SUN | SUN | PJM | 646390 | 189446 | 2022
solar pv | TRUE | 61423 | N | . | OR Solar 5, LLC | Heelstone Energy Holdings, LLC | 59462 | OR | PACC | WECC |  | 22 | 2 | NAICS-22 Non-Cogen | PV | SUN | SUN | PACW | 67324 | 19732 | 2022
solar pv | TRUE | 61424 | N | . | OR Solar 8, LLC | Heelstone Energy Holdings, LLC | 59462 | OR | PACC | WECC |  | 22 | 2 | NAICS-22 Non-Cogen | PV | SUN | SUN | PACW | 91976 | 26957 | 2022
solar pv | TRUE | 61425 | N | . | Coyote Ridge Community Solar | Poudre Valley REA, Inc | 15257 | CO | MTN | WECC |  | 22 | 1 | Electric Utility | PV | SUN | SUN | WACM | 10518 | 3083 | 2022
solar pv | TRUE | 61426 | N | . | Gopher CSG | SoCore Energy LLC | 60520 | MN | WNC | MRO |  | 22 | 2 | NAICS-22 Non-Cogen | PV | SUN | SUN | MISO | 27131 | 7952 | 2022
solar pv | TRUE | 61427 | N | . | Richmond CSG | SoCore Energy LLC | 60520 | MN | WNC | MRO |  | 22 | 2 | NAICS-22 Non-Cogen | PV | SUN | SUN | MISO | 29492 | 8644 | 2022
solar pv | TRUE | 61428 | N | . | Taylors Falls CSG | SoCore Energy LLC | 60520 | MN | WNC | MRO |  | 22 | 2 | NAICS-22 Non-Cogen | PV | SUN | SUN | MISO | 25906 | 7592 | 2022
solar pv | TRUE | 61429 | N | . | Big George PV CSG | Altus Power America Management, LLC | 60281 | MA | NEW | NPCC |  | 22 | 2 | NAICS-22 Non-Cogen | PV | SUN | SUN | ISNE | 5402 | 1583 | 2022
solar pv | TRUE | 61430 | N | . | OR Solar 6, LLC | Heelstone Energy Holdings, LLC | 59462 | OR | PACC | WECC |  | 22 | 2 | NAICS-22 Non-Cogen | PV | SUN | SUN | PACW | 85099 | 24941 | 2022
other | TRUE | 61431 | N | . | Beacon BESS 1 | Los Angeles Department of Water & Power | 11208 | CA | PACC | WECC |  | 22 | 1 | Electric Utility | BA | MWH | OTH | LDWP | 0 | -1215 | 2022
solar pv | TRUE | 61432 | N | . | SCE&G Curie CSG | Cypress Creek Renewables | 61060 | SC | SAT | SERC |  | 22 | 2 | NAICS-22 Non-Cogen | PV | SUN | SUN | SCEG | 11055 | 3240 | 2022
solar pv | TRUE | 61433 | N | . | SCE&G Nimitz CSG | Cypress Creek Renewables | 61060 | SC | SAT | SERC |  | 22 | 2 | NAICS-22 Non-Cogen | PV | SUN | SUN | SCEG | 54765 | 16051 | 2022
solar pv | TRUE | 61434 | N | . | SCE&G Springfield CSG | Cypress Creek Renewables | 61060 | SC | SAT | SERC |  | 22 | 2 | NAICS-22 Non-Cogen | PV | SUN | SUN | SCEG | 39043 | 11443 | 2022
solar pv | TRUE | 61435 | N | . | DG AMP Solar Coldwater | DG AMP Solar, LLC | 60370 | MI | ENC | RFC |  | 22 | 2 | NAICS-22 Non-Cogen | PV | SUN | SUN | MISO | 6749 | 1978 | 2022
solar pv | TRUE | 61436 | N | . | DG AMP Solar Orrville 3 | DG AMP Solar, LLC | 60370 | OH | ENC | RFC |  | 22 | 2 | NAICS-22 Non-Cogen | PV | SUN | SUN | PJM | 11099 | 3253 | 2022
solar pv | TRUE | 61437 | N | . | DG AMP Solar Versailles | DG AMP Solar, LLC | 60370 | OH | ENC | RFC |  | 22 | 2 | NAICS-22 Non-Cogen | PV | SUN | SUN | PJM | 9388 | 2751 | 2022
solar pv | TRUE | 61438 | N | . | DG AMP Solar Jackson Center | DG AMP Solar, LLC | 60370 | OH | ENC | RFC |  | 22 | 2 | NAICS-22 Non-Cogen | PV | SUN | SUN | PJM | 9787 | 2868 | 2022
other | TRUE | 61439 | N | . | Panasonic Carport Solar Hybrid | Public Service Co of Colorado | 15466 | CO | MTN | WECC |  | 22 | 1 | Electric Utility | BA | MWH | OTH | PSCO | 0 | 0 | 2022
solar pv | TRUE | 61439 | N | . | Panasonic Carport Solar Hybrid | Public Service Co of Colorado | 15466 | CO | MTN | WECC |  | 22 | 1 | Electric Utility | PV | SUN | SUN | PSCO | 6173 | 1809 | 2022
solar pv | TRUE | 61441 | N | . | Denver Braswell PV | IGS ORIX Solar I, LLC | 61077 | GA | SAT | SERC |  | 22 | 2 | NAICS-22 Non-Cogen | PV | SUN | SUN | SOCO | 9400 | 2755 | 2022
onshore wind | TRUE | 61442 | N | . | Foundation California Training Facility | Foundation CA Fund IX Manager, LLC | 61070 | CA | PACC | WECC |  | 22 | 2 | NAICS-22 Non-Cogen | WT | WND | WND | CISO | 19737 | 5785 | 2022
onshore wind | TRUE | 61443 | N | . | Foundation Mann Packing | Foundation CA Fund IX Manager, LLC | 61070 | CA | PACC | WECC |  | 22 | 2 | NAICS-22 Non-Cogen | WT | WND | WND | CISO | 19178 | 5621 | 2022
onshore wind | TRUE | 61444 | N | . | Foundation SaIinas Valley State Prison | Foundation CA Fund IX Manager, LLC | 61070 | CA | PACC | WECC |  | 22 | 2 | NAICS-22 Non-Cogen | WT | WND | WND | CISO | 18036 | 5286 | 2022
solar pv | TRUE | 61445 | N | . | Gaskell West 1 Solar Facility | Southern Power Co | 17650 | CA | PACC | WECC |  | 22 | 2 | NAICS-22 Non-Cogen | PV | SUN | SUN | CISO | 151091 | 44282 | 2022
solar pv | TRUE | 61450 | N | . | Farmington Solar Farm | Missouri Jnt Muni.Pwr Elec. Ut. Comm. | 12670 | MO | WNC | SERC |  | 22 | 2 | NAICS-22 Non-Cogen | PV | SUN | SUN | MISO | 14059 | 4120 | 2022
solar pv | TRUE | 61451 | N | . | Northfield Holdco CSG | Northfield Holdco LLC | 61071 | MN | WNC | MRO |  | 22 | 2 | NAICS-22 Non-Cogen | PV | SUN | SUN | MISO | 26170 | 7670 | 2022
solar pv | TRUE | 61452 | N | . | Waterford Holdco CSG | Waterford Holdco LLC | 61072 | MN | WNC | MRO |  | 22 | 2 | NAICS-22 Non-Cogen | PV | SUN | SUN | MISO | 13095 | 3838 | 2022
solar pv | TRUE | 61453 | N | . | B.R. Corcoran CSG | Minnesota Solar CSG 19, LLC | 61075 | MN | WNC | MRO |  | 22 | 2 | NAICS-22 Non-Cogen | PV | SUN | SUN | MISO | 26773 | 7847 | 2022
solar pv | TRUE | 61454 | N | . | B.R. Sartell CSG | Minnesota Solar CSG 21, LLC | 61074 | MN | WNC | MRO |  | 22 | 2 | NAICS-22 Non-Cogen | PV | SUN | SUN | MISO | 14774 | 4330 | 2022
solar pv | TRUE | 61455 | N | . | B.R. Sauk Rapids CSG | Minnesota Solar CSG 9, LLC | 61073 | MN | WNC | MRO |  | 22 | 2 | NAICS-22 Non-Cogen | PV | SUN | SUN | MISO | 26323 | 7715 | 2022
solar pv | TRUE | 61456 | N | . | Montgomery Winsted CSG | Minnesota Solar CSG 4, LLC | 61076 | MN | WNC | MRO |  | 22 | 2 | NAICS-22 Non-Cogen | PV | SUN | SUN | MISO | 16102 | 4719 | 2022
solar pv | TRUE | 61457 | N | . | Palmer Solar Center | Arevon Energy, Inc. | 61230 | VA | SAT | SERC |  | 22 | 2 | NAICS-22 Non-Cogen | PV | SUN | SUN | PJM | 37874 | 11100 | 2022
solar pv | TRUE | 61458 | N | . | Martin Solar Center | Arevon Energy, Inc. | 61230 | VA | SAT | SERC |  | 22 | 2 | NAICS-22 Non-Cogen | PV | SUN | SUN | PJM | 31472 | 9224 | 2022
solar pv | TRUE | 61459 | N | . | Georgia Power at Swainsboro | Luminace Solar Georgia 2, LLC | 61032 | GA | SAT | SERC |  | 22 | 2 | NAICS-22 Non-Cogen | PV | SUN | SUN | SOCO | 21170 | 6205 | 2022
solar pv | TRUE | 61460 | N | . | IOS - MEW Phase 1 | IGS ORIX Solar I, LLC | 61077 | ME | NEW | NPCC |  | 22 | 2 | NAICS-22 Non-Cogen | PV | SUN | SUN | ISNE | 21161 | 6202 | 2022
solar pv | TRUE | 61461 | N | . | North Smithfield Solar Power 1 | AEP Onsite Partners, LLC | 60571 | RI | NEW | NPCC |  | 22 | 2 | NAICS-22 Non-Cogen | PV | SUN | SUN | ISNE | 3924 | 1150 | 2022
solar pv | TRUE | 61462 | N | . | SR Platte Solar Farm | SR Platte, LLC | 61081 | CO | MTN | WECC |  | 22 | 2 | NAICS-22 Non-Cogen | PV | SUN | SUN | PSCO | 127233 | 37289 | 2022
solar pv | TRUE | 61463 | N | . | Vandenberg Solar Project | MN8 Energy LLC | 61944 | CA | PACC | WECC |  | 22 | 2 | NAICS-22 Non-Cogen | PV | SUN | SUN | CISO | 147084 | 43108 | 2022
petroleum | FALSE | 61464 | N | . | CoreSite Real Estate 2972 Stender, L.P. | CoreSite Real Estate 2972 Stender, L.P. | 61078 | CA | PACC | WECC |  | 518 | 4 | Commercial NAICS Non-Cogen | IC | DFO | DFO | CISO | 1928 | 0 | 2022
solar pv | TRUE | 61465 | N | . | IGS Solar I - BWI2 | IGS ORIX Solar I, LLC | 61077 | MD | SAT | RFC |  | 22 | 2 | NAICS-22 Non-Cogen | PV | SUN | SUN | PJM | 13 | 4 | 2022
solar pv | TRUE | 61466 | N | . | IOS - ERW9 | IGS ORIX Solar I, LLC | 61077 | NJ | MAT | RFC |  | 22 | 2 | NAICS-22 Non-Cogen | PV | SUN | SUN | PJM | 10473 | 3070 | 2022
solar pv | TRUE | 61467 | N | . | City of Lexington | IGS ORIX Solar I, LLC | 61077 | NE | WNC | MRO |  | 22 | 2 | NAICS-22 Non-Cogen | PV | SUN | SUN | SWPP | 24259 | 7110 | 2022
solar pv | TRUE | 61468 | N | . | Valdosta Prison | IGS ORIX Solar I, LLC | 61077 | GA | SAT | SERC |  | 22 | 2 | NAICS-22 Non-Cogen | PV | SUN | SUN | SOCO | 6073 | 1780 | 2022
solar pv | TRUE | 61469 | N | . | Lichtenthal | AES Distributed Energy | 61012 | NY | MAT | NPCC |  | 22 | 2 | NAICS-22 Non-Cogen | PV | SUN | SUN | NYIS | 7328 | 2148 | 2022
solar pv | TRUE | 61470 | N | . | Call Farms 1 | AES Distributed Energy | 61012 | NY | MAT | NPCC |  | 22 | 2 | NAICS-22 Non-Cogen | PV | SUN | SUN | NYIS | 9290 | 2723 | 2022
solar pv | TRUE | 61471 | N | . | Call Farms 3 | AES Distributed Energy | 61012 | NY | MAT | NPCC |  | 22 | 2 | NAICS-22 Non-Cogen | PV | SUN | SUN | NYIS | 10215 | 2994 | 2022
solar pv | TRUE | 61472 | N | . | San Luis Solar Garden | AES Distributed Energy | 61012 | CO | MTN | WECC |  | 22 | 2 | NAICS-22 Non-Cogen | PV | SUN | SUN | PSCO | 10651 | 3122 | 2022
other | TRUE | 61473 | N | . | Hopewell Valley High School Hybrid | Hopewell Valley High School | 61091 | NJ | MAT | RFC |  | 22 | 2 | NAICS-22 Non-Cogen | BA | MWH | OTH | PJM | 0 | 0 | 2022
solar pv | TRUE | 61473 | N | . | Hopewell Valley High School Hybrid | Hopewell Valley High School | 61091 | NJ | MAT | RFC |  | 22 | 2 | NAICS-22 Non-Cogen | PV | SUN | SUN | PJM | 2166 | 635 | 2022
petroleum | FALSE | 61474 | N | . | CoreSite Real Estate 55 S. Market Street | CoreSite Real Estate 55 S. Market Street, LLC | 61088 | CA | PACC | WECC |  | 53 | 4 | Commercial NAICS Non-Cogen | IC | DFO | DFO | CISO | 99 | 0 | 2022
petroleum | FALSE | 61475 | N | . | CoreSite Real Estate 1656 McCarthy, L.P. | CoreSite Real Estate 1656 McCarthy, L.P. | 61089 | CA | PACC | WECC |  | 53 | 4 | Commercial NAICS Non-Cogen | IC | DFO | DFO | CISO | 199 | 0 | 2022
petroleum | FALSE | 61476 | N | . | CoreSite Real Estate 2901 Coronado, L.P. | CoreSite Real Estate 2901 Coronado, L.P. | 61086 | CA | PACC | WECC |  | 53 | 4 | Commercial NAICS Non-Cogen | IC | DFO | DFO | CISO | 41 | 0 | 2022
solar pv | TRUE | 61478 | N | . | SunE Feely 1 CSG, LLC | Ecoplexus, Inc | 58970 | MN | WNC | MRO |  | 22 | 2 | NAICS-22 Non-Cogen | PV | SUN | SUN | MISO | 28498 | 8352 | 2022
petroleum | FALSE | 61482 | N | . | CoreSite Real Estate 3032 Coronado, L.P. | CoreSite Real Estate 3032 Coronado, L.P. | 61087 | CA | PACC | WECC |  | 53 | 4 | Commercial NAICS Non-Cogen | IC | DFO | DFO | CISO | 2881 | 0 | 2022
solar pv | TRUE | 61483 | N | . | Cottage Grove CSG, LLC | Ecoplexus, Inc | 58970 | MN | WNC | MRO |  | 22 | 2 | NAICS-22 Non-Cogen | PV | SUN | SUN | MISO | 28224 | 8272 | 2022
solar pv | TRUE | 61484 | N | . | Fox CSG, LLC | Ecoplexus, Inc | 58970 | MN | WNC | MRO |  | 22 | 2 | NAICS-22 Non-Cogen | PV | SUN | SUN | MISO | 25924 | 7598 | 2022
solar pv | TRUE | 61485 | N | . | SunE Stolee CSG, LLC | Ecoplexus, Inc | 58970 | MN | WNC | MRO |  | 22 | 2 | NAICS-22 Non-Cogen | PV | SUN | SUN | MISO | 17295 | 5069 | 2022
solar pv | TRUE | 61486 | N | . | Wyoming 2 CSG, LLC | Ecoplexus, Inc | 58970 | MN | WNC | MRO |  | 22 | 2 | NAICS-22 Non-Cogen | PV | SUN | SUN | MISO | 26763 | 7844 | 2022
solar pv | TRUE | 61487 | N | . | SL Babylon | SL Babylon, LLC | 61093 | NY | MAT | NPCC |  | 22 | 2 | NAICS-22 Non-Cogen | PV | SUN | SUN | NYIS | 43796 | 12836 | 2022
natural gas peaker | FALSE | 61488 | Y | . | NYU LANGONE HEALTH | NYU LANGONE HEALTH | 61094 | NY | MAT | NPCC |  | 622 | 5 | Commercial NAICS Cogen | GT | NG | NG | NYIS | 613148 | 51216 | 2022
petroleum | FALSE | 61488 | Y | . | NYU LANGONE HEALTH | NYU LANGONE HEALTH | 61094 | NY | MAT | NPCC |  | 622 | 5 | Commercial NAICS Cogen | IC | DFO | DFO | NYIS | 1543 | 214 | 2022
solar pv | TRUE | 61489 | N | . | Cameron Solar | Cameron Solar, LLC | 61096 | SC | SAT | SERC |  | 22 | 2 | NAICS-22 Non-Cogen | PV | SUN | SUN | SCEG | 152567 | 44715 | 2022
solar pv | TRUE | 61490 | N | . | Estill Solar | Estill Solar I, LLC | 61097 | SC | SAT | SERC |  | 22 | 2 | NAICS-22 Non-Cogen | PV | SUN | SUN | SCEG | 132130 | 38725 | 2022
solar pv | TRUE | 61493 | N | . | E-Volve Energy Holdings LLC | E-Volve Energy Holdings LLC | 61100 | TX | WSC | TRE |  | 22 | 2 | NAICS-22 Non-Cogen | PV | SUN | SUN | ERCO | 5370 | 1574 | 2022
solar pv | TRUE | 61494 | N | . | Wright Cuddyer CSG | Minnesota Solar CSG 1, LLC | 61101 | MN | WNC | MRO |  | 22 | 2 | NAICS-22 Non-Cogen | PV | SUN | SUN | MISO | 20138 | 5902 | 2022
solar pv | TRUE | 61495 | N | . | Carver Gladden CSG | Minnesota Solar CSG 8, LLC | 61102 | MN | WNC | MRO |  | 22 | 2 | NAICS-22 Non-Cogen | PV | SUN | SUN | MISO | 14877 | 4360 | 2022
solar pv | TRUE | 61496 | N | . | Adams Solar Center | GCL New Energy, Inc. | 60888 | OR | PACC | WECC |  | 22 | 2 | NAICS-22 Non-Cogen | PV | SUN | SUN | PACW | 77717 | 22778 | 2022
solar pv | TRUE | 61497 | N | . | Elbe Solar Center | GCL New Energy, Inc. | 60888 | OR | PACC | WECC |  | 22 | 2 | NAICS-22 Non-Cogen | PV | SUN | SUN | PACW | 79395 | 23269 | 2022
solar pv | TRUE | 61498 | N | . | Hampton Solar 2 | Hampton Solar II, LLC | 61095 | SC | SAT | SERC |  | 22 | 2 | NAICS-22 Non-Cogen | PV | SUN | SUN | SCEG | 142152 | 41662 | 2022
solar pv | TRUE | 61499 | N | . | CED Foster | Consolidated Edison Development Inc. | 56769 | RI | NEW | NPCC |  | 22 | 2 | NAICS-22 Non-Cogen | PV | SUN | SUN | ISNE | 11449 | 3356 | 2022
solar pv | TRUE | 61500 | N | . | Porter Way Community Solar Garden | AEP Onsite Partners, LLC | 60571 | MN | WNC | MRO |  | 22 | 2 | NAICS-22 Non-Cogen | PV | SUN | SUN | MISO | 15930 | 4669 | 2022
biomass | TRUE | 61501 | N | . | ABEC #2 dba West-Star Dairy | ABEC #2 LLC | 61105 | CA | PACC | WECC |  | 22 | 2 | NAICS-22 Non-Cogen | IC | OBG | ORW | CISO | 103673 | 8212 | 2022
biomass | TRUE | 61502 | N | . | ABEC #3 dba Lakeview Dairy | ABEC #3 LLC | 61106 | CA | PACC | WECC |  | 22 | 2 | NAICS-22 Non-Cogen | IC | OBG | ORW | CISO | 91774 | 7636 | 2022
biomass | TRUE | 61503 | N | . | ABEC #4 dba CE&S Dairy | ABEC #4 LLC | 61107 | CA | PACC | WECC |  | 22 | 2 | NAICS-22 Non-Cogen | IC | OBG | ORW | CISO | 97251 | 7924 | 2022
solar pv | TRUE | 61504 | N | . | RJC I CSG | RJC I CSG LLC | 61108 | MN | WNC | MRO |  | 22 | 2 | NAICS-22 Non-Cogen | PV | SUN | SUN | MISO | 6255 | 1833 | 2022
solar pv | TRUE | 61505 | N | . | Huneke I CSG | Huneke I CSG LLC | 61109 | MN | WNC | MRO |  | 22 | 2 | NAICS-22 Non-Cogen | PV | SUN | SUN | MISO | 5753 | 1686 | 2022
solar pv | TRUE | 61506 | N | . | Krause CSG | Krause CSG LLC | 61110 | MN | WNC | MRO |  | 22 | 2 | NAICS-22 Non-Cogen | PV | SUN | SUN | MISO | 5196 | 1523 | 2022
solar pv | TRUE | 61507 | N | . | DG New Jersey Solar RLS Logistics | DG New Jersey Solar, LLC | 61111 | NJ | MAT | RFC |  | 22 | 2 | NAICS-22 Non-Cogen | PV | SUN | SUN | PJM | 18055 | 5292 | 2022
natural gas peaker | TRUE | 61508 | N | . | Provo Power Plant | Utah Municipal Power Agency | 24431 | UT | MTN | WECC |  | 22 | 1 | Electric Utility | IC | NG | NG | PACE | 80844 | 7833 | 2022
solar pv | TRUE | 61509 | N | . | Monroe County Sites A & B | AES Distributed Energy | 61012 | NY | MAT | NPCC |  | 22 | 2 | NAICS-22 Non-Cogen | PV | SUN | SUN | NYIS | 16779 | 4918 | 2022
solar pv | TRUE | 61510 | N | . | Monroe County Sites C, D, & E | AES Distributed Energy | 61012 | NY | MAT | NPCC |  | 22 | 2 | NAICS-22 Non-Cogen | PV | SUN | SUN | NYIS | 31974 | 9371 | 2022
solar pv | TRUE | 61512 | N | . | Bullock Solar, LLC | Cypress Creek Renewables | 61060 | NC | SAT | SERC |  | 22 | 2 | NAICS-22 Non-Cogen | PV | SUN | SUN | CPLE | 356930 | 104610 | 2022
solar pv | TRUE | 61513 | N | . | Marlin Solar | Cypress Creek Renewables | 61060 | TX | WSC | TRE |  | 22 | 2 | NAICS-22 Non-Cogen | PV | SUN | SUN | ERCO | 36126 | 10588 | 2022
solar pv | TRUE | 61514 | N | . | North Gainesville Solar | Cypress Creek Renewables | 61060 | TX | WSC | TRE |  | 22 | 2 | NAICS-22 Non-Cogen | PV | SUN | SUN | ERCO | 32056 | 9395 | 2022
solar pv | TRUE | 61515 | N | . | DG Camden LLC Holtec | DG Camden, LLC | 61113 | NJ | MAT | RFC |  | 22 | 2 | NAICS-22 Non-Cogen | PV | SUN | SUN | PJM | 13423 | 3934 | 2022
solar pv | TRUE | 61516 | N | . | School Sisters CSG | School Sisters CSG LLC | 61114 | MN | WNC | MRO |  | 22 | 2 | NAICS-22 Non-Cogen | PV | SUN | SUN | MISO | 5741 | 1682 | 2022
solar pv | TRUE | 61518 | N | . | 301 Chestnut Solar NG | NuGen Capital Management | 59254 | MA | NEW | NPCC |  | 22 | 2 | NAICS-22 Non-Cogen | PV | SUN | SUN | ISNE | 8506 | 2493 | 2022
solar pv | TRUE | 61519 | N | . | Baker Point | Cypress Creek Renewables | 61060 | MD | SAT | RFC |  | 22 | 2 | NAICS-22 Non-Cogen | PV | SUN | SUN | PJM | 45758 | 13411 | 2022
solar pv | TRUE | 61520 | N | . | Rosewood Solar | Cypress Creek Renewables | 61060 | NC | SAT | SERC |  | 22 | 2 | NAICS-22 Non-Cogen | PV | SUN | SUN | CPLE | 13601 | 3986 | 2022
solar pv | TRUE | 61521 | N | . | Swamp Fox Solar | Swamp Fox Solar, LLC | 61126 | SC | SAT | SERC |  | 22 | 2 | NAICS-22 Non-Cogen | PV | SUN | SUN | SCEG | 76961 | 22556 | 2022
solar pv | TRUE | 61522 | N | . | Champion Solar | Champion Solar, LLC | 61127 | SC | SAT | SERC |  | 22 | 2 | NAICS-22 Non-Cogen | PV | SUN | SUN | SCEG | 80062 | 23465 | 2022
solar pv | TRUE | 61523 | N | . | Haley Solar | Haley Solar, LLC | 61128 | SC | SAT | SERC |  | 22 | 2 | NAICS-22 Non-Cogen | PV | SUN | SUN | SCEG | 55633 | 16305 | 2022
solar pv | TRUE | 61524 | N | . | Whitewright Solar | Cypress Creek Renewables | 61060 | TX | WSC | TRE |  | 22 | 2 | NAICS-22 Non-Cogen | PV | SUN | SUN | ERCO | 67116 | 19671 | 2022
solar pv | TRUE | 61525 | N | . | ABD Farms | Cypress Creek Renewables | 61060 | NC | SAT | SERC |  | 22 | 2 | NAICS-22 Non-Cogen | PV | SUN | SUN | CPLE | 32243 | 9450 | 2022
solar pv | TRUE | 61526 | N | . | Antanavica Solar | Cypress Creek Renewables | 61060 | MA | NEW | NPCC |  | 22 | 2 | NAICS-22 Non-Cogen | PV | SUN | SUN | ISNE | 5184 | 1519 | 2022
solar pv | TRUE | 61527 | N | . | Bakatsias Solar | Cypress Creek Renewables | 61060 | NC | SAT | SERC |  | 22 | 2 | NAICS-22 Non-Cogen | PV | SUN | SUN | DUK | 26569 | 7787 | 2022
solar pv | TRUE | 61528 | N | . | Bayboro Solar Farm | Cypress Creek Renewables | 61060 | NC | SAT | SERC |  | 22 | 2 | NAICS-22 Non-Cogen | PV | SUN | SUN | CPLE | 31895 | 9348 | 2022
solar pv | TRUE | 61529 | N | . | Estill Solar II | Cypress Creek Renewables | 61060 | SC | SAT | SERC |  | 22 | 2 | NAICS-22 Non-Cogen | PV | SUN | SUN | SCEG | 65259 | 19126 | 2022
solar pv | TRUE | 61530 | N | . | Gaston Solar I - SC | Cypress Creek Renewables | 61060 | SC | SAT | SERC |  | 22 | 2 | NAICS-22 Non-Cogen | PV | SUN | SUN | SCEG | 66300 | 19431 | 2022
solar pv | TRUE | 61532 | N | . | Leon Solar | Cypress Creek Renewables | 61060 | TX | WSC | TRE |  | 22 | 2 | NAICS-22 Non-Cogen | PV | SUN | SUN | ERCO | 73539 | 21553 | 2022
solar pv | TRUE | 61533 | N | . | Mustang Solar | Dominion Renewable Energy | 58468 | NC | SAT | SERC |  | 22 | 2 | NAICS-22 Non-Cogen | PV | SUN | SUN | CPLE | 34054 | 9981 | 2022
solar pv | TRUE | 61534 | N | . | Old Caroleen Solar Farm | Cypress Creek Renewables | 61060 | NC | SAT | SERC |  | 22 | 2 | NAICS-22 Non-Cogen | PV | SUN | SUN | DUK | 13228 | 3877 | 2022
solar pv | TRUE | 61535 | N | . | Statesville Solar | Cypress Creek Renewables | 61060 | NC | SAT | SERC |  | 22 | 2 | NAICS-22 Non-Cogen | PV | SUN | SUN | DUK | 32736 | 9594 | 2022
solar pv | TRUE | 61536 | N | . | Wakefield Solar | Cypress Creek Renewables | 61060 | NC | SAT | SERC |  | 22 | 2 | NAICS-22 Non-Cogen | PV | SUN | SUN | CPLE | 33240 | 9742 | 2022
solar pv | TRUE | 61537 | N | . | Weston Landfill Solar | Ameresco, Inc - Weston | 61146 | MA | NEW | NPCC |  | 22 | 2 | NAICS-22 Non-Cogen | PV | SUN | SUN | ISNE | 10710 | 3139 | 2022
solar pv | TRUE | 61538 | N | . | Braintree Landfill Solar | Ameresco, Inc - Braintree | 61147 | MA | NEW | NPCC |  | 22 | 2 | NAICS-22 Non-Cogen | PV | SUN | SUN | ISNE | 5402 | 1583 | 2022
solar pv | TRUE | 61539 | N | . | GELD Solar Farm | Ameresco, Inc - GELD | 61148 | MA | NEW | NPCC |  | 22 | 2 | NAICS-22 Non-Cogen | PV | SUN | SUN | ISNE | 11179 | 3276 | 2022
onshore wind | FALSE | 61540 | N | . | Fort Hays State University Wind Farm | Fort Hays State University | 61149 | KS | WNC | MRO |  | 611 | 4 | Commercial NAICS Non-Cogen | WT | WND | WND | SWPP | 54114 | 15860 | 2022
solar pv | TRUE | 61541 | N | . | Town of Rocky Hill PV CSG | Tesla Inc. | 60947 | CT | NEW | NPCC |  | 22 | 2 | NAICS-22 Non-Cogen | PV | SUN | SUN | ISNE | 17412 | 5103 | 2022
solar pv | TRUE | 61542 | N | . | PopeSun CSG, LLC | Cypress Creek Renewables | 61060 | MN | WNC | MRO |  | 22 | 2 | NAICS-22 Non-Cogen | PV | SUN | SUN | MISO | 25366 | 7435 | 2022
solar pv | TRUE | 61543 | N | . | CF Novel Solar CSG Gardens Five, LLC | Cypress Creek Renewables | 61060 | MN | WNC | MRO |  | 22 | 2 | NAICS-22 Non-Cogen | PV | SUN | SUN | MISO | 18702 | 5481 | 2022
solar pv | TRUE | 61544 | N | . | LeSun CSG, LLC | Cypress Creek Renewables | 61060 | MN | WNC | MRO |  | 22 | 2 | NAICS-22 Non-Cogen | PV | SUN | SUN | MISO | 28992 | 8497 | 2022
solar pv | TRUE | 61545 | N | . | CGSun, LLC Community Solar | Cypress Creek Renewables | 61060 | MN | WNC | MRO |  | 22 | 2 | NAICS-22 Non-Cogen | PV | SUN | SUN | MISO | 22746 | 6666 | 2022
solar pv | TRUE | 61547 | N | . | WrightSun CSG, LLC | Cypress Creek Renewables | 61060 | MN | WNC | MRO |  | 22 | 2 | NAICS-22 Non-Cogen | PV | SUN | SUN | MISO | 24427 | 7160 | 2022
solar pv | TRUE | 61548 | N | . | CF Novel Solar CSG Gardens Seven, LLC | Cypress Creek Renewables | 61060 | MN | WNC | MRO |  | 22 | 2 | NAICS-22 Non-Cogen | PV | SUN | SUN | MISO | 15086 | 4421 | 2022
solar pv | TRUE | 61550 | N | . | DG Haverhill CSG | DG Haverhill | 64647 | MA | NEW | NPCC |  | 22 | 2 | NAICS-22 Non-Cogen | PV | SUN | SUN | ISNE | 18820 | 5516 | 2022
petroleum | FALSE | 61551 | N | . | Good Samaritan Hospital | Good Samaritan Hospital | 61152 | NY | MAT | NPCC |  | 622 | 4 | Commercial NAICS Non-Cogen | IC | DFO | DFO | NYIS | 127 | 19.642 | 2022
natural gas peaker | FALSE | 61551 | N | . | Good Samaritan Hospital | Good Samaritan Hospital | 61152 | NY | MAT | NPCC |  | 622 | 4 | Commercial NAICS Non-Cogen | IC | NG | NG | NYIS | 21 | 3.358 | 2022
solar pv | TRUE | 61552 | N | . | Fort Detrick Solar PV | Montevue Lane Solar, LLC | 61153 | MD | SAT | RFC |  | 22 | 2 | NAICS-22 Non-Cogen | PV | SUN | SUN | PJM | 76500 | 22421 | 2022
solar pv | TRUE | 61553 | N | . | Klamath Falls Solar 2 CSG | MN8 Energy LLC | 61944 | OR | PACC | WECC |  | 22 | 2 | NAICS-22 Non-Cogen | PV | SUN | SUN | PACW | 23426 | 6866 | 2022
solar pv | TRUE | 61554 | N | . | Comer Solar | Georgia Power Co | 7140 | GA | SAT | SERC |  | 22 | 1 | Electric Utility | PV | SUN | SUN | SOCO | 13247 | 3882 | 2022
solar pv | TRUE | 61555 | N | . | DG Crystal Spring CSG | DG Crystal Spring CSG | 64638 | MA | NEW | NPCC |  | 22 | 2 | NAICS-22 Non-Cogen | PV | SUN | SUN | ISNE | 23631 | 6926 | 2022
solar pv | TRUE | 61556 | N | . | Facebook 1 Solar Energy Center | NMRD Data Center, LLC | 61156 | NM | MTN | WECC |  | 22 | 2 | NAICS-22 Non-Cogen | PV | SUN | SUN | PNM | 88997 | 26084 | 2022
solar pv | TRUE | 61557 | N | . | Facebook 2 Solar Energy Center | NMRD Data Center, LLC | 61156 | NM | MTN | WECC |  | 22 | 2 | NAICS-22 Non-Cogen | PV | SUN | SUN | PNM | 94933 | 27823 | 2022
solar pv | TRUE | 61558 | N | . | Facebook 3 Solar Energy Center | NMRD Data Center, LLC | 61156 | NM | MTN | WECC |  | 22 | 2 | NAICS-22 Non-Cogen | PV | SUN | SUN | PNM | 94654 | 27742 | 2022
solar pv | TRUE | 61559 | N | . | Woodline Solar | Woodline Solar, LLC | 61160 | OR | PACC | WECC |  | 22 | 2 | NAICS-22 Non-Cogen | PV | SUN | SUN | PACW | 67429 | 19762 | 2022
solar pv | TRUE | 61560 | N | . | Eagle Point Solar | Norwest Energy 7, LLC | 61161 | OR | PACC | WECC |  | 22 | 2 | NAICS-22 Non-Cogen | PV | SUN | SUN | PACW | 61816 | 18117 | 2022
solar pv | TRUE | 61561 | N | . | Bladen Solar | Cypress Creek Renewables | 61060 | NC | SAT | SERC |  | 22 | 2 | NAICS-22 Non-Cogen | PV | SUN | SUN | CPLE | 353384 | 103571 | 2022
solar pv | TRUE | 61562 | N | . | Falmouth Landfill Solar | Citizens Enterprises Corporation | 58871 | MA | NEW | NPCC |  | 22 | 2 | NAICS-22 Non-Cogen | PV | SUN | SUN | ISNE | 16349 | 4792 | 2022
solar pv | TRUE | 61563 | N | . | Denver Metro Solar | Denver Metro Solar LLC | 61163 | CO | MTN | WECC |  | 22 | 2 | NAICS-22 Non-Cogen | PV | SUN | SUN | PSCO | 12235 | 3586 | 2022
onshore wind | TRUE | 61564 | N | . | Upland Prairie | Interstate Power and Light Co | 9417 | IA | WNC | MRO |  | 22 | 1 | Electric Utility | WT | WND | WND | MISO | 4063228 | 1190864 | 2022
onshore wind | TRUE | 61565 | N | . | English Farms | Interstate Power and Light Co | 9417 | IA | WNC | MRO |  | 22 | 1 | Electric Utility | WT | WND | WND | MISO | 2087075 | 611687 | 2022
solar pv | TRUE | 61566 | N | . | El Dorado Springs Solar Farm | MC Power Companies Inc | 58822 | MO | WNC | MRO |  | 22 | 2 | NAICS-22 Non-Cogen | PV | SUN | SUN | AECI | 15527 | 4551 | 2022
petroleum | FALSE | 61567 | N | . | Woodhull Hospital | Woodhull Hospital | 61162 | NY | MAT | NPCC |  | 622 | 4 | Commercial NAICS Non-Cogen | IC | DFO | DFO | NYIS | 1543 | 130 | 2022
petroleum | FALSE | 61568 | N | . | The Allen Hospital | The Allen Hospital | 61164 | NY | MAT | NPCC |  | 622 | 4 | Commercial NAICS Non-Cogen | IC | DFO | DFO | NYIS | 4591 | 234 | 2022
petroleum | FALSE | 61569 | N | . | Mount Sinai Beth Israel | Mount Sinai Beth Israel | 61165 | NY | MAT | NPCC |  | 622 | 4 | Commercial NAICS Non-Cogen | IC | DFO | DFO | NYIS | 1405 | 59 | 2022
natural gas peaker | FALSE | 61569 | N | . | Mount Sinai Beth Israel | Mount Sinai Beth Israel | 61165 | NY | MAT | NPCC |  | 622 | 4 | Commercial NAICS Non-Cogen | IC | NG | NG | NYIS | 0 | 0 | 2022
solar pv | TRUE | 61570 | N | . | Veseli Community Solar Garden | Veseli Solar I LLC | 61168 | MN | WNC | MRO |  | 22 | 2 | NAICS-22 Non-Cogen | PV | SUN | SUN | MISO | 5265 | 1543 | 2022
solar pv | TRUE | 61571 | N | . | New Germany Community Solar Garden | New Germany Solar I LLC | 61169 | MN | WNC | MRO |  | 22 | 2 | NAICS-22 Non-Cogen | PV | SUN | SUN | MISO | 6033 | 1768 | 2022
solar pv | TRUE | 61572 | N | . | Lake Waconia Community Solar Garden | Lake Waconia Solar LLC | 61170 | MN | WNC | MRO |  | 22 | 2 | NAICS-22 Non-Cogen | PV | SUN | SUN | MISO | 5206 | 1526 | 2022
solar pv | TRUE | 61573 | N | . | Lake Waconia IV Community Solar Garden | Lake Waconia Solar IV LLC | 61171 | MN | WNC | MRO |  | 22 | 2 | NAICS-22 Non-Cogen | PV | SUN | SUN | MISO | 5206 | 1526 | 2022
solar pv | TRUE | 61574 | N | . | Zumbro Community Solar Garden | Zumbro Solar LLC | 61172 | MN | WNC | MRO |  | 22 | 2 | NAICS-22 Non-Cogen | PV | SUN | SUN | MISO | 5628 | 1649 | 2022
solar pv | TRUE | 61575 | N | . | Anheuser-Busch Baldwinsville | AES Distributed Energy | 61012 | NY | MAT | NPCC |  | 22 | 2 | NAICS-22 Non-Cogen | PV | SUN | SUN | NYIS | 6291 | 1844 | 2022
solar pv | TRUE | 61576 | N | . | Columbia University - Johnson Farms | AES Distributed Energy | 61012 | NY | MAT | NPCC |  | 22 | 2 | NAICS-22 Non-Cogen | PV | SUN | SUN | NYIS | 12527 | 3672 | 2022
solar pv | TRUE | 61577 | N | . | Time Warner Cable Enterprises - Martino | AES Distributed Energy | 61012 | NY | MAT | NPCC |  | 22 | 2 | NAICS-22 Non-Cogen | PV | SUN | SUN | NYIS | 10444 | 3061 | 2022
solar pv | TRUE | 61578 | N | . | Columbia University - Minisink | AES Distributed Energy | 61012 | NY | MAT | NPCC |  | 22 | 2 | NAICS-22 Non-Cogen | PV | SUN | SUN | NYIS | 12714 | 3726 | 2022
solar pv | TRUE | 61579 | N | . | St. Lawrence University - Sutton | AES Distributed Energy | 61012 | NY | MAT | NPCC |  | 22 | 2 | NAICS-22 Non-Cogen | PV | SUN | SUN | NYIS | 8069 | 2365 | 2022
solar pv | TRUE | 61580 | N | . | Tumbleweed Solar, LLC | Heelstone Energy Holdings, LLC | 59462 | OR | PACC | WECC |  | 22 | 2 | NAICS-22 Non-Cogen | PV | SUN | SUN | PACW | 69009 | 20225 | 2022
solar pv | TRUE | 61581 | N | . | Davis Lane Solar, LLC | Heelstone Energy Holdings, LLC | 59462 | NC | SAT | SERC |  | 22 | 2 | NAICS-22 Non-Cogen | PV | SUN | SUN | PJM | 32768 | 9604 | 2022
onshore wind | TRUE | 61582 | N | . | Voyager Wind II | Terra-Gen Operating Co-Wind | 2770 | CA | PACC | WECC |  | 22 | 2 | NAICS-22 Non-Cogen | WT | WND | WND | CISO | 1533666 | 449491 | 2022
onshore wind | TRUE | 61583 | N | . | Voyager Wind III | Terra-Gen Operating Co-Wind | 2770 | CA | PACC | WECC |  | 22 | 2 | NAICS-22 Non-Cogen | WT | WND | WND | CISO | 421499 | 123534 | 2022
onshore wind | TRUE | 61584 | N | . | Voyager Wind IV | Terra-Gen Operating Co-Wind | 2770 | CA | PACC | WECC |  | 22 | 2 | NAICS-22 Non-Cogen | WT | WND | WND | CISO | 251748 | 73783 | 2022
solar pv | TRUE | 61585 | N | . | Scandia CSG | DG Minnesota CSG, LLC | 61187 | MN | WNC | MRO |  | 22 | 2 | NAICS-22 Non-Cogen | PV | SUN | SUN | MISO | 29423 | 8624 | 2022
solar pv | TRUE | 61586 | N | . | MontSun Community Solar | Generate Capital | 61194 | MN | WNC | MRO |  | 22 | 2 | NAICS-22 Non-Cogen | PV | SUN | SUN | MISO | 28788 | 8437 | 2022
solar pv | TRUE | 61587 | N | . | WaveSun Community Solar | Generate Capital | 61194 | MN | WNC | MRO |  | 22 | 2 | NAICS-22 Non-Cogen | PV | SUN | SUN | MISO | 29647 | 8689 | 2022
solar pv | TRUE | 61588 | N | . | Independence II Solar Farm | MC Power Companies Inc | 58822 | MO | WNC | MRO |  | 22 | 2 | NAICS-22 Non-Cogen | PV | SUN | SUN | SWPP | 53756 | 15755 | 2022
onshore wind | FALSE | 61589 | N | . | UL Advanced Wind Turbine Test Facility | West Texas A&M University | 61188 | TX | WSC | MRO |  | 611 | 4 | Commercial NAICS Non-Cogen | WT | WND | WND | SWPP | 26703 | 7826 | 2022
solar pv | TRUE | 61590 | N | . | DG Foxborough Elm CSG | DG Foxborough Elm | 64643 | MA | NEW | NPCC |  | 22 | 2 | NAICS-22 Non-Cogen | PV | SUN | SUN | ISNE | 11510 | 3374 | 2022
solar pv | TRUE | 61591 | N | . | Town of Foxborough - Landfill (SREC II) CSG | Town of Foxborough - Landfill (SREC II) | 61190 | MA | NEW | NPCC |  | 22 | 2 | NAICS-22 Non-Cogen | PV | SUN | SUN | ISNE | 7008 | 2054 | 2022
solar pv | FALSE | 61593 | N | . | Westmont 301 | Westmont Solar, LLC | 60991 | CA | PACC | WECC |  | 493 | 4 | Commercial NAICS Non-Cogen | PV | SUN | SUN | LDWP | 10768 | 3156 | 2022
solar pv | FALSE | 61594 | N | . | Westmont 401 | Westmont Solar, LLC | 60991 | CA | PACC | WECC |  | 493 | 4 | Commercial NAICS Non-Cogen | PV | SUN | SUN | LDWP | 16402 | 4807 | 2022
solar pv | TRUE | 61595 | N | . | Flambeau Solar Partners | Flambeau Solar Partners, LLC | 61202 | WI | ENC | MRO |  | 22 | 2 | NAICS-22 Non-Cogen | PV | SUN | SUN | MISO | 15330 | 4493 | 2022
solar pv | TRUE | 61596 | N | . | Citizens Agawam Landfill Solar | Citizens Enterprises Corporation | 58871 | MA | NEW | NPCC |  | 22 | 2 | NAICS-22 Non-Cogen | PV | SUN | SUN | ISNE | 10193 | 2987 | 2022
solar pv | TRUE | 61597 | N | . | Norton Landfill Solar | Citizens Enterprises Corporation | 58871 | MA | NEW | NPCC |  | 22 | 2 | NAICS-22 Non-Cogen | PV | SUN | SUN | ISNE | 8762 | 2568 | 2022
solar pv | TRUE | 61598 | N | . | Tyngsborough Solar | Citizens Enterprises Corporation | 58871 | MA | NEW | NPCC |  | 22 | 2 | NAICS-22 Non-Cogen | PV | SUN | SUN | ISNE | 15555 | 4559 | 2022
solar pv | TRUE | 61599 | N | . | New Road Solar, LLC | NJR Clean Energy Ventures Corporation | 56990 | NJ | MAT | RFC |  | 22 | 2 | NAICS-22 Non-Cogen | PV | SUN | SUN | PJM | 58840 | 17245 | 2022
solar pv | TRUE | 61600 | N | . | Old Bridge Solar Farm | NJR Clean Energy Ventures Corporation | 56990 | NJ | MAT | RFC |  | 22 | 2 | NAICS-22 Non-Cogen | PV | SUN | SUN | PJM | 48627 | 14252 | 2022
solar pv | TRUE | 61601 | N | . | Raritan Solar - 53 Highway | NJR Clean Energy Ventures Corporation | 56990 | NJ | MAT | RFC |  | 22 | 2 | NAICS-22 Non-Cogen | PV | SUN | SUN | PJM | 43213 | 12665 | 2022
solar pv | TRUE | 61602 | N | . | CED Chicopee Solar | Consolidated Edison Development Inc. | 56769 | MA | NEW | NPCC |  | 22 | 2 | NAICS-22 Non-Cogen | PV | SUN | SUN | ISNE | 18201 | 5334 | 2022
solar pv | TRUE | 61603 | N | . | UMASS | Consolidated Edison Development Inc. | 56769 | MA | NEW | NPCC |  | 22 | 2 | NAICS-22 Non-Cogen | PV | SUN | SUN | ISNE | 24567 | 7200 | 2022
solar pv | TRUE | 61604 | N | . | Camden CSD Solar Array | AEP Onsite Partners, LLC | 60571 | NY | MAT | NPCC |  | 22 | 2 | NAICS-22 Non-Cogen | PV | SUN | SUN | NYIS | 9024 | 2645 | 2022
solar pv | TRUE | 61605 | N | . | San Luis Valley Solar Array | AEP Onsite Partners, LLC | 60571 | CO | MTN | WECC |  | 22 | 2 | NAICS-22 Non-Cogen | PV | SUN | SUN | PSCO | 21050 | 6169 | 2022
solar pv | TRUE | 61606 | N | . | Vilas Solar Array | AEP Onsite Partners, LLC | 60571 | CO | MTN | WECC |  | 22 | 2 | NAICS-22 Non-Cogen | PV | SUN | SUN | PSCO | 35471 | 10396 | 2022
solar pv | FALSE | 61607 | N | . | Stenner Creek Solar | Stenner Creek Solar LLC | 61210 | CA | PACC | WECC |  | 611 | 4 | Commercial NAICS Non-Cogen | PV | SUN | SUN | CISO | 36056 | 10568 | 2022
solar pv | FALSE | 61608 | N | . | Montgomery County Solar | Montgomery County Solar | 61211 | MD | SAT | RFC |  | 92 | 4 | Commercial NAICS Non-Cogen | PV | SUN | SUN | PJM | 9072 | 2659 | 2022
onshore wind | TRUE | 61609 | N | . | Heartland Divide Wind Project, LLC | Heartland Divide Wind Project, LLC | 61214 | IA | WNC | MRO |  | 22 | 2 | NAICS-22 Non-Cogen | WT | WND | WND | MISO | 1585455 | 464670 | 2022
solar pv | TRUE | 61610 | N | . | NC 102 Project LLC | NC 102 Project LLC | 61209 | NC | SAT | SERC |  | 22 | 2 | NAICS-22 Non-Cogen | PV | SUN | SUN | DUK | 509109 | 149211 | 2022
solar pv | TRUE | 61611 | N | . | Techren Solar I LLC | Techren Solar I LLC | 61532 | NV | MTN | WECC |  | 22 | 2 | NAICS-22 Non-Cogen | PV | SUN | SUN | NEVP | 735277 | 215498 | 2022
solar pv | TRUE | 61612 | N | . | WED Kingstown Solar I, LLC - West | WED Kingstown Solar I, LLC | 61216 | RI | NEW | NPCC |  | 22 | 2 | NAICS-22 Non-Cogen | PV | SUN | SUN | ISNE | 7896 | 2314 | 2022
solar pv | TRUE | 61613 | N | . | WED Stilson Solar | WED Stilson Solar, LLC | 61217 | RI | NEW | NPCC |  | 22 | 2 | NAICS-22 Non-Cogen | PV | SUN | SUN | ISNE | 11368 | 3332 | 2022
solar pv | TRUE | 61614 | N | . | Cyril | Western Farmers Elec Coop, Inc | 20447 | OK | WSC | MRO |  | 22 | 1 | Electric Utility | PV | SUN | SUN | SWPP | 30459 | 8927 | 2022
solar pv | TRUE | 61615 | N | . | Hinton | Western Farmers Elec Coop, Inc | 20447 | OK | WSC | MRO |  | 22 | 1 | Electric Utility | PV | SUN | SUN | SWPP | 17084 | 5007 | 2022
solar pv | TRUE | 61616 | N | . | Marietta | Western Farmers Elec Coop, Inc | 20447 | OK | WSC | MRO |  | 22 | 1 | Electric Utility | PV | SUN | SUN | SWPP | 14947 | 4381 | 2022
solar pv | TRUE | 61617 | N | . | Pine Ridge | Western Farmers Elec Coop, Inc | 20447 | OK | WSC | MRO |  | 22 | 1 | Electric Utility | PV | SUN | SUN | SWPP | 18596 | 5450 | 2022
solar pv | TRUE | 61618 | N | . | Tuttle | Western Farmers Elec Coop, Inc | 20447 | OK | WSC | MRO |  | 22 | 1 | Electric Utility | PV | SUN | SUN | SWPP | 26026 | 7628 | 2022
solar pv | TRUE | 61619 | N | . | CDCR (CA) - Solano State Prison | SunE Solano SP Owner, LLC | 61224 | CA | PACC | WECC |  | 22 | 2 | NAICS-22 Non-Cogen | PV | SUN | SUN | CISO | 7251 | 2125 | 2022
solar pv | TRUE | 61620 | N | . | CDCR (CA) - Corcoran State Prison | SunE Corcoran SP Owner, LLC | 61225 | CA | PACC | WECC |  | 22 | 2 | NAICS-22 Non-Cogen | PV | SUN | SUN | CISO | 32486 | 9521 | 2022
solar pv | TRUE | 61621 | N | . | CDCR (CA) - Wasco State Prison | SunE Wasco SP Owner, LLC | 61226 | CA | PACC | WECC |  | 22 | 2 | NAICS-22 Non-Cogen | PV | SUN | SUN | CISO | 12271 | 3596 | 2022
solar pv | TRUE | 61622 | N | . | WED Kingstown Solar I - East Array | WED Kingstown Solar I, LLC | 61216 | RI | NEW | NPCC |  | 22 | 2 | NAICS-22 Non-Cogen | PV | SUN | SUN | ISNE | 17514 | 5133 | 2022
solar pv | TRUE | 61625 | N | . | West Moore Solar II | Cypress Creek Renewables | 61060 | TX | WSC | TRE |  | 22 | 2 | NAICS-22 Non-Cogen | PV | SUN | SUN | ERCO | 24963 | 7316 | 2022
solar pv | TRUE | 61626 | N | . | Dundas Solar Holdings LLC CSG | Altus Power America Management, LLC | 60281 | MN | WNC | MRO |  | 22 | 2 | NAICS-22 Non-Cogen | PV | SUN | SUN | MISO | 24594 | 7208 | 2022
solar pv | TRUE | 61627 | N | . | Waterville CSG Solar Holdings LLC | Altus Power America Management, LLC | 60281 | MN | WNC | MRO |  | 22 | 2 | NAICS-22 Non-Cogen | PV | SUN | SUN | MISO | 24006 | 7036 | 2022
solar pv | TRUE | 61628 | N | . | Kilroy Solar | Nautilus Solar Solutions | 61227 | CA | PACC | WECC |  | 22 | 2 | NAICS-22 Non-Cogen | PV | SUN | SUN | CISO | 24368 | 7142 | 2022
solar pv | TRUE | 61629 | N | . | West Brookfield Solar - Gilbertsville Rd (CSG) | Nautilus Solar Solutions | 61227 | MA | NEW | NPCC |  | 22 | 2 | NAICS-22 Non-Cogen | PV | SUN | SUN | ISNE | 22695 | 6651 | 2022
solar pv | TRUE | 61630 | N | . | William G Mennen Sports Solar | Sunlight General Morris Solar LLC | 58753 | NJ | MAT | RFC |  | 22 | 2 | NAICS-22 Non-Cogen | PV | SUN | SUN | PJM | 2313 | 678 | 2022
solar pv | TRUE | 61631 | N | . | Chiloquin Solar, LLC | Heelstone Energy Holdings, LLC | 59462 | OR | PACC | WECC |  | 22 | 2 | NAICS-22 Non-Cogen | PV | SUN | SUN | PACW | 69611 | 20402 | 2022
solar pv | TRUE | 61633 | N | . | DG Tufts Science LLC CSG | DG Tufts Science, LLC | 64665 | MA | NEW | NPCC |  | 22 | 2 | NAICS-22 Non-Cogen | PV | SUN | SUN | ISNE | 5189 | 1521 | 2022
solar pv | TRUE | 61634 | N | . | DG Dighton LLC CSG | DG Dighton, LLC | 64630 | MA | NEW | NPCC |  | 22 | 2 | NAICS-22 Non-Cogen | PV | SUN | SUN | ISNE | 20387 | 5975 | 2022
solar pv | TRUE | 61635 | N | . | DG Tufts Knoll LLC CSG | DG Tufts Knoll, LLC | 64664 | MA | NEW | NPCC |  | 22 | 2 | NAICS-22 Non-Cogen | PV | SUN | SUN | ISNE | 10237 | 3000 | 2022
solar pv | TRUE | 61636 | N | . | DG Webster LLC CSG | DG Webster, LLC | 64666 | MA | NEW | NPCC |  | 22 | 2 | NAICS-22 Non-Cogen | PV | SUN | SUN | ISNE | 7722 | 2263 | 2022
solar pv | TRUE | 61637 | N | . | Denison Solar Array | AEP Onsite Partners, LLC | 60571 | OH | ENC | RFC |  | 22 | 2 | NAICS-22 Non-Cogen | PV | SUN | SUN | PJM | 7716 | 2262 | 2022
onshore wind | TRUE | 61638 | N | . | Turtle Creek Wind Farm LLC | Turtle Creek Wind Farm LLC | 61330 | IA | WNC | MRO |  | 22 | 2 | NAICS-22 Non-Cogen | WT | WND | WND | MISO | 2729595 | 799999 | 2022
hydro | TRUE | 61640 | N | . | Texon Hydroelectric Project | Hitchcock Hydro, LLC | 61253 | MA | NEW | NPCC |  | 22 | 2 | NAICS-22 Non-Cogen | HY | WAT | HYC | ISNE | 12226 | 3583 | 2022
hydro | TRUE | 61641 | N | . | Seneca Falls Hydroelectric Project | C-S Canal Hydro, LLC | 61252 | NY | MAT | NPCC |  | 22 | 2 | NAICS-22 Non-Cogen | HY | WAT | HYC | NYIS | 35444 | 10388 | 2022
hydro | TRUE | 61642 | N | . | Waterloo Hydroelectric Project | C-S Canal Hydro, LLC | 61252 | NY | MAT | NPCC |  | 22 | 2 | NAICS-22 Non-Cogen | HY | WAT | HYC | NYIS | 10550 | 3092 | 2022
natural gas peaker | TRUE | 61643 | N | . | Denton Energy Center | City of Denton - (TX) | 5063 | TX | WSC | TRE |  | 22 | 1 | Electric Utility | IC | NG | NG | ERCO | 3692267 | 443078 | 2022
onshore wind | TRUE | 61644 | N | . | August Wind Farm | August Wind Energy, LLC | 61254 | IA | WNC | MRO |  | 22 | 2 | NAICS-22 Non-Cogen | WT | WND | WND | MISO | 27893 | 8175 | 2022
solar pv | TRUE | 61645 | N | . | Altair Community Solar Garden | National Grid Renewables | 62759 | MN | WNC | MRO |  | 22 | 2 | NAICS-22 Non-Cogen | PV | SUN | SUN | MISO | 6073 | 1780 | 2022
solar pv | TRUE | 61646 | N | . | LA3 West Baton Rouge Solar Facility | Sol Systems | 61677 | LA | WSC | SERC |  | 22 | 2 | NAICS-22 Non-Cogen | PV | SUN | SUN | MISO | 424636 | 124454 | 2022
other | TRUE | 61647 | N | . | ENO Paterson Solar | Entergy New Orleans, LLC | 13478 | LA | WSC | SERC |  | 22 | 1 | Electric Utility | BA | MWH | OTH | MISO | 0 | 0 | 2022
solar pv | TRUE | 61647 | N | . | ENO Paterson Solar | Entergy New Orleans, LLC | 13478 | LA | WSC | SERC |  | 22 | 1 | Electric Utility | PV | SUN | SUN | MISO | 628 | 184 | 2022
solar pv | TRUE | 61648 | N | . | Robins Air Force Base Solar | Georgia Power Co | 7140 | GA | SAT | SERC |  | 22 | 1 | Electric Utility | PV | SUN | SUN | SOCO | 871425 | 255400 | 2022
onshore wind | TRUE | 61650 | N | . | Blazing Star 2 Wind Farm | Northern States Power Co - Minnesota | 13781 | MN | WNC | MRO |  | 22 | 1 | Electric Utility | WT | WND | WND | MISO | 3052122 | 894526 | 2022
solar pv | TRUE | 61651 | N | . | Capricornus Community Solar Garden | National Grid Renewables | 62759 | MN | WNC | MRO |  | 22 | 2 | NAICS-22 Non-Cogen | PV | SUN | SUN | MISO | 6192 | 1815 | 2022
biomass | TRUE | 61652 | Y | . | Fiber Recovery, Inc. | Fiber Recovery, Inc | 61266 | WI | ENC | RFC |  | 22 | 3 | NAICS-22 Cogen | IC | LFG | MLG | MISO | 0 | 0 | 2022
solar pv | TRUE | 61654 | N | . | Balm Solar | Tampa Electric Co | 18454 | FL | SAT | SERC |  | 22 | 1 | Electric Utility | PV | SUN | SUN | TEC | 432403 | 126730 | 2022
solar pv | TRUE | 61655 | N | . | Bonnie Mine Solar | Tampa Electric Co | 18454 | FL | SAT | SERC |  | 22 | 1 | Electric Utility | PV | SUN | SUN | TEC | 207613 | 60848 | 2022
solar pv | TRUE | 61656 | N | . | Grange Hall Solar | Tampa Electric Co | 18454 | FL | SAT | SERC |  | 22 | 1 | Electric Utility | PV | SUN | SUN | TEC | 382297 | 112045 | 2022
solar pv | TRUE | 61657 | N | . | Lake Hancock Solar | Tampa Electric Co | 18454 | FL | SAT | SERC |  | 22 | 1 | Electric Utility | PV | SUN | SUN | TEC | 318360 | 93306 | 2022
solar pv | TRUE | 61658 | N | . | Cougar Solar, LLC | Cougar Solar, LLC | 61269 | NC | SAT | SERC |  | 22 | 2 | NAICS-22 Non-Cogen | PV | SUN | SUN | CPLE | 12477 | 3657 | 2022
onshore wind | TRUE | 61660 | N | . | Whirlpool Corp-Greenville Wind Farm | OEE XXVI LLC | 61278 | OH | ENC | RFC |  | 22 | 2 | NAICS-22 Non-Cogen | WT | WND | WND | PJM | 40600 | 11899 | 2022
other | TRUE | 61661 | N | . | Vista Energy Storage System | Vista Energy Storage, LLC | 61277 | CA | PACC | WECC |  | 22 | 2 | NAICS-22 Non-Cogen | BA | MWH | OTH | CISO | 0 | -4654 | 2022
solar pv | TRUE | 61662 | N | . | Carrizozo Solar | SoCore Energy LLC | 60520 | NM | MTN | WECC |  | 22 | 2 | NAICS-22 Non-Cogen | PV | SUN | SUN | PNM | 5105 | 1496 | 2022
solar pv | TRUE | 61663 | N | . | Lithia Solar | Tampa Electric Co | 18454 | FL | SAT | SERC |  | 22 | 1 | Electric Utility | PV | SUN | SUN | TEC | 505009 | 148010 | 2022
solar pv | TRUE | 61664 | N | . | Mountain View Solar (FL) | Tampa Electric Co | 18454 | FL | SAT | SERC |  | 22 | 1 | Electric Utility | PV | SUN | SUN | TEC | 246889 | 72359 | 2022
solar pv | TRUE | 61665 | N | . | Payne Creek Solar | Tampa Electric Co | 18454 | FL | SAT | SERC |  | 22 | 1 | Electric Utility | PV | SUN | SUN | TEC | 454915 | 133328 | 2022
solar pv | TRUE | 61666 | N | . | Peace Creek Solar | Tampa Electric Co | 18454 | FL | SAT | SERC |  | 22 | 1 | Electric Utility | PV | SUN | SUN | TEC | 340029 | 99657 | 2022
solar pv | TRUE | 61667 | N | . | Wimauma Solar | Tampa Electric Co | 18454 | FL | SAT | SERC |  | 22 | 1 | Electric Utility | PV | SUN | SUN | TEC | 412537 | 120908 | 2022
onshore wind | TRUE | 61668 | N | . | Creston Ridge II, LLC | Creston Ridge II, LLC | 61280 | NE | WNC | MRO |  | 22 | 2 | NAICS-22 Non-Cogen | WT | WND | WND | SWPP | 119768 | 35102 | 2022
solar pv | TRUE | 61669 | N | . | Scandia Community Solar Garden | Scandia CSG LLC | 61284 | MN | WNC | MRO |  | 22 | 2 | NAICS-22 Non-Cogen | PV | SUN | SUN | MISO | 13081 | 3834 | 2022
solar pv | TRUE | 61670 | N | . | RJC II Community Solar Garden | RJC II CSG LLC | 61285 | MN | WNC | MRO |  | 22 | 2 | NAICS-22 Non-Cogen | PV | SUN | SUN | MISO | 6155 | 1804 | 2022
solar pv | TRUE | 61671 | N | . | Betcher Community Solar Garden | Betcher CSG LLC | 61256 | MN | WNC | MRO |  | 22 | 2 | NAICS-22 Non-Cogen | PV | SUN | SUN | MISO | 6127 | 1796 | 2022
solar pv | TRUE | 61672 | N | . | Sherburne Community Solar | AEP Onsite Partners, LLC | 60571 | MN | WNC | MRO |  | 22 | 2 | NAICS-22 Non-Cogen | PV | SUN | SUN | MISO | 28827 | 8449 | 2022
onshore wind | TRUE | 61673 | N | . | Arkwright Summit Wind Farm LLC | Arkwright Summit Wind Farm LLC | 58261 | NY | MAT | NPCC |  | 22 | 2 | NAICS-22 Non-Cogen | WT | WND | WND | NYIS | 889062 | 260569 | 2022
onshore wind | TRUE | 61674 | N | . | Wildcat Ranch Wind Project | Wildcat Ranch Wind Project, LLC | 61291 | TX | WSC | MRO |  | 22 | 2 | NAICS-22 Non-Cogen | WT | WND | WND | SWPP | 2223570 | 651691 | 2022
petroleum | FALSE | 61675 | Y | . | NCSU CCUP Cogeneration Plant | NC State University, Energy Systems | 61292 | NC | SAT | SERC |  | 611 | 5 | Commercial NAICS Cogen | GT | DFO | DFO | CPLE | 7221 | 604.021 | 2022
natural gas peaker | FALSE | 61675 | Y | . | NCSU CCUP Cogeneration Plant | NC State University, Energy Systems | 61292 | NC | SAT | SERC |  | 611 | 5 | Commercial NAICS Cogen | GT | NG | NG | CPLE | 488680 | 40887.979 | 2022
natural gas steam turbine | FALSE | 61675 | Y | . | NCSU CCUP Cogeneration Plant | NC State University, Energy Systems | 61292 | NC | SAT | SERC |  | 611 | 5 | Commercial NAICS Cogen | ST | NG | NG | CPLE | 27843 | 2109 | 2022
petroleum | FALSE | 61676 | Y | . | NCSU Cates Cogeneration Plant | NC State University, Energy Systems | 61292 | NC | SAT | SERC |  | 611 | 5 | Commercial NAICS Cogen | GT | DFO | DFO | CPLE | 41190 | 3399.956 | 2022
natural gas peaker | FALSE | 61676 | Y | . | NCSU Cates Cogeneration Plant | NC State University, Energy Systems | 61292 | NC | SAT | SERC |  | 611 | 5 | Commercial NAICS Cogen | GT | NG | NG | CPLE | 930990 | 76844.044 | 2022
onshore wind | TRUE | 61677 | N | . | Perennial Windfarm | Perennial Wind, LLC | 61288 | NE | WNC | MRO |  | 22 | 2 | NAICS-22 Non-Cogen | WT | WND | WND | SWPP | 122878 | 36013 | 2022
other | TRUE | 61678 | N | . | Pinal Central Energy Center Hybrid | Pinal Central Energy Center, LLC | 61295 | AZ | MTN | WECC |  | 22 | 2 | NAICS-22 Non-Cogen | BA | MWH | OTH | SRP | 0 | -3045 | 2022
solar pv | TRUE | 61678 | N | . | Pinal Central Energy Center Hybrid | Pinal Central Energy Center, LLC | 61295 | AZ | MTN | WECC |  | 22 | 2 | NAICS-22 Non-Cogen | PV | SUN | SUN | SRP | 214660 | 62913 | 2022
other | TRUE | 61679 | N | . | Cox Battery Energy Storage | City Utilities of Springfield - (MO) | 17833 | MO | WNC | MRO |  | 22 | 1 | Electric Utility | BA | MWH | OTH | SWPP | 0 | 0 | 2022
solar pv | TRUE | 61680 | N | . | Tatanka Wi | HQC Tatanka Wi Solar Power Generation LLC | 61299 | MN | WNC | MRO |  | 22 | 2 | NAICS-22 Non-Cogen | PV | SUN | SUN | MISO | 2621 | 768 | 2022
solar pv | TRUE | 61681 | N | . | Middle Daisy | Onyx Asset Services Group | 60584 | NM | MTN | MRO |  | 22 | 2 | NAICS-22 Non-Cogen | PV | SUN | SUN | SWPP | 18886 | 5535 | 2022
solar pv | TRUE | 61682 | N | . | USG 1 | ZGlobal Inc | 60059 | CA | PACC | WECC |  | 22 | 2 | NAICS-22 Non-Cogen | PV | SUN | SUN | IID | 9797 | 2871 | 2022
solar pv | TRUE | 61683 | N | . | USG 2 | ZGlobal Inc | 60059 | CA | PACC | WECC |  | 22 | 2 | NAICS-22 Non-Cogen | PV | SUN | SUN | IID | 5754 | 1686 | 2022
petroleum | TRUE | 61684 | N | . | Klawock Power Generation Station | Alaska Power and Telephone Co | 219 | AK | PACN |  |  | 22 | 1 | Electric Utility | IC | DFO | DFO | NA | 3419 | 283 | 2022
petroleum | TRUE | 61685 | N | . | Slana Generating Station | Alaska Power and Telephone Co | 219 | AK | PACN |  |  | 22 | 1 | Electric Utility | IC | DFO | DFO | NA | 14283 | 1421 | 2022
solar pv | TRUE | 61686 | N | . | Johnson 1 Community Solar | Johnson I CSG LLC | 61287 | MN | WNC | MRO |  | 22 | 2 | NAICS-22 Non-Cogen | PV | SUN | SUN | MISO | 5761 | 1689 | 2022
hydro | TRUE | 61688 | N | . | North Gooding Main Hydro | North Gooding Main Hydro LLC | 61305 | ID | MTN | WECC |  | 22 | 2 | NAICS-22 Non-Cogen | HY | WAT | HYC | IPCO | 12652 | 3708 | 2022
solar pv | TRUE | 61689 | N | . | Grimm Community Solar | Grimm CSG LLC | 61303 | MN | WNC | MRO |  | 22 | 2 | NAICS-22 Non-Cogen | PV | SUN | SUN | MISO | 6589 | 1931 | 2022
solar pv | TRUE | 61690 | N | . | Foreman's Hill Community Solar | Foreman's Hill CSG LLC | 61304 | MN | WNC | MRO |  | 22 | 2 | NAICS-22 Non-Cogen | PV | SUN | SUN | MISO | 28255 | 8281 | 2022
solar pv | TRUE | 61691 | N | . | Depot Solar Center, LLC | Emerald Hills Holding I, LLC | 63237 | VA | SAT | SERC |  | 22 | 2 | NAICS-22 Non-Cogen | PV | SUN | SUN | PJM | 105673 | 30971.16 | 2022
solar pv | TRUE | 61692 | N | . | IVC Solar | ZGlobal Inc | 60059 | CA | PACC | WECC |  | 22 | 2 | NAICS-22 Non-Cogen | PV | SUN | SUN | IID | 17346 | 5084 | 2022
solar pv | TRUE | 61693 | N | . | Buckleberry Solar | Cypress Creek Renewables | 61060 | NC | SAT | SERC |  | 22 | 2 | NAICS-22 Non-Cogen | PV | SUN | SUN | CPLE | 342868 | 100489 | 2022
petroleum | FALSE | 61694 | N | . | Lockheed Martin Solar | Lockheed Martin RMS | 61307 | FL | SAT | SERC |  | 339 | 6 | Industrial NAICS Non-Cogen | IC | DFO | DFO | FPC | 165 | 0 | 2022
solar pv | FALSE | 61694 | N | . | Lockheed Martin Solar | Lockheed Martin RMS | 61307 | FL | SAT | SERC |  | 339 | 6 | Industrial NAICS Non-Cogen | PV | SUN | SUN | FPC | 13170 | 3860 | 2022
solar pv | TRUE | 61695 | N | . | Johnson II Community Solar | Johnson II CSG LLC | 61309 | MN | WNC | MRO |  | 22 | 2 | NAICS-22 Non-Cogen | PV | SUN | SUN | MISO | 5297 | 1553 | 2022
solar pv | TRUE | 61696 | N | . | Twiggs Solar | GA Solar 4 | 61873 | GA | SAT | SERC |  | 22 | 2 | NAICS-22 Non-Cogen | PV | SUN | SUN | SOCO | 1447039 | 424103 | 2022
solar pv | TRUE | 61697 | N | . | Lamesa II | Lamesa Solar II, L.L.C. | 62080 | TX | WSC | TRE |  | 22 | 2 | NAICS-22 Non-Cogen | PV | SUN | SUN | ERCO | 369792 | 108380 | 2022
solar pv | TRUE | 61698 | N | . | Folsom SP and CSP Sacramento | Ecoplexus, Inc | 58970 | CA | PACC | WECC |  | 22 | 2 | NAICS-22 Non-Cogen | PV | SUN | SUN | BANC | 8913 | 2612 | 2022
solar pv | TRUE | 61699 | N | . | Otarre Solar Park | TIG Sun Energy IV, LLC | 61322 | SC | SAT | SERC |  | 22 | 2 | NAICS-22 Non-Cogen | PV | SUN | SUN | SCEG | 9813 | 2876 | 2022
solar pv | TRUE | 61700 | N | . | PowerFin Kingsbery | PowerFin ASL 1, LLC | 61323 | TX | WSC | TRE |  | 22 | 2 | NAICS-22 Non-Cogen | PV | SUN | SUN | ERCO | 14260 | 4179 | 2022
solar pv | TRUE | 61701 | N | . | Seabrook Solar | Dominion Energy Inc. | 5248 | SC | SAT | SERC |  | 22 | 2 | NAICS-22 Non-Cogen | PV | SUN | SUN | SCEG | 459159 | 134572 | 2022
biomass | TRUE | 61702 | N | . | Greater New Bedford LFG Utiliz. Facility | CommonWealth New Bedford Energy LLC | 61335 | MA | NEW | NPCC |  | 22 | 2 | NAICS-22 Non-Cogen | IC | LFG | MLG | ISNE | 293856 | 21160 | 2022
petroleum | FALSE | 61703 | Y | . | Sikorsky Aircraft CHP | Sikorsky Aircraft Corporation | 61332 | CT | NEW | NPCC |  | 336 | 7 | Industrial NAICS Cogen | GT | DFO | DFO | ISNE | 1947 | 168.104 | 2022
natural gas peaker | FALSE | 61703 | Y | . | Sikorsky Aircraft CHP | Sikorsky Aircraft Corporation | 61332 | CT | NEW | NPCC |  | 336 | 7 | Industrial NAICS Cogen | GT | NG | NG | ISNE | 817195 | 70586.896 | 2022
solar pv | FALSE | 61703 | Y | . | Sikorsky Aircraft CHP | Sikorsky Aircraft Corporation | 61332 | CT | NEW | NPCC |  | 336 | 7 | Industrial NAICS Cogen | PV | SUN | SUN | ISNE | 370 | 108 | 2022
solar pv | TRUE | 61704 | N | . | Aquila Community Solar | National Grid Renewables | 62759 | MN | WNC | MRO |  | 22 | 2 | NAICS-22 Non-Cogen | PV | SUN | SUN | MISO | 6264 | 1836 | 2022
solar pv | TRUE | 61705 | N | . | Acturus Community Solar | National Grid Renewables | 62759 | MN | WNC | MRO |  | 22 | 2 | NAICS-22 Non-Cogen | PV | SUN | SUN | MISO | 5769 | 1690 | 2022
solar pv | TRUE | 61706 | N | . | Auriga Community Solar | National Grid Renewables | 62759 | MN | WNC | MRO |  | 22 | 2 | NAICS-22 Non-Cogen | PV | SUN | SUN | MISO | 6404 | 1877 | 2022
solar pv | TRUE | 61707 | N | . | Canopus Community Solar | National Grid Renewables | 62759 | MN | WNC | MRO |  | 22 | 2 | NAICS-22 Non-Cogen | PV | SUN | SUN | MISO | 4567 | 1339 | 2022
solar pv | TRUE | 61708 | N | . | Sagitta Community Solar | National Grid Renewables | 62759 | MN | WNC | MRO |  | 22 | 2 | NAICS-22 Non-Cogen | PV | SUN | SUN | MISO | 6041 | 1770 | 2022
solar pv | TRUE | 61709 | N | . | Libra Community Solar | National Grid Renewables | 62759 | MN | WNC | MRO |  | 22 | 2 | NAICS-22 Non-Cogen | PV | SUN | SUN | MISO | 6155 | 1804 | 2022
solar pv | TRUE | 61710 | N | . | Aquarius Community Solar | National Grid Renewables | 62759 | MN | WNC | MRO |  | 22 | 2 | NAICS-22 Non-Cogen | PV | SUN | SUN | MISO | 5727 | 1679 | 2022
solar pv | TRUE | 61711 | N | . | Cassiopeia Community Solar | National Grid Renewables | 62759 | MN | WNC | MRO |  | 22 | 2 | NAICS-22 Non-Cogen | PV | SUN | SUN | MISO | 6195 | 1816 | 2022
solar pv | TRUE | 61712 | N | . | Crux Community Solar | National Grid Renewables | 62759 | MN | WNC | MRO |  | 22 | 2 | NAICS-22 Non-Cogen | PV | SUN | SUN | MISO | 5926 | 1737 | 2022
solar pv | TRUE | 61713 | N | . | Leo Community Solar | National Grid Renewables | 62759 | MN | WNC | MRO |  | 22 | 2 | NAICS-22 Non-Cogen | PV | SUN | SUN | MISO | 6846 | 2006 | 2022
solar pv | TRUE | 61715 | N | . | Deneb Community Solar | National Grid Renewables | 62759 | MN | WNC | MRO |  | 22 | 2 | NAICS-22 Non-Cogen | PV | SUN | SUN | MISO | 4575 | 1341 | 2022
solar pv | TRUE | 61716 | N | . | Kaus Community Solar | National Grid Renewables | 62759 | MN | WNC | MRO |  | 22 | 2 | NAICS-22 Non-Cogen | PV | SUN | SUN | MISO | 6225 | 1825 | 2022
solar pv | TRUE | 61717 | N | . | IRE Solar I, LLC | Scotch Settlement | 61347 | NY | MAT | NPCC |  | 22 | 2 | NAICS-22 Non-Cogen | PV | SUN | SUN | NYIS | 5431 | 1592 | 2022
solar pv | FALSE | 61718 | N | . | Aerolease | PCS Energy, LLC | 61348 | CA | PACC | WECC |  | 211 | 6 | Industrial NAICS Non-Cogen | PV | SUN | SUN | LDWP | 6564 | 1924 | 2022
solar pv | TRUE | 61719 | N | . | CJ Solar I, LLC | Lisbon West | 61345 | NY | MAT | NPCC |  | 22 | 2 | NAICS-22 Non-Cogen | PV | SUN | SUN | NYIS | 9615 | 2818 | 2022
solar pv | TRUE | 61720 | N | . | COU Solar I, LLC | Lisbon East | 61346 | NY | MAT | NPCC |  | 22 | 2 | NAICS-22 Non-Cogen | PV | SUN | SUN | NYIS | 9615 | 2818 | 2022
other | FALSE | 61721 | N | . | HEBT WLA 1 | Electrodes | 61344 | CA | PACC | WECC |  | 622 | 4 | Commercial NAICS Non-Cogen | BA | MWH | OTH | CISO | 0 | -150 | 2022
other | TRUE | 61722 | N | . | HEBT Irvine 1 | Electrodes | 61344 | CA | PACC | WECC |  | 22 | 2 | NAICS-22 Non-Cogen | BA | MWH | OTH | CISO | 0 | -532 | 2022
other | TRUE | 61723 | N | . | HEBT Irvine 2 | Electrodes | 61344 | CA | PACC | WECC |  | 22 | 2 | NAICS-22 Non-Cogen | BA | MWH | OTH | CISO | 0 | -710 | 2022
solar pv | TRUE | 61724 | N | . | Onyx - Saratoga Springs Landfill Solar CSG | Onyx Asset Services Group | 60584 | NY | MAT | NPCC |  | 22 | 2 | NAICS-22 Non-Cogen | PV | SUN | SUN | NYIS | 8707 | 2552 | 2022
solar pv | TRUE | 61725 | N | . | Madison County | AEP Onsite Partners, LLC | 60571 | NY | MAT | NPCC |  | 22 | 2 | NAICS-22 Non-Cogen | PV | SUN | SUN | NYIS | 9434 | 2765 | 2022
solar pv | TRUE | 61726 | N | . | Onyx - Pembroke Landfill Solar | Onyx Asset Services Group | 60584 | MA | NEW | NPCC |  | 22 | 2 | NAICS-22 Non-Cogen | PV | SUN | SUN | ISNE | 12247 | 3590 | 2022
solar pv | TRUE | 61727 | N | . | Onyx - Brockton Thatcher Landfill Solar CSG | Onyx Asset Services Group | 60584 | MA | NEW | NPCC |  | 22 | 2 | NAICS-22 Non-Cogen | PV | SUN | SUN | ISNE | 20250 | 5935 | 2022
solar pv | TRUE | 61728 | N | . | Barrett Farm Solar - Phase I | Onyx Asset Services Group | 60584 | CT | NEW | NPCC |  | 22 | 2 | NAICS-22 Non-Cogen | PV | SUN | SUN | ISNE | 9891 | 2899 | 2022
solar pv | TRUE | 61729 | N | . | Richmond Solar Site 2 | Indiana Municipal Power Agency | 9234 | IN | ENC | RFC |  | 22 | 1 | Electric Utility | PV | SUN | SUN | PJM | 47394 | 13890 | 2022
other | TRUE | 61730 | N | . | MA Solar Storage 1 Hybrid | Origis Energy USA, Inc | 58764 | MA | NEW | NPCC |  | 22 | 2 | NAICS-22 Non-Cogen | BA | MWH | OTH | ISNE | 0 | -26 | 2022
solar pv | TRUE | 61730 | N | . | MA Solar Storage 1 Hybrid | Origis Energy USA, Inc | 58764 | MA | NEW | NPCC |  | 22 | 2 | NAICS-22 Non-Cogen | PV | SUN | SUN | ISNE | 4894 | 1435 | 2022
solar pv | TRUE | 61731 | N | . | Solten Plainville 6000, LLC | Solten Plainville 6000, LLC | 61354 | MA | NEW | NPCC |  | 22 | 2 | NAICS-22 Non-Cogen | PV | SUN | SUN | ISNE | 25467 | 7464 | 2022
solar pv | TRUE | 61732 | N | . | Randolph | Solten Randolph 4500, LLC | 61356 | MA | NEW | NPCC |  | 22 | 2 | NAICS-22 Non-Cogen | PV | SUN | SUN | ISNE | 23175 | 6792 | 2022
solar pv | FALSE | 61733 | N | . | Haywood Solar | Haywood Solar, SMLLC | 61357 | TN | ESC | SERC |  | 114 | 6 | Industrial NAICS Non-Cogen | PV | SUN | SUN | TVA | 21198 | 6213 | 2022
onshore wind | FALSE | 61734 | N | . | Seneca Nation Cattaraugus Wind Turbine | Seneca Nation | 61363 | NY | MAT | NPCC |  | 441 | 4 | Commercial NAICS Non-Cogen | WT | WND | WND | NYIS | 8924 | 2615 | 2022
onshore wind | TRUE | 61735 | N | . | Hilltopper Wind Project | Hilltopper Wind Project, LLC | 61365 | IL | ENC | SERC |  | 22 | 2 | NAICS-22 Non-Cogen | WT | WND | WND | PJM | 2120077 | 621359 | 2022
solar pv | TRUE | 61736 | N | . | Woods Hill Solar | Woods Hill Solar, LLC | 61366 | CT | NEW | NPCC |  | 22 | 2 | NAICS-22 Non-Cogen | PV | SUN | SUN | ISNE | 103860 | 30439 | 2022
other | TRUE | 61737 | N | . | Navy Yard Peaker Station | Philadelphia Authority for Industrial Development | 61353 | PA | MAT | RFC |  | 22 | 2 | NAICS-22 Non-Cogen | BA | MWH | OTH | PJM | 0 | -508 | 2022
natural gas peaker | TRUE | 61737 | N | . | Navy Yard Peaker Station | Philadelphia Authority for Industrial Development | 61353 | PA | MAT | RFC |  | 22 | 2 | NAICS-22 Non-Cogen | IC | NG | NG | PJM | 108448 | 9509 | 2022
solar pv | TRUE | 61738 | N | . | GWCC PV Solar Farm | GWCC PV Solar Farm | 61362 | MD | SAT | RFC |  | 22 | 2 | NAICS-22 Non-Cogen | PV | SUN | SUN | PJM | 7939 | 2327 | 2022
other | FALSE | 61739 | N | . | Lockheed Martin RMS Syracuse | Lockheed Martin RMS Syracuse | 61364 | NY | MAT | NPCC |  | 339 | 6 | Industrial NAICS Non-Cogen | BA | MWH | OTH | NYIS | 0 | 0 | 2022
solar pv | TRUE | 61740 | N | . | Gratis Road Solar Facility | Walton Solar | 61361 | GA | SAT | SERC |  | 22 | 2 | NAICS-22 Non-Cogen | PV | SUN | SUN | SOCO | 22128 | 6485 | 2022
other | TRUE | 61741 | N | . | Kingsberry Energy Storage System | Austin Energy | 1015 | TX | WSC | TRE |  | 22 | 1 | Electric Utility | BA | MWH | OTH | ERCO | 0 | -103 | 2022
other | TRUE | 61742 | N | . | System Control Center | Austin Energy | 1015 | TX | WSC | TRE |  | 22 | 1 | Electric Utility | FW | MWH | OTH | ERCO | 0 | 0 | 2022
other | TRUE | 61743 | N | . | Naval Sub Base New London Fuel Cell | Groton Station Fuel Cell, LLC | 60195 | CT | NEW | NPCC |  | 22 | 2 | NAICS-22 Non-Cogen | FC | NG | NG | ISNE | 12177 | 2277 | 2022
solar pv | FALSE | 61744 | N | . | L'Oreal Solar - Florence | L'Oreal USA Products Inc | 57210 | KY | ESC | SERC |  | 421 | 4 | Commercial NAICS Non-Cogen | PV | SUN | SUN | PJM | 9417 | 2760 | 2022
onshore wind | TRUE | 61745 | N | . | Aurora County Wind | Consolidated Edison Development Inc. | 56769 | SD | WNC | MRO |  | 22 | 2 | NAICS-22 Non-Cogen | WT | WND | WND | SWPP | 306353 | 89787 | 2022
onshore wind | TRUE | 61746 | N | . | Brule County Wind | Consolidated Edison Development Inc. | 56769 | SD | WNC | MRO |  | 22 | 2 | NAICS-22 Non-Cogen | WT | WND | WND | SWPP | 295048 | 86474 | 2022
onshore wind | TRUE | 61747 | N | . | Foxtail Wind, LLC | Foxtail Wind, LLC | 61374 | ND | WNC | MRO |  | 22 | 1 | Electric Utility | WT | WND | WND | MISO | 1899355 | 556669 | 2022
solar pv | TRUE | 61748 | N | . | Southern Current One, LLC | Southern Current One, LLC | 61375 | SC | SAT | SERC |  | 22 | 2 | NAICS-22 Non-Cogen | PV | SUN | SUN | SCEG | 62433 | 18298 | 2022
solar pv | TRUE | 61750 | N | . | Wistaria Ranch Solar | Consolidated Edison Development Inc. | 56769 | CA | PACC | WECC |  | 22 | 2 | NAICS-22 Non-Cogen | PV | SUN | SUN | CISO | 862461 | 252773 | 2022
solar pv | TRUE | 61751 | N | . | Rotor Clip | MERIT SI | 61373 | NJ | MAT | RFC |  | 22 | 2 | NAICS-22 Non-Cogen | PV | SUN | SUN | PJM | 14882 | 4362 | 2022
solar pv | TRUE | 61752 | N | . | Quincy II Solar Garden | AEP Onsite Partners, LLC | 60571 | CO | MTN | WECC |  | 22 | 2 | NAICS-22 Non-Cogen | PV | SUN | SUN | PSCO | 10783 | 3160 | 2022
solar pv | TRUE | 61753 | N | . | Imboden Solar Garden | AEP Onsite Partners, LLC | 60571 | CO | MTN | WECC |  | 22 | 2 | NAICS-22 Non-Cogen | PV | SUN | SUN | PSCO | 17034 | 4992 | 2022
solar pv | TRUE | 61755 | N | . | East Acres Solar NG, LLC | NuGen Capital Management | 59254 | MA | NEW | NPCC |  | 22 | 2 | NAICS-22 Non-Cogen | PV | SUN | SUN | ISNE | 18919 | 5545 | 2022
onshore wind | TRUE | 61756 | N | . | Meadow Lake Wind Farm VI LLC | Meadow Lake Wind Farm VI LLC | 61381 | IN | ENC | RFC |  | 22 | 2 | NAICS-22 Non-Cogen | WT | WND | WND | MISO | 2291589 | 671626 | 2022
biomass | TRUE | 61758 | N | . | Gaston County Renewable Energy Center | Gaston County Solid Waste and Recycling Division | 61382 | NC | SAT | SERC |  | 22 | 2 | NAICS-22 Non-Cogen | IC | LFG | MLG | DUK | 351670 | 23861.04 | 2022
solar pv | TRUE | 61759 | N | . | Covington Solar Farm | Oklahoma Gas & Electric Co | 14063 | OK | WSC | MRO |  | 22 | 1 | Electric Utility | PV | SUN | SUN | SWPP | 52882 | 15499 | 2022
biomass | FALSE | 61761 | Y | . | Douglas County Forest Products | Douglas County Forest Products | 61393 | OR | PACC | WECC |  | 321 | 7 | Industrial NAICS Cogen | ST | WDS | WWW | PACW | 305749 | 26076.51 | 2022
solar pv | TRUE | 61762 | N | . | Sherburne North Project CSG | MN Solar Community, LLC | 61383 | MN | WNC | MRO |  | 22 | 2 | NAICS-22 Non-Cogen | PV | SUN | SUN | MISO | 23380 | 6852 | 2022
other | TRUE | 61763 | N | . | Sunshine Gateway Solar Energy Center | Florida Power & Light Co | 6452 | FL | SAT | SERC |  | 22 | 1 | Electric Utility | BA | MWH | OTH | FPL | 0 | -2589 | 2022
solar pv | TRUE | 61763 | N | . | Sunshine Gateway Solar Energy Center | Florida Power & Light Co | 6452 | FL | SAT | SERC |  | 22 | 1 | Electric Utility | PV | SUN | SUN | FPL | 513513 | 150502 | 2022
solar pv | TRUE | 61764 | N | . | Gore Mountain Solar II | Gore Mountain Solar II, LLC | 61391 | NY | MAT | NPCC |  | 22 | 2 | NAICS-22 Non-Cogen | PV | SUN | SUN | NYIS | 9789 | 2869 | 2022
solar pv | TRUE | 61765 | N | . | HGS Solar I | HGS solar I, LLC | 61387 | NY | MAT | NPCC |  | 22 | 2 | NAICS-22 Non-Cogen | PV | SUN | SUN | NYIS | 11099 | 3253 | 2022
solar pv | TRUE | 61766 | N | . | Miami Dade Solar Energy Center | Florida Power & Light Co | 6452 | FL | SAT | SERC |  | 22 | 1 | Electric Utility | PV | SUN | SUN | FPL | 490592 | 143784 | 2022
solar pv | TRUE | 61767 | N | . | Pioneer Trail Solar Energy Center | Florida Power & Light Co | 6452 | FL | SAT | SERC |  | 22 | 1 | Electric Utility | PV | SUN | SUN | FPL | 459992 | 134816 | 2022
solar pv | TRUE | 61768 | N | . | Interstate Solar Energy Center | Florida Power & Light Co | 6452 | FL | SAT | SERC |  | 22 | 1 | Electric Utility | PV | SUN | SUN | FPL | 497650 | 145853 | 2022
solar pv | TRUE | 61769 | N | . | Syncarpha Hancock I CSG | Syncarpha Hancock I, LLC | 61388 | MA | NEW | NPCC |  | 22 | 2 | NAICS-22 Non-Cogen | PV | SUN | SUN | ISNE | 11002 | 3224 | 2022
solar pv | TRUE | 61770 | N | . | Syncarpha Hancock II CSG | Syncarpha Hancock II, LLC | 61389 | MA | NEW | NPCC |  | 22 | 2 | NAICS-22 Non-Cogen | PV | SUN | SUN | ISNE | 11521 | 3377 | 2022
solar pv | TRUE | 61771 | N | . | Syncarpha Hancock III CSG | Syncarpha Hancock III, LLC | 61390 | MA | NEW | NPCC |  | 22 | 2 | NAICS-22 Non-Cogen | PV | SUN | SUN | ISNE | 5864 | 1719 | 2022
onshore wind | TRUE | 61773 | N | . | Palmas Wind, LLC | Acciona Energy USA Global, LLC | 57416 | TX | WSC | TRE |  | 22 | 2 | NAICS-22 Non-Cogen | WT | WND | WND | ERCO | 1239672 | 363327 | 2022
solar pv | TRUE | 61774 | N | . | Syncarpha Still River, LLC CSG | Syncarpha Still River, LLC | 61392 | MA | NEW | NPCC |  | 22 | 2 | NAICS-22 Non-Cogen | PV | SUN | SUN | ISNE | 12556 | 3680 | 2022
onshore wind | FALSE | 61775 | N | . | Town of Otis Wind Energy Project | Town of Otis | 61397 | MA | NEW | NPCC |  | 92 | 4 | Commercial NAICS Non-Cogen | WT | WND | WND | ISNE | 11469 | 3361 | 2022
onshore wind | TRUE | 61776 | N | . | Midway Wind, LLC | Midway Wind, LLC | 61396 | TX | WSC | TRE |  | 22 | 2 | NAICS-22 Non-Cogen | WT | WND | WND | ERCO | 1451646 | 425453 | 2022
biomass | TRUE | 61777 | N | . | Brevard | EPP Renewable Energy | 57249 | FL | SAT | SERC |  | 22 | 2 | NAICS-22 Non-Cogen | IC | LFG | MLG | FPL | 246906 | 28510 | 2022
solar pv | TRUE | 61778 | N | . | North 301 Solar | North 301 Solar, LLC | 61401 | NC | SAT | SERC |  | 22 | 2 | NAICS-22 Non-Cogen | PV | SUN | SUN | PJM | 145018 | 42502 | 2022
biomass | TRUE | 61779 | N | . | Hernando | Hernando Energy | 61402 | FL | SAT | SERC |  | 22 | 2 | NAICS-22 Non-Cogen | IC | LFG | MLG | SEC | 145093 | 12499 | 2022
biomass | TRUE | 61780 | N | . | Seminole Energy | EPP Renewable Energy | 57249 | FL | SAT | SERC |  | 22 | 2 | NAICS-22 Non-Cogen | IC | LFG | MLG | FPL | 216211 | 19269 | 2022
solar pv | TRUE | 61781 | N | . | Edenton Solar | Edenton Solar | 61404 | NC | SAT | SERC |  | 22 | 2 | NAICS-22 Non-Cogen | PV | SUN | SUN | PJM | 29808 | 8736 | 2022
onshore wind | TRUE | 61782 | N | . | Live Oak Wind Project | Engie North America | 56201 | TX | WSC | TRE |  | 22 | 2 | NAICS-22 Non-Cogen | WT | WND | WND | ERCO | 2644089 | 774938 | 2022
onshore wind | TRUE | 61784 | N | . | Upstream Wind Energy LLC | Invenergy Services LLC | 49893 | NE | WNC | MRO |  | 22 | 2 | NAICS-22 Non-Cogen | WT | WND | WND | SWPP | 3111291 | 911867 | 2022
solar pv | TRUE | 61785 | N | . | Camilla Solar Energy Project | Invenergy Services LLC | 49893 | GA | SAT | SERC |  | 22 | 2 | NAICS-22 Non-Cogen | PV | SUN | SUN | SOCO | 1271070 | 372529 | 2022
other | TRUE | 61786 | N | . | Trinity College Fuel Cell | AEP Onsite Partners, LLC | 60571 | CT | NEW | NPCC |  | 22 | 2 | NAICS-22 Non-Cogen | FC | NG | NG | ISNE | 87298 | 9187 | 2022
onshore wind | TRUE | 61787 | N | . | Bishop Hill III | Invenergy Services LLC | 49893 | IL | ENC | SERC |  | 22 | 2 | NAICS-22 Non-Cogen | WT | WND | WND | MISO | 1606611 | 470871 | 2022
onshore wind | TRUE | 61788 | N | . | Hilltop Power | Hilltop Power, LLC | 61415 | MN | WNC | MRO |  | 22 | 2 | NAICS-22 Non-Cogen | WT | WND | WND | MISO | 13561 | 3974 | 2022
onshore wind | TRUE | 61789 | N | . | Diamond Vista Wind Project, LLC | Enel Green Power Diamond Vista Wind Project, LLC | 61413 | KS | WNC | MRO |  | 22 | 2 | NAICS-22 Non-Cogen | WT | WND | WND | SWPP | 4176604 | 1224092 | 2022
solar pv | TRUE | 61790 | N | . | Shaw Creek Solar, LLC | Shaw Creek Solar | 56622 | SC | SAT | SERC |  | 22 | 2 | NAICS-22 Non-Cogen | PV | SUN | SUN | SCEG | 590536 | 173076 | 2022
solar pv | TRUE | 61791 | N | . | Stage Gulch Solar | Stage Gulch Solar, LLC | 61418 | CA | PACC | WECC |  | 22 | 2 | NAICS-22 Non-Cogen | PV | SUN | SUN | CISO | 6083 | 1783 | 2022
solar pv | TRUE | 61792 | N | . | Lavio Solar | Lavio Solar, LLC | 61417 | CA | PACC | WECC |  | 22 | 2 | NAICS-22 Non-Cogen | PV | SUN | SUN | CISO | 6539 | 1916 | 2022
solar pv | TRUE | 61793 | N | . | Heyer CSG | Heyer CSG LLC | 61409 | MN | WNC | MRO |  | 22 | 2 | NAICS-22 Non-Cogen | PV | SUN | SUN | MISO | 6166 | 1807 | 2022
solar pv | TRUE | 61794 | N | . | Gateway Solar | Luminace Solar MC, LLC | 61419 | MD | SAT | RFC |  | 22 | 2 | NAICS-22 Non-Cogen | PV | SUN | SUN | PJM | 36297 | 10638 | 2022
solar pv | TRUE | 61798 | N | . | Prairie Sky Solar Farm | Kansas Electric Power Coop Inc | 9961 | KS | WNC | MRO |  | 22 | 1 | Electric Utility | PV | SUN | SUN | SWPP | 6696 | 1962 | 2022
solar pv | TRUE | 61799 | N | . | Rensselaer Solar Site 2 | Indiana Municipal Power Agency | 9234 | IN | ENC | RFC |  | 22 | 1 | Electric Utility | PV | SUN | SUN | MISO | 25670 | 7524 | 2022
solar pv | TRUE | 61800 | N | . | DG AMP Solar Smyrna | DG AMP Solar, LLC | 60370 | DE | SAT | RFC |  | 22 | 2 | NAICS-22 Non-Cogen | PV | SUN | SUN | PJM | 6729 | 1972 | 2022
solar pv | TRUE | 61804 | N | . | City of Rochester Solar | AES Distributed Energy | 61012 | NY | MAT | NPCC |  | 22 | 2 | NAICS-22 Non-Cogen | PV | SUN | SUN | NYIS | 9663 | 2832 | 2022
solar pv | TRUE | 61805 | N | . | DG AMP Solar Piqua Staunton | DG AMP Solar, LLC | 60370 | OH | ENC | RFC |  | 22 | 2 | NAICS-22 Non-Cogen | PV | SUN | SUN | PJM | 9264 | 2715 | 2022
solar pv | TRUE | 61807 | N | . | Hamilton Solar Power Plant | Duke Energy Florida, LLC | 6455 | FL | SAT | SERC |  | 22 | 1 | Electric Utility | PV | SUN | SUN | FPC | 589149 | 172670 | 2022
solar pv | TRUE | 61809 | N | . | EGP Stillwater Solar PV II, LLC | EGP Stillwater Solar PV II, LLC | 61435 | NV | MTN | WECC |  | 22 | 2 | NAICS-22 Non-Cogen | PV | SUN | SUN | NEVP | 80570 | 23614 | 2022
solar pv | TRUE | 61810 | N | . | Chisum | Cypress Creek Renewables | 61060 | TX | WSC | TRE |  | 22 | 2 | NAICS-22 Non-Cogen | PV | SUN | SUN | ERCO | 69182 | 20276 | 2022
solar pv | TRUE | 61811 | N | . | Titan Solar | Titan Solar, LLC | 61436 | CO | MTN | WECC |  | 22 | 2 | NAICS-22 Non-Cogen | PV | SUN | SUN | PSCO | 375077 | 109929 | 2022
solar pv | TRUE | 61813 | N | . | Ranchland Solar, LLC | Ranchland Solar, LLC | 61425 | NC | SAT | SERC |  | 22 | 2 | NAICS-22 Non-Cogen | PV | SUN | SUN | PJM | 435023 | 127498 | 2022
solar pv | TRUE | 61814 | N | . | Kearsarge Concord II | Kearsarge Concord II LLC | 61428 | MA | NEW | NPCC |  | 22 | 2 | NAICS-22 Non-Cogen | PV | SUN | SUN | ISNE | 24854 | 7284 | 2022
solar pv | TRUE | 61815 | N | . | Kearsarge Granby | Kearsarge Granby LLC | 61426 | MA | NEW | NPCC |  | 22 | 2 | NAICS-22 Non-Cogen | PV | SUN | SUN | ISNE | 13614 | 3990 | 2022
solar pv | FALSE | 61816 | N | . | IKEA Oak Creek Rooftop PV System | IKEA Property Inc | 57389 | WI | ENC | RFC |  | 441 | 4 | Commercial NAICS Non-Cogen | PV | SUN | SUN | MISO | 2931 | 859 | 2022
solar pv | TRUE | 61817 | N | . | Big Lake Project CSG | DG Minnesota CSG, LLC | 61187 | MN | WNC | MRO |  | 22 | 2 | NAICS-22 Non-Cogen | PV | SUN | SUN | MISO | 30267 | 8871 | 2022
solar pv | TRUE | 61818 | N | . | DG AMP Solar Brewster | DG AMP Solar, LLC | 60370 | OH | ENC | RFC |  | 22 | 2 | NAICS-22 Non-Cogen | PV | SUN | SUN | PJM | 7913 | 2319 | 2022
solar pv | FALSE | 61819 | N | . | IKEA Conshohocken Rooftop PV System | IKEA Property Inc | 57389 | PA | MAT | RFC |  | 441 | 4 | Commercial NAICS Non-Cogen | PV | SUN | SUN | PJM | 693 | 203 | 2022
other | FALSE | 61820 | N | . | IKEA New Haven Rooftop PV & Fuel Cell | IKEA Property Inc | 57389 | CT | NEW | NPCC |  | 441 | 4 | Commercial NAICS Non-Cogen | FC | NG | NG | ISNE | 10586 | 1404 | 2022
solar pv | FALSE | 61820 | N | . | IKEA New Haven Rooftop PV & Fuel Cell | IKEA Property Inc | 57389 | CT | NEW | NPCC |  | 441 | 4 | Commercial NAICS Non-Cogen | PV | SUN | SUN | ISNE | 8139 | 2385 | 2022
solar pv | FALSE | 61821 | N | . | IKEA Jacksonville Rooftop PV System | IKEA Property Inc | 57389 | FL | SAT | SERC |  | 441 | 4 | Commercial NAICS Non-Cogen | PV | SUN | SUN | JEA | 8186 | 2399 | 2022
natural gas peaker | FALSE | 61822 | Y | . | Princeton Energy Center, LLC | Princeton Energy Center LLC | 61440 | NJ | MAT | RFC |  | 622 | 5 | Commercial NAICS Cogen | GT | NG | NG | PJM | 269458 | 23023 | 2022
petroleum | FALSE | 61822 | Y | . | Princeton Energy Center, LLC | Princeton Energy Center LLC | 61440 | NJ | MAT | RFC |  | 622 | 5 | Commercial NAICS Cogen | IC | DFO | DFO | PJM | 0 | 0 | 2022
solar pv | FALSE | 61822 | Y | . | Princeton Energy Center, LLC | Princeton Energy Center LLC | 61440 | NJ | MAT | RFC |  | 622 | 5 | Commercial NAICS Cogen | PV | SUN | SUN | PJM | 503 | 147.51 | 2022
solar pv | TRUE | 61824 | N | . | RPUWD Scheuer Well Solar Project | MN8 Energy LLC | 61944 | CA | PACC | WECC |  | 22 | 2 | NAICS-22 Non-Cogen | PV | SUN | SUN | CISO | 20484 | 6003 | 2022
solar pv | TRUE | 61825 | N | . | Dignity - Siena Campus | MN8 Energy LLC | 61944 | NV | MTN | WECC |  | 22 | 2 | NAICS-22 Non-Cogen | PV | SUN | SUN | NEVP | 9798 | 2872 | 2022
solar pv | TRUE | 61826 | N | . | O'Fallon Renewable Energy Center | Union Electric Co - (MO) | 19436 | MO | WNC | SERC |  | 22 | 1 | Electric Utility | PV | SUN | SUN | MISO | 14297 | 4190 | 2022
solar pv | TRUE | 61827 | N | . | Dayton Cutoff Solar | SP Solar 7, LLC | 61451 | OR | PACC | WECC |  | 22 | 2 | NAICS-22 Non-Cogen | PV | SUN | SUN | PGE | 11494 | 3369 | 2022
solar pv | TRUE | 61828 | N | . | Valley Creek Solar | SP Solar 8, LLC | 61450 | OR | PACC | WECC |  | 22 | 2 | NAICS-22 Non-Cogen | PV | SUN | SUN | PGE | 11071 | 3245 | 2022
solar pv | TRUE | 61829 | N | . | Silverton Solar | Silverton Solar, LLC | 61449 | OR | PACC | WECC |  | 22 | 2 | NAICS-22 Non-Cogen | PV | SUN | SUN | PGE | 12095 | 3545 | 2022
solar pv | TRUE | 61830 | N | . | Sheep Solar | Sheep Solar, LLC | 61448 | OR | PACC | WECC |  | 22 | 2 | NAICS-22 Non-Cogen | PV | SUN | SUN | PGE | 12707 | 3724 | 2022
solar pv | TRUE | 61831 | N | . | Colton Solar | SP Solar 6, LLC | 61445 | OR | PACC | WECC |  | 22 | 2 | NAICS-22 Non-Cogen | PV | SUN | SUN | PGE | 11877 | 3481 | 2022
solar pv | TRUE | 61832 | N | . | Interstate Solar | SP Solar 1, LLC | 61447 | OR | PACC | WECC |  | 22 | 2 | NAICS-22 Non-Cogen | PV | SUN | SUN | PGE | 12239 | 3587 | 2022
solar pv | TRUE | 61833 | N | . | Freedom Solar | Freedom Solar, LLC | 61446 | SC | SAT | SERC |  | 22 | 2 | NAICS-22 Non-Cogen | PV | SUN | SUN | DUK | 33392 | 9787 | 2022
solar pv | TRUE | 61834 | N | . | Soboba Community Solar Project | Soboba Band of Luiseno Indians | 61453 | CA | PACC | WECC |  | 22 | 1 | Electric Utility | PV | SUN | SUN | CISO | 12994 | 3808 | 2022
solar pv | TRUE | 61835 | N | . | Grand Ronde Solar | NorWest Energy 14, LLC | 61454 | OR | PACC | WECC |  | 22 | 2 | NAICS-22 Non-Cogen | PV | SUN | SUN | PGE | 13341 | 3910 | 2022
onshore wind | TRUE | 61836 | N | . | Minco Wind IV, LLC | Minco Wind IV, LLC | 61458 | OK | WSC | MRO |  | 22 | 2 | NAICS-22 Non-Cogen | WT | WND | WND | SWPP | 1841723 | 539778 | 2022
natural gas steam turbine | FALSE | 61838 | Y | . | Cleveland Thermal | Cleveland Thermal, LLC | 61457 | OH | ENC | RFC |  | 22133 | 5 | Commercial NAICS Cogen | ST | NG | NG | PJM | 15456 | 1359 | 2022
solar pv | TRUE | 61839 | N | . | FECC Solar Benton | Today's Power, Inc. | 61204 | AR | WSC | SERC |  | 22 | 1 | Electric Utility | PV | SUN | SUN | MISO | 4950 | 1451 | 2022
solar pv | TRUE | 61840 | N | . | Hope Farm Solar, LLC | Adapture Renewables, Inc. | 60496 | RI | NEW | NPCC |  | 22 | 2 | NAICS-22 Non-Cogen | PV | SUN | SUN | ISNE | 58141 | 17040 | 2022
solar pv | TRUE | 61842 | N | . | Sun Farm VI, LLC | Greenbacker Renewable Energy Corporation | 60025 | NC | SAT | SERC |  | 22 | 2 | NAICS-22 Non-Cogen | PV | SUN | SUN | PJM | 37577 | 11013 | 2022
solar pv | TRUE | 61843 | N | . | SeaWorld Aquatica | Onyx Asset Services Group | 60584 | CA | PACC | WECC |  | 22 | 2 | NAICS-22 Non-Cogen | PV | SUN | SUN | CISO | 6389 | 1873 | 2022
solar pv | TRUE | 61844 | N | . | Brush Solar Center | Adapture Renewables, Inc. | 60496 | OR | PACC | WECC |  | 22 | 2 | NAICS-22 Non-Cogen | PV | SUN | SUN | IPCO | 21552 | 6316 | 2022
other | TRUE | 61846 | Y | . | Tulare BioMAT Fuel Cell | Central CA Fuel Cell 2, LLC | 61467 | CA | PACC | WECC |  | 22 | 3 | NAICS-22 Cogen | FC | NG | NG | CISO | 11018 | 1044.006 | 2022
biomass | TRUE | 61846 | Y | . | Tulare BioMAT Fuel Cell | Central CA Fuel Cell 2, LLC | 61467 | CA | PACC | WECC |  | 22 | 3 | NAICS-22 Cogen | FC | OBG | ORW | CISO | 151996 | 14401.994 | 2022
solar pv | TRUE | 61847 | N | . | Broadalbin | Onyx Asset Services Group | 60584 | NY | MAT | NPCC |  | 22 | 2 | NAICS-22 Non-Cogen | PV | SUN | SUN | NYIS | 11141 | 3265 | 2022
onshore wind | FALSE | 61848 | N | . | PYCO Industries, Inc. Wind Farm | PYCO Industries, Inc. | 61470 | TX | WSC | TRE |  | 311 | 6 | Industrial NAICS Non-Cogen | WT | WND | WND | ERCO | 670 | 196 | 2022
solar pv | TRUE | 61849 | N | . | Danville | Terraform Arcadia | 63249 | VA | SAT | SERC |  | 22 | 2 | NAICS-22 Non-Cogen | PV | SUN | SUN | PJM | 44949 | 13173 | 2022
petroleum | TRUE | 61850 | N | . | Amana Society Service Company | Amana Society Service Co | 471 | IA | WNC | MRO |  | 22 | 2 | NAICS-22 Non-Cogen | IC | DFO | DFO | MISO | 10147 | 845 | 2022
solar pv | TRUE | 61852 | N | . | Eagle Shadow Mountain Solar Farm | 325MK 8me LLC | 61477 | NV | MTN | WECC |  | 22 | 2 | NAICS-22 Non-Cogen | PV | SUN | SUN | NEVP | 2489297 | 729571 | 2022
hydro | FALSE | 61853 | N | . | Jordanelle Dam Hydroelectric Project | Central Utah Water Conservancy District | 61476 | UT | MTN | WECC |  | 22131 | 4 | Commercial NAICS Non-Cogen | HY | WAT | HYC | PACE | 106265 | 31145 | 2022
solar pv | TRUE | 61854 | N | . | Baker City Solar | Adapture Renewables, Inc. | 60496 | OR | PACC | WECC |  | 22 | 2 | NAICS-22 Non-Cogen | PV | SUN | SUN | IPCO | 111242 | 32603 | 2022
solar pv | TRUE | 61855 | N | . | Morgan Solar Center | Adapture Renewables, Inc. | 60496 | OR | PACC | WECC |  | 22 | 2 | NAICS-22 Non-Cogen | PV | SUN | SUN | IPCO | 23583 | 6912 | 2022
solar pv | TRUE | 61856 | N | . | Vale Solar Center | Adapture Renewables, Inc. | 60496 | OR | PACC | WECC |  | 22 | 2 | NAICS-22 Non-Cogen | PV | SUN | SUN | IPCO | 19858 | 5820 | 2022
petroleum | FALSE | 61857 | Y | . | Toray Plastic America's CHP Plant | Toray Plastics America | 61478 | RI | NEW | NPCC |  | 326 | 7 | Industrial NAICS Cogen | GT | DFO | DFO | ISNE | 0 | 0 | 2022
natural gas peaker | FALSE | 61857 | Y | . | Toray Plastic America's CHP Plant | Toray Plastics America | 61478 | RI | NEW | NPCC |  | 326 | 7 | Industrial NAICS Cogen | GT | NG | NG | ISNE | 645868 | 55652.24 | 2022
natural gas peaker | FALSE | 61857 | Y | . | Toray Plastic America's CHP Plant | Toray Plastics America | 61478 | RI | NEW | NPCC |  | 326 | 7 | Industrial NAICS Cogen | IC | NG | NG | ISNE | 831484 | 95669.56 | 2022
onshore wind | TRUE | 61858 | N | . | Stillwater Wind, LLC | Pattern Operators LP | 56545 | MT | MTN | WECC |  | 22 | 2 | NAICS-22 Non-Cogen | WT | WND | WND | NWMT | 1032345 | 302563 | 2022
solar pv | TRUE | 61860 | N | . | Ontario Solar Center | Adapture Renewables, Inc. | 60496 | OR | PACC | WECC |  | 22 | 2 | NAICS-22 Non-Cogen | PV | SUN | SUN | IPCO | 23949 | 7019 | 2022
other | TRUE | 61861 | N | . | AES ES GILBERT | AES ES GILBERT, LLC | 61482 | AZ | MTN | WECC |  | 22 | 2 | NAICS-22 Non-Cogen | BA | MWH | OTH | SRP | 0 | -693 | 2022
solar pv | TRUE | 61862 | N | . | Dignity - San Martin | MN8 Energy LLC | 61944 | NV | MTN | WECC |  | 22 | 2 | NAICS-22 Non-Cogen | PV | SUN | SUN | NEVP | 12758 | 3739 | 2022
solar pv | TRUE | 61863 | N | . | Duanesburg | Onyx Asset Services Group | 60584 | NY | MAT | NPCC |  | 22 | 2 | NAICS-22 Non-Cogen | PV | SUN | SUN | NYIS | 11709 | 3432 | 2022
solar pv | TRUE | 61864 | N | . | Dix Solar, L.L.C | Dix Solar, L.L.C | 61483 | NJ | MAT | RFC |  | 22 | 2 | NAICS-22 Non-Cogen | PV | SUN | SUN | PJM | 71678 | 21008 | 2022
onshore wind | TRUE | 61865 | N | . | Rio Bravo Windpower, LLC | Rio Bravo Windpower, LLC | 61485 | TX | WSC | TRE |  | 22 | 2 | NAICS-22 Non-Cogen | WT | WND | WND | ERCO | 2126565 | 623261 | 2022
onshore wind | TRUE | 61866 | N | . | Wildhorse Mountain Wind Facility | Southern Power Co | 17650 | OK | WSC | MRO |  | 22 | 2 | NAICS-22 Non-Cogen | WT | WND | WND | SWPP | 1051385 | 308143 | 2022
solar pv | TRUE | 61867 | N | . | Bovine | Cypress Creek Renewables | 61060 | TX | WSC | TRE |  | 22 | 2 | NAICS-22 Non-Cogen | PV | SUN | SUN | ERCO | 64743 | 18975 | 2022
solar pv | TRUE | 61868 | N | . | Bronson | Cypress Creek Renewables | 61060 | TX | WSC | TRE |  | 22 | 2 | NAICS-22 Non-Cogen | PV | SUN | SUN | ERCO | 44421 | 13019 | 2022
solar pv | TRUE | 61869 | N | . | Scenic Hill Solar III | Scenic Hill Solar III LLC | 61486 | AR | WSC | SERC |  | 22 | 2 | NAICS-22 Non-Cogen | PV | SUN | SUN | SPA | 34819 | 10205 | 2022
solar pv | TRUE | 61870 | N | . | Montevideo Solar LLC, CSG | Montevideo Solar LLC | 61487 | MN | WNC | MRO |  | 22 | 2 | NAICS-22 Non-Cogen | PV | SUN | SUN | MISO | 32392 | 9494 | 2022
solar pv | TRUE | 61871 | N | . | Sterling Solar (TX) | Cypress Creek Renewables | 61060 | TX | WSC | TRE |  | 22 | 2 | NAICS-22 Non-Cogen | PV | SUN | SUN | ERCO | 46003 | 13483 | 2022
solar pv | TRUE | 61872 | N | . | Lampwick | Sol Systems | 61677 | TX | WSC | TRE |  | 22 | 2 | NAICS-22 Non-Cogen | PV | SUN | SUN | ERCO | 60242 | 17656 | 2022
solar pv | TRUE | 61873 | N | . | Yellow Jacket | Cypress Creek Renewables | 61060 | TX | WSC | TRE |  | 22 | 2 | NAICS-22 Non-Cogen | PV | SUN | SUN | ERCO | 37295 | 10931 | 2022
solar pv | TRUE | 61874 | N | . | Eddy II | Cypress Creek Renewables | 61060 | TX | WSC | TRE |  | 22 | 2 | NAICS-22 Non-Cogen | PV | SUN | SUN | ERCO | 58931 | 17272 | 2022
solar pv | TRUE | 61875 | N | . | Cascade Solar (TX) | Cypress Creek Renewables | 61060 | TX | WSC | TRE |  | 22 | 2 | NAICS-22 Non-Cogen | PV | SUN | SUN | ERCO | 71302 | 20897 | 2022
onshore wind | TRUE | 61876 | N | . | Persimmon Creek Wind Farm 1, LLC | Persimmon Creek Wind Farm 1, LLC | 61495 | OK | WSC | MRO |  | 22 | 2 | NAICS-22 Non-Cogen | WT | WND | WND | SWPP | 2841886 | 832909 | 2022
solar pv | TRUE | 61877 | N | . | Hanover Solar, LLC | Rigel | 64877 | NC | SAT | SERC |  | 22 | 2 | NAICS-22 Non-Cogen | PV | SUN | SUN | DUK | 34186 | 10020 | 2022
solar pv | TRUE | 61878 | N | . | John A Logan College Solar | REA Investments, LLC | 63359 | IL | ENC | SERC |  | 22 | 2 | NAICS-22 Non-Cogen | PV | SUN | SUN | MISO | 8966 | 2628 | 2022
solar pv | TRUE | 61879 | N | . | Bartow Solar Energy LLC | Alchemy Renewable Energy | 62627 | FL | SAT | SERC |  | 22 | 2 | NAICS-22 Non-Cogen | PV | SUN | SUN | FPC | 40057 | 11740 | 2022
solar pv | TRUE | 61881 | N | . | Morning View | Cypress Creek Renewables | 61060 | NC | SAT | SERC |  | 22 | 2 | NAICS-22 Non-Cogen | PV | SUN | SUN | CPLE | 14187 | 4158 | 2022
solar pv | TRUE | 61882 | N | . | Copperfield | Cypress Creek Renewables | 61060 | NC | SAT | SERC |  | 22 | 2 | NAICS-22 Non-Cogen | PV | SUN | SUN | CPLE | 13857 | 4061 | 2022
solar pv | TRUE | 61883 | N | . | Hopewell Friends | Cypress Creek Renewables | 61060 | NC | SAT | SERC |  | 22 | 2 | NAICS-22 Non-Cogen | PV | SUN | SUN | CPLE | 6965 | 2041 | 2022
solar pv | TRUE | 61884 | N | . | Kearney NPPD Solar Project | SoCore Energy LLC | 60520 | NE | WNC | MRO |  | 22 | 2 | NAICS-22 Non-Cogen | PV | SUN | SUN | SWPP | 42499 | 12456 | 2022
solar pv | TRUE | 61885 | N | . | Staunton | Cypress Creek Renewables | 61060 | IN | ENC | MRO |  | 22 | 2 | NAICS-22 Non-Cogen | PV | SUN | SUN | MISO | 22825 | 6690 | 2022
solar pv | TRUE | 61886 | N | . | Bar D | Cypress Creek Renewables | 61060 | CO | MTN | WECC |  | 22 | 2 | NAICS-22 Non-Cogen | PV | SUN | SUN | WACM | 30771 | 9018 | 2022
solar pv | TRUE | 61887 | N | . | Fort Bliss (DEA EPIC) | Ameresco Federal Solutions | 60146 | TX | WSC | TRE |  | 22 | 2 | NAICS-22 Non-Cogen | PV | SUN | SUN | EPE | 15124 | 4433 | 2022
solar pv | TRUE | 61888 | N | . | Johnstown | Onyx Asset Services Group | 60584 | NY | MAT | NPCC |  | 22 | 2 | NAICS-22 Non-Cogen | PV | SUN | SUN | NYIS | 11283 | 3307 | 2022
onshore wind | TRUE | 61889 | N | . | Sholes Wind Energy Center | Sholes Wind Energy Center, LLC | 61502 | NE | WNC | MRO |  | 22 | 2 | NAICS-22 Non-Cogen | WT | WND | WND | SWPP | 2635365 | 772381 | 2022
petroleum | TRUE | 61890 | N | . | NRG Chalk Point CT | NRG Chalk Point CT | 61505 | MD | SAT | RFC |  | 22 | 2 | NAICS-22 Non-Cogen | GT | DFO | DFO | PJM | 5855 | 246.913 | 2022
natural gas peaker | TRUE | 61890 | N | . | NRG Chalk Point CT | NRG Chalk Point CT | 61505 | MD | SAT | RFC |  | 22 | 2 | NAICS-22 Non-Cogen | GT | NG | NG | PJM | 5055 | 182.087 | 2022
other | TRUE | 61891 | N | . | Stryker 22, L.L.C. | Stryker 22, L.L.C. | 61506 | NJ | MAT | RFC |  | 22 | 2 | NAICS-22 Non-Cogen | BA | MWH | OTH | PJM | 0 | -6277 | 2022
other | TRUE | 61892 | N | . | Plumsted 537 LLC | Plumsted 537 LLC | 61507 | NJ | MAT | RFC |  | 22 | 2 | NAICS-22 Non-Cogen | BA | MWH | OTH | PJM | 0 | -5530 | 2022
solar pv | TRUE | 61893 | N | . | BNB Camden Solar | BNB Camden Solar LLC | 61508 | NJ | MAT | RFC |  | 22 | 2 | NAICS-22 Non-Cogen | PV | SUN | SUN | PJM | 18684 | 5476 | 2022
solar pv | FALSE | 61894 | N | . | National Raisin | National Raisin | 61510 | CA | PACC | WECC |  | 115 | 6 | Industrial NAICS Non-Cogen | PV | SUN | SUN | CISO | 16762 | 4913 | 2022
solar pv | TRUE | 61895 | N | . | Toyota HQ Plan | MN8 Energy LLC | 61944 | TX | WSC | TRE |  | 22 | 2 | NAICS-22 Non-Cogen | PV | SUN | SUN | ERCO | 38365 | 11244 | 2022
solar pv | TRUE | 61898 | N | . | Solean Solar Project | BQ Energy LLC | 59474 | NY | MAT | NPCC |  | 22 | 2 | NAICS-22 Non-Cogen | PV | SUN | SUN | NYIS | 15876 | 4653 | 2022
solar pv | TRUE | 61899 | N | . | Lincoln Ave Solar Project | CVI Renewables Holdings, LLC. | 63970 | NY | MAT | NPCC |  | 22 | 2 | NAICS-22 Non-Cogen | PV | SUN | SUN | NYIS | 11978 | 3511 | 2022
solar pv | TRUE | 61900 | N | . | Blydenburgh Solar Project | CVI Renewables Holdings, LLC. | 63970 | NY | MAT | NPCC |  | 22 | 2 | NAICS-22 Non-Cogen | PV | SUN | SUN | NYIS | 10190 | 2987 | 2022
other | TRUE | 61901 | N | . | Redstone Arsenal Hybrid | MN8 Energy LLC | 61944 | AL | ESC | SERC |  | 22 | 2 | NAICS-22 Non-Cogen | BA | MWH | OTH | TVA | 0 | -50 | 2022
solar pv | TRUE | 61901 | N | . | Redstone Arsenal Hybrid | MN8 Energy LLC | 61944 | AL | ESC | SERC |  | 22 | 2 | NAICS-22 Non-Cogen | PV | SUN | SUN | TVA | 63389 | 18578 | 2022
solar pv | TRUE | 61902 | N | . | Holtsville Solar Project | CVI Renewables Holdings, LLC. | 63970 | NY | MAT | NPCC |  | 22 | 2 | NAICS-22 Non-Cogen | PV | SUN | SUN | NYIS | 5508 | 1614 | 2022
solar pv | TRUE | 61903 | N | . | Sharon Springs | Onyx Asset Services Group | 60584 | NY | MAT | NPCC |  | 22 | 2 | NAICS-22 Non-Cogen | PV | SUN | SUN | NYIS | 10493 | 3075 | 2022
solar pv | TRUE | 61904 | N | . | Amsterdam North | Onyx Asset Services Group | 60584 | NY | MAT | NPCC |  | 22 | 2 | NAICS-22 Non-Cogen | PV | SUN | SUN | NYIS | 11440 | 3353 | 2022
solar pv | TRUE | 61905 | N | . | Amsterdam South | Onyx Asset Services Group | 60584 | NY | MAT | NPCC |  | 22 | 2 | NAICS-22 Non-Cogen | PV | SUN | SUN | NYIS | 10369 | 3039 | 2022
solar pv | TRUE | 61906 | N | . | Phoebe Solar | Phoebe Energy Project, LLC | 61515 | TX | WSC | TRE |  | 22 | 2 | NAICS-22 Non-Cogen | PV | SUN | SUN | ERCO | 1780712 | 521897 | 2022
solar pv | TRUE | 61907 | N | . | Springfield Solar Project | NJR Clean Energy Ventures Corporation | 56990 | NJ | MAT | RFC |  | 22 | 2 | NAICS-22 Non-Cogen | PV | SUN | SUN | PJM | 42657 | 12502 | 2022
solar pv | TRUE | 61908 | N | . | Stratford Solar Center, LLC | Stratford Solar Center, LLC | 61516 | VA | SAT | SERC |  | 22 | 2 | NAICS-22 Non-Cogen | PV | SUN | SUN | PJM | 0 | 0 | 2022
other | TRUE | 61909 | N | . | Parkview Battery | Consumers Energy Co | 4254 | MI | ENC | RFC |  | 22 | 1 | Electric Utility | BA | MWH | OTH | MISO | 0 | -38 | 2022
onshore wind | TRUE | 61911 | N | . | Ivester Wind Farm | MidAmerican Energy Co | 12341 | IA | WNC | MRO |  | 22 | 1 | Electric Utility | WT | WND | WND | MISO | 1244932 | 364869 | 2022
geothermal | TRUE | 61912 | N | . | McGinness Hills 3 | Ormat Nevada Inc | 34691 | NV | MTN | WECC |  | 22 | 2 | NAICS-22 Non-Cogen | BT | GEO | GEO | NEVP | 1850236 | 542273 | 2022
other | TRUE | 61913 | N | . | Punkin Center Battery Storage | Arizona Public Service Co | 803 | AZ | MTN | WECC |  | 22 | 1 | Electric Utility | BA | MWH | OTH | AZPS | 0 | 0 | 2022
solar pv | TRUE | 61914 | N | . | Susquehanna University Solar | Terraform Arcadia | 63249 | PA | MAT | RFC |  | 22 | 2 | NAICS-22 Non-Cogen | PV | SUN | SUN | PJM | 13377 | 3920 | 2022
solar pv | TRUE | 61915 | N | . | Bowie State Solar | Terraform Arcadia | 63249 | MD | SAT | RFC |  | 22 | 2 | NAICS-22 Non-Cogen | PV | SUN | SUN | PJM | 1359 | 398 | 2022
onshore wind | TRUE | 61916 | N | . | Pegasus Wind | Pegasus Wind, LLC | 61521 | MI | ENC | RFC |  | 22 | 2 | NAICS-22 Non-Cogen | WT | WND | WND | MISO | 1400730 | 410530 | 2022
solar pv | TRUE | 61917 | N | . | Kearsarge Oppenheim CSG | Kearsarge Oppenheim LLC | 61520 | NY | MAT | NPCC |  | 22 | 2 | NAICS-22 Non-Cogen | PV | SUN | SUN | NYIS | 8238 | 2414 | 2022
solar pv | TRUE | 61918 | N | . | Blackville Solar Farm, LLC | Dominion Energy Inc. | 5248 | SC | SAT | SERC |  | 22 | 2 | NAICS-22 Non-Cogen | PV | SUN | SUN | SCEG | 54637 | 16013 | 2022
solar pv | TRUE | 61919 | N | . | Frontenac Holdco LLC, CSG | Frontenac Holdco LLC | 61518 | MN | WNC | MRO |  | 22 | 2 | NAICS-22 Non-Cogen | PV | SUN | SUN | MISO | 28898 | 8469 | 2022
solar pv | TRUE | 61920 | N | . | Galloway 1 Solar Farm | 225DD 8me LLC | 61523 | TX | WSC | TRE |  | 22 | 2 | NAICS-22 Non-Cogen | PV | SUN | SUN | ERCO | 1905686 | 558524 | 2022
onshore wind | TRUE | 61921 | N | . | Tahoka Wind | Tahoka Wind, LLC | 61527 | TX | WSC | TRE |  | 22 | 2 | NAICS-22 Non-Cogen | WT | WND | WND | ERCO | 4045570 | 1185689 | 2022
solar pv | TRUE | 61922 | N | . | Sunlight Beacon | BQ Energy LLC | 59474 | NY | MAT | NPCC |  | 22 | 2 | NAICS-22 Non-Cogen | PV | SUN | SUN | NYIS | 12701 | 3722 | 2022
other | TRUE | 61923 | N | . | ACUA | Viridity Energy Solutions, Inc. | 61522 | NJ | MAT | RFC |  | 22 | 2 | NAICS-22 Non-Cogen | BA | MWH | OTH | PJM | 0 | -154 | 2022
solar pv | TRUE | 61924 | N | . | Cumblerland Land Holdings, LLC | Cumberland Land Holdings, LLC | 61528 | AL | ESC | SERC |  | 22 | 2 | NAICS-22 Non-Cogen | PV | SUN | SUN | TVA | 110387 | 32353 | 2022
other | TRUE | 61925 | N | . | Casa Mesa Wind Energy Center Hybrid | Casa Mesa Wind, LLC | 61531 | NM | MTN | WECC |  | 22 | 2 | NAICS-22 Non-Cogen | BA | MWH | OTH | PNM | 0 | -140 | 2022
onshore wind | TRUE | 61925 | N | . | Casa Mesa Wind Energy Center Hybrid | Casa Mesa Wind, LLC | 61531 | NM | MTN | WECC |  | 22 | 2 | NAICS-22 Non-Cogen | WT | WND | WND | PNM | 563143 | 165048 | 2022
onshore wind | TRUE | 61926 | N | . | Armadillo Flats Wind Project, LLC | Armadillo Flats Wind Project, LLC | 61530 | OK | WSC | MRO |  | 22 | 2 | NAICS-22 Non-Cogen | WT | WND | WND | SWPP | 3148689 | 922828 | 2022
natural gas peaker | FALSE | 61927 | Y | . | Georgia-Pacific Taylorsville Plywood | Georgia-Pacific Wood Products LLC | 61499 | MS | ESC | SERC |  | 321 | 7 | Industrial NAICS Cogen | GT | NG | NG | SOCO | 538311 | 52963 | 2022
solar pv | TRUE | 61928 | N | . | Saint Albans Solar | Cypress Creek Renewables | 61060 | VT | NEW | NPCC |  | 22 | 2 | NAICS-22 Non-Cogen | PV | SUN | SUN | ISNE | 26416 | 7742 | 2022
solar pv | TRUE | 61930 | N | . | Techren Solar II LLC | Techren Solar II LLC | 61533 | NV | MTN | WECC |  | 22 | 2 | NAICS-22 Non-Cogen | PV | SUN | SUN | NEVP | 1908122 | 559239 | 2022
solar pv | TRUE | 61931 | N | . | Techren Solar III LLC | Techren Solar III LLC | 61534 | NV | MTN | WECC |  | 22 | 2 | NAICS-22 Non-Cogen | PV | SUN | SUN | NEVP | 228987 | 67112 | 2022
solar pv | TRUE | 61932 | N | . | Techren Solar IV LLC | Techren Solar IV LLC | 61535 | NV | MTN | WECC |  | 22 | 2 | NAICS-22 Non-Cogen | PV | SUN | SUN | NEVP | 219815 | 64424 | 2022
solar pv | TRUE | 61933 | N | . | Adams Nielson Solar | Strata Manager, LLC | 64778 | WA | PACC | WECC |  | 22 | 2 | NAICS-22 Non-Cogen | PV | SUN | SUN | AVA | 119101 | 34907 | 2022
solar pv | TRUE | 61934 | N | . | WHA Southbridge Solar Park CSG | Ecogy Delaware II LLC. | 61538 | DE | SAT | RFC |  | 22 | 2 | NAICS-22 Non-Cogen | PV | SUN | SUN | PJM | 5178 | 1518 | 2022
solar pv | TRUE | 61935 | N | . | 1634 Solar | 1634 Solar, LLC | 61541 | SC | SAT | SERC |  | 22 | 2 | NAICS-22 Non-Cogen | PV | SUN | SUN | CPLE | 14666 | 4298 | 2022
solar pv | TRUE | 61936 | N | . | Abbot Solar | Abbot Solar, LLC | 61542 | SC | SAT | SERC |  | 22 | 2 | NAICS-22 Non-Cogen | PV | SUN | SUN | CPLE | 13580 | 3980 | 2022
solar pv | TRUE | 61937 | N | . | Ace Solar | ACE Solar, LLC | 61543 | SC | SAT | SERC |  | 22 | 2 | NAICS-22 Non-Cogen | PV | SUN | SUN | DUK | 6943 | 2035 | 2022
solar pv | TRUE | 61938 | N | . | Bani Solar | Bani Solar, LLC | 61544 | SC | SAT | SERC |  | 22 | 2 | NAICS-22 Non-Cogen | PV | SUN | SUN | CPLE | 15599 | 4572 | 2022
solar pv | TRUE | 61939 | N | . | Blacktip Solar | Blacktip Solar, LLC | 61545 | SC | SAT | SERC |  | 22 | 2 | NAICS-22 Non-Cogen | PV | SUN | SUN | CPLE | 13762 | 4033 | 2022
solar pv | TRUE | 61940 | N | . | Bloom Solar | Bloom Solar, LLC | 61546 | SC | SAT | SERC |  | 22 | 2 | NAICS-22 Non-Cogen | PV | SUN | SUN | CPLE | 13762 | 4033 | 2022
solar pv | TRUE | 61941 | N | . | Bond Solar | Bond Solar, LLC | 61547 | SC | SAT | SERC |  | 22 | 2 | NAICS-22 Non-Cogen | PV | SUN | SUN | CPLE | 11683 | 3424 | 2022
solar pv | TRUE | 61942 | N | . | Gary Solar | Gary Solar, LLC | 61548 | SC | SAT | SERC |  | 22 | 2 | NAICS-22 Non-Cogen | PV | SUN | SUN | CPLE | 12728 | 3730 | 2022
solar pv | TRUE | 61943 | N | . | Goldenrod Solar | Goldenrod Solar, LLC | 61549 | SC | SAT | SERC |  | 22 | 2 | NAICS-22 Non-Cogen | PV | SUN | SUN | CPLE | 13561 | 3975 | 2022
solar pv | TRUE | 61944 | N | . | Jessamine Solar | Jessamine Solar, LLC | 61550 | SC | SAT | SERC |  | 22 | 2 | NAICS-22 Non-Cogen | PV | SUN | SUN | CPLE | 12563 | 3682 | 2022
solar pv | TRUE | 61945 | N | . | Pelzer Solar I | Pelzer Solar I, LLC | 61552 | SC | SAT | SERC |  | 22 | 2 | NAICS-22 Non-Cogen | PV | SUN | SUN | DUK | 7002 | 2052 | 2022
solar pv | FALSE | 61946 | N | . | Redwing Solar | Redwing Solar, LLC | 61553 | SC | SAT | SERC |  | 111 | 6 | Industrial NAICS Non-Cogen | PV | SUN | SUN | CPLE | 13586 | 3982 | 2022
solar pv | TRUE | 61947 | N | . | River Solar | River Solar, LLC | 61554 | SC | SAT | SERC |  | 22 | 2 | NAICS-22 Non-Cogen | PV | SUN | SUN | CPLE | 12472 | 3655 | 2022
solar pv | TRUE | 61948 | N | . | Sapphire Solar | Sapphire Solar, LLC | 61555 | SC | SAT | SERC |  | 22 | 2 | NAICS-22 Non-Cogen | PV | SUN | SUN | CPLE | 12683 | 3717 | 2022
solar pv | TRUE | 61949 | N | . | South Solar | South Solar, LLC | 61556 | SC | SAT | SERC |  | 22 | 2 | NAICS-22 Non-Cogen | PV | SUN | SUN | CPLE | 13560 | 3974 | 2022
solar pv | TRUE | 61950 | N | . | Vincent Solar | Vincent Solar, LLC | 61557 | SC | SAT | SERC |  | 22 | 2 | NAICS-22 Non-Cogen | PV | SUN | SUN | CPLE | 13423 | 3934 | 2022
solar pv | TRUE | 61951 | N | . | Watauga Solar | Watauga Solar, LLC | 61558 | SC | SAT | SERC |  | 22 | 2 | NAICS-22 Non-Cogen | PV | SUN | SUN | CPLE | 12703 | 3723 | 2022
solar pv | TRUE | 61952 | N | . | Whitt Solar | Whitt Solar, LLC | 61559 | SC | SAT | SERC |  | 22 | 2 | NAICS-22 Non-Cogen | PV | SUN | SUN | DUK | 14130 | 4141 | 2022
solar pv | TRUE | 61953 | N | . | Willis Solar | Willis Solar, LLC | 61560 | SC | SAT | SERC |  | 22 | 2 | NAICS-22 Non-Cogen | PV | SUN | SUN | CPLE | 13188 | 3865 | 2022
solar pv | TRUE | 61954 | N | . | Delta Solar Power I | Delta Solar Power I, LLC | 61406 | MI | ENC | RFC |  | 22 | 2 | NAICS-22 Non-Cogen | PV | SUN | SUN | MISO | 46681 | 13681 | 2022
solar pv | TRUE | 61955 | N | . | Delta Solar Power II | Delta Solar Power II, LLC | 61407 | MI | ENC | RFC |  | 22 | 2 | NAICS-22 Non-Cogen | PV | SUN | SUN | MISO | 90168 | 26427 | 2022
other | TRUE | 61956 | N | . | MCRD Parris Island PV Hybrid | Ameresco Federal Solutions | 60146 | SC | SAT | SERC |  | 22 | 2 | NAICS-22 Non-Cogen | BA | MWH | OTH | SCEG | 0 | -148 | 2022
natural gas peaker | TRUE | 61956 | N | . | MCRD Parris Island PV Hybrid | Ameresco Federal Solutions | 60146 | SC | SAT | SERC |  | 22 | 2 | NAICS-22 Non-Cogen | GT | NG | NG | SCEG | 239303 | 18814 | 2022
petroleum | TRUE | 61956 | N | . | MCRD Parris Island PV Hybrid | Ameresco Federal Solutions | 60146 | SC | SAT | SERC |  | 22 | 2 | NAICS-22 Non-Cogen | IC | DFO | DFO | SCEG | 812 | 108 | 2022
solar pv | TRUE | 61956 | N | . | MCRD Parris Island PV Hybrid | Ameresco Federal Solutions | 60146 | SC | SAT | SERC |  | 22 | 2 | NAICS-22 Non-Cogen | PV | SUN | SUN | SCEG | 32071 | 9400 | 2022
onshore wind | TRUE | 61957 | N | . | Pratt Wind, LLC | Pratt Wind, LLC | 61537 | KS | WNC | MRO |  | 22 | 2 | NAICS-22 Non-Cogen | WT | WND | WND | SWPP | 3634377 | 1065175 | 2022
solar pv | TRUE | 61958 | N | . | Broadalbin-Perth Solar | AES Distributed Energy | 61012 | NY | MAT | NPCC |  | 22 | 2 | NAICS-22 Non-Cogen | PV | SUN | SUN | NYIS | 7713 | 2261 | 2022
solar pv | TRUE | 61959 | N | . | Coolidge Solar 1, LLC | Coolidge Solar I, LLC | 61540 | VT | NEW | NPCC |  | 22 | 2 | NAICS-22 Non-Cogen | PV | SUN | SUN | ISNE | 100972 | 29594 | 2022
solar pv | TRUE | 61960 | N | . | Atood II | Cypress Creek Renewables | 61060 | SC | SAT | SERC |  | 22 | 2 | NAICS-22 Non-Cogen | PV | SUN | SUN | DUK | 14332 | 4201 | 2022
solar pv | TRUE | 61961 | N | . | Gaston II | Cypress Creek Renewables | 61060 | SC | SAT | SERC |  | 22 | 2 | NAICS-22 Non-Cogen | PV | SUN | SUN | SCEG | 41507 | 12165 | 2022
solar pv | TRUE | 61962 | N | . | Holstein 1 Solar Farm | Duke Energy Renewables Services | 65411 | TX | WSC | TRE |  | 22 | 2 | NAICS-22 Non-Cogen | PV | SUN | SUN | ERCO | 1537648 | 450659 | 2022
solar pv | TRUE | 61965 | N | . | Quakertown Solar Farm, LLC | NJR Clean Energy Ventures Corporation | 56990 | NJ | MAT | RFC |  | 22 | 2 | NAICS-22 Non-Cogen | PV | SUN | SUN | PJM | 47111 | 13808 | 2022
natural gas peaker | TRUE | 61966 | N | . | Victoria Port Power II LLC | Victoria Port Power II | 64719 | TX | WSC | TRE |  | 22 | 2 | NAICS-22 Non-Cogen | GT | NG | NG | ERCO | 1237722 | 115062 | 2022
solar pv | TRUE | 61968 | N | . | Chisago Holdco LLC, CSG | Chisago Holdco LLC | 61568 | MN | WNC | MRO |  | 22 | 2 | NAICS-22 Non-Cogen | PV | SUN | SUN | MISO | 15652 | 4587 | 2022
onshore wind | TRUE | 61969 | N | . | Torrecillas Wind Energy, LLC | Torrecillas Wind Energy, LLC | 61562 | TX | WSC | TRE |  | 22 | 2 | NAICS-22 Non-Cogen | WT | WND | WND | ERCO | 3649881 | 1069719 | 2022
onshore wind | TRUE | 61970 | N | . | Blue Summit II Wind, LLC | Blue Summit II Wind, LLC | 61563 | TX | WSC | TRE |  | 22 | 2 | NAICS-22 Non-Cogen | WT | WND | WND | ERCO | 1346929 | 394762 | 2022
solar pv | TRUE | 61971 | N | . | Corcoran CSG | Altus Power America Management, LLC | 60281 | MN | WNC | MRO |  | 22 | 2 | NAICS-22 Non-Cogen | PV | SUN | SUN | MISO | 18545 | 5435 | 2022
solar pv | TRUE | 61972 | N | . | Richardson Solar | DP-C2 Episode 1 LLC | 61567 | SC | SAT | SERC |  | 22 | 2 | NAICS-22 Non-Cogen | PV | SUN | SUN | SCEG | 25458 | 7461 | 2022
solar pv | TRUE | 61973 | N | . | Blackville Solar II | DP-C2 Episode 1 LLC | 61567 | SC | SAT | SERC |  | 22 | 2 | NAICS-22 Non-Cogen | PV | SUN | SUN | SCEG | 116055 | 34014 | 2022
solar pv | TRUE | 61974 | N | . | Diamond Solar | DP-C2 Episode 1 LLC | 61567 | SC | SAT | SERC |  | 22 | 2 | NAICS-22 Non-Cogen | PV | SUN | SUN | SCEG | 39682 | 11630 | 2022
solar pv | TRUE | 61975 | N | . | Edison Solar | DP-C2 Episode 1 LLC | 61567 | SC | SAT | SERC |  | 22 | 2 | NAICS-22 Non-Cogen | PV | SUN | SUN | SCEG | 26938 | 7895 | 2022
solar pv | TRUE | 61976 | N | . | Peony Solar | Peony Solar, LLC | 61566 | SC | SAT | SERC |  | 22 | 2 | NAICS-22 Non-Cogen | PV | SUN | SUN | SCEG | 265549 | 77828 | 2022
solar pv | TRUE | 61977 | N | . | Cornillie | Terraform Arcadia | 63249 | MN | WNC | MRO |  | 22 | 2 | NAICS-22 Non-Cogen | PV | SUN | SUN | MISO | 11331 | 3321 | 2022
solar pv | TRUE | 61978 | N | . | Pinesage | Cypress Creek Renewables | 61060 | NC | SAT | SERC |  | 22 | 2 | NAICS-22 Non-Cogen | PV | SUN | SUN | CPLE | 30246 | 8865 | 2022
solar pv | TRUE | 61979 | N | . | Syncarpha Prinsburg CSG (Ledeboer) | Prinsburg CSG I, LLC | 61573 | MN | WNC | MRO |  | 22 | 2 | NAICS-22 Non-Cogen | PV | SUN | SUN | MISO | 5064 | 1484 | 2022
solar pv | TRUE | 61980 | N | . | Syncarpha Clara City CSG I (Stamer) | Clara City CSG I, LLC | 61571 | MN | WNC | MRO |  | 22 | 2 | NAICS-22 Non-Cogen | PV | SUN | SUN | MISO | 5222 | 1530 | 2022
solar pv | TRUE | 61982 | N | . | Columbia Solar Power Plant | Duke Energy Florida, LLC | 6455 | FL | SAT | SERC |  | 22 | 1 | Electric Utility | PV | SUN | SUN | FPC | 603669 | 176925 | 2022
solar pv | TRUE | 61983 | N | . | Cottage Grove Project CSG | DG Minnesota CSG, LLC | 61187 | MN | WNC | MRO |  | 22 | 2 | NAICS-22 Non-Cogen | PV | SUN | SUN | MISO | 21269 | 6234 | 2022
onshore wind | TRUE | 61984 | N | . | Solomon Forks Wind Project, LLC | Engie North America | 56201 | KS | WNC | MRO |  | 22 | 2 | NAICS-22 Non-Cogen | WT | WND | WND | SWPP | 3333452 | 976979 | 2022
solar pv | TRUE | 61985 | N | . | Colonial Trail West | Dominion Energy Inc. | 5248 | VA | SAT | RFC |  | 22 | 1 | Electric Utility | PV | SUN | SUN | PJM | 938399 | 275029 | 2022
solar pv | TRUE | 61986 | N | . | Spring Grove I | Dominion Energy Inc. | 5248 | VA | SAT | RFC |  | 22 | 1 | Electric Utility | PV | SUN | SUN | PJM | 606295 | 177695 | 2022
solar pv | TRUE | 61987 | N | . | West Loch Solar One | Hawaiian Electric Co Inc | 19547 | HI | PACN |  |  | 22 | 1 | Electric Utility | PV | SUN | SUN | HECO | 130452 | 38233 | 2022
solar pv | TRUE | 61988 | N | . | Citrus Ridge Solar | FL Solar 5, LLC | 61579 | FL | SAT | SERC |  | 22 | 2 | NAICS-22 Non-Cogen | PV | SUN | SUN | FPC | 290604 | 85171 | 2022
solar pv | TRUE | 61989 | N | . | Pacific Ethanol Madera Solar Array | Seaboard Energy California, LLC | 64702 | CA | PACC | WECC |  | 22 | 2 | NAICS-22 Non-Cogen | PV | SUN | SUN | CISO | 5780 | 1694 | 2022
other | TRUE | 61990 | N | . | TAC-Distributed Energy Resource Hybrid | Ameren Illinois | 61576 | IL | ENC | SERC |  | 22 | 1 | Electric Utility | BA | MWH | OTH | MISO | 0 | -23 | 2022
natural gas peaker | TRUE | 61990 | N | . | TAC-Distributed Energy Resource Hybrid | Ameren Illinois | 61576 | IL | ENC | SERC |  | 22 | 1 | Electric Utility | IC | NG | NG | MISO | 19 | 0 | 2022
solar pv | TRUE | 61990 | N | . | TAC-Distributed Energy Resource Hybrid | Ameren Illinois | 61576 | IL | ENC | SERC |  | 22 | 1 | Electric Utility | PV | SUN | SUN | MISO | 622 | 182 | 2022
onshore wind | TRUE | 61990 | N | . | TAC-Distributed Energy Resource Hybrid | Ameren Illinois | 61576 | IL | ENC | SERC |  | 22 | 1 | Electric Utility | WT | WND | WND | MISO | 502 | 147 | 2022
solar pv | TRUE | 61991 | N | . | Pioneer Solar (CO), LLC | Pioneer Solar (CO), LLC | 63810 | CO | MTN | WECC |  | 22 | 2 | NAICS-22 Non-Cogen | PV | SUN | SUN | PSCO | 697239 | 204349 | 2022
other | TRUE | 61995 | N | . | UC Merced Solar Hybrid | MN8 Energy LLC | 61944 | CA | PACC | WECC |  | 22 | 2 | NAICS-22 Non-Cogen | BA | MWH | OTH | CISO | 0 | -65 | 2022
solar pv | TRUE | 61995 | N | . | UC Merced Solar Hybrid | MN8 Energy LLC | 61944 | CA | PACC | WECC |  | 22 | 2 | NAICS-22 Non-Cogen | PV | SUN | SUN | CISO | 29377 | 8610 | 2022
solar pv | TRUE | 61996 | N | . | Rankin Solar Center, LLC | Rankin Solar Center, LLC | 61586 | SC | SAT | SERC |  | 22 | 2 | NAICS-22 Non-Cogen | PV | SUN | SUN | SC | 68591 | 20103 | 2022
solar pv | TRUE | 61997 | N | . | USS Big Lake 1 Solar CSG | United States Solar Corporation | 65173 | MN | WNC | MRO |  | 22 | 2 | NAICS-22 Non-Cogen | PV | SUN | SUN | MISO | 6712 | 1967 | 2022
solar pv | TRUE | 61998 | N | . | USS Good Solar CSG | United States Solar Corporation | 65173 | MN | WNC | MRO |  | 22 | 2 | NAICS-22 Non-Cogen | PV | SUN | SUN | MISO | 6230 | 1826 | 2022
solar pv | TRUE | 61999 | N | . | USS Kasch Solar CSG | United States Solar Corporation | 65173 | MN | WNC | MRO |  | 22 | 2 | NAICS-22 Non-Cogen | PV | SUN | SUN | MISO | 7057 | 2068 | 2022
solar pv | TRUE | 62000 | N | . | USS Rockpoint Solar CSG | United States Solar Corporation | 65173 | MN | WNC | MRO |  | 22 | 2 | NAICS-22 Non-Cogen | PV | SUN | SUN | MISO | 6537 | 1916 | 2022
petroleum | FALSE | 62001 | N | . | The Bank of New York | The Bank of New York | 61578 | NY | MAT | NPCC |  | 622 | 4 | Commercial NAICS Non-Cogen | IC | DFO | DFO | NYIS | 348 | 43 | 2022
petroleum | FALSE | 62002 | N | . | Brooklyn Hospital Center | Brooklyn Hospital Center | 61584 | NY | MAT | NPCC |  | 622 | 4 | Commercial NAICS Non-Cogen | IC | DFO | DFO | NYIS | 226 | 24 | 2022
petroleum | FALSE | 62003 | N | . | Saint Catherine of Siena Medical Center | Saint Catherine of Siena Medical Center | 61577 | NY | MAT | NPCC |  | 622 | 4 | Commercial NAICS Non-Cogen | IC | DFO | DFO | NYIS | 122 | 14 | 2022
solar pv | TRUE | 62004 | N | . | San Pablo Raceway | AES Distributed Energy | 61012 | CA | PACC | WECC |  | 22 | 2 | NAICS-22 Non-Cogen | PV | SUN | SUN | CISO | 871684 | 255476 | 2022
solar pv | TRUE | 62010 | N | . | Gibbon Solar | Green Street Power Partners | 62719 | MN | WNC | MRO |  | 22 | 2 | NAICS-22 Non-Cogen | PV | SUN | SUN | MISO | 19908 | 5835 | 2022
solar pv | TRUE | 62011 | N | . | Richmond Spider Solar | AES Distributed Energy | 61012 | VA | SAT | SERC |  | 22 | 2 | NAICS-22 Non-Cogen | PV | SUN | SUN | PJM | 119027 | 34885 | 2022
solar pv | TRUE | 62012 | N | . | Pleinmont Solar 1 | AES Distributed Energy | 61012 | VA | SAT | SERC |  | 22 | 2 | NAICS-22 Non-Cogen | PV | SUN | SUN | PJM | 461713 | 135320 | 2022
solar pv | TRUE | 62013 | N | . | Pleinmont Solar 2 | AES Distributed Energy | 61012 | VA | SAT | SERC |  | 22 | 2 | NAICS-22 Non-Cogen | PV | SUN | SUN | PJM | 1334645 | 391162 | 2022
solar pv | TRUE | 62014 | N | . | Highlander Solar Energy Station 1 | AES Distributed Energy | 61012 | VA | SAT | SERC |  | 22 | 2 | NAICS-22 Non-Cogen | PV | SUN | SUN | PJM | 835755 | 244946 | 2022
solar pv | TRUE | 62015 | N | . | Mustang Two | RE Mustang Two LLC | 61589 | CA | PACC | WECC |  | 22 | 2 | NAICS-22 Non-Cogen | PV | SUN | SUN | CISO | 1225356 | 359131 | 2022
solar pv | TRUE | 62016 | N | . | UC Riverside Lots 30 & 32 | MN8 Energy LLC | 61944 | CA | PACC | WECC |  | 22 | 2 | NAICS-22 Non-Cogen | PV | SUN | SUN | CISO | 27014 | 7918 | 2022
solar pv | TRUE | 62017 | N | . | Riverhead Solar Farm | AES Distributed Energy | 61012 | NY | MAT | NPCC |  | 22 | 2 | NAICS-22 Non-Cogen | PV | SUN | SUN | NYIS | 117618 | 34472 | 2022
solar pv | TRUE | 62018 | N | . | Page Solar | Page Solar Farm, LLC | 61603 | NC | SAT | SERC |  | 22 | 2 | NAICS-22 Non-Cogen | PV | SUN | SUN | CPLE | 8943 | 2621 | 2022
solar pv | TRUE | 62020 | N | . | Stanford Campus Solar | MN8 Energy LLC | 61944 | CA | PACC | WECC |  | 22 | 2 | NAICS-22 Non-Cogen | PV | SUN | SUN | CISO | 22332 | 6545 | 2022
solar pv | TRUE | 62021 | N | . | Franklin Solar | Ecos Energy LLC | 58135 | CT | NEW | NPCC |  | 22 | 2 | NAICS-22 Non-Cogen | PV | SUN | SUN | ISNE | 5561 | 1630 | 2022
solar pv | TRUE | 62023 | N | . | Wilson Solar | Ecos Energy LLC | 58135 | CT | NEW | NPCC |  | 22 | 2 | NAICS-22 Non-Cogen | PV | SUN | SUN | ISNE | 5658 | 1658 | 2022
solar pv | TRUE | 62024 | N | . | Jefferson Solar | Ecos Energy LLC | 58135 | CT | NEW | NPCC |  | 22 | 2 | NAICS-22 Non-Cogen | PV | SUN | SUN | ISNE | 5453 | 1598 | 2022
solar pv | TRUE | 62025 | N | . | Hamilton Solar | Ecos Energy LLC | 58135 | CT | NEW | NPCC |  | 22 | 2 | NAICS-22 Non-Cogen | PV | SUN | SUN | ISNE | 5509 | 1615 | 2022
solar pv | TRUE | 62026 | N | . | Adams Solar | Ecos Energy LLC | 58135 | CT | NEW | NPCC |  | 22 | 2 | NAICS-22 Non-Cogen | PV | SUN | SUN | ISNE | 5397 | 1582 | 2022
other | TRUE | 62027 | N | . | Caldwell Wastewater Treatment Plant Hybrid | Caldwell Wastewater Treatment Plant | 61597 | NJ | MAT | RFC |  | 22 | 2 | NAICS-22 Non-Cogen | BA | MWH | OTH | PJM | 0 | 0 | 2022
solar pv | TRUE | 62027 | N | . | Caldwell Wastewater Treatment Plant Hybrid | Caldwell Wastewater Treatment Plant | 61597 | NJ | MAT | RFC |  | 22 | 2 | NAICS-22 Non-Cogen | PV | SUN | SUN | PJM | 3336 | 978 | 2022
solar pv | TRUE | 62028 | N | . | CSU Long Beach Lots 7 & 14 | MN8 Energy LLC | 61944 | CA | PACC | WECC |  | 22 | 2 | NAICS-22 Non-Cogen | PV | SUN | SUN | CISO | 25883 | 7586 | 2022
solar pv | TRUE | 62029 | N | . | Enfield Community Solar | Enfield Community Solar | 61599 | NY | MAT | NPCC |  | 22 | 2 | NAICS-22 Non-Cogen | PV | SUN | SUN | NYIS | 7377 | 2162 | 2022
solar pv | TRUE | 62030 | N | . | Nautilus Lindstrom Solar (CSG) | Nautilus Solar Solutions | 61227 | MN | WNC | MRO |  | 22 | 2 | NAICS-22 Non-Cogen | PV | SUN | SUN | MISO | 11318 | 3317 | 2022
solar pv | TRUE | 62031 | N | . | Nautilus Saint Cloud Solar (CSG) | Nautilus Solar Solutions | 61227 | MN | WNC | MRO |  | 22 | 2 | NAICS-22 Non-Cogen | PV | SUN | SUN | MISO | 27434 | 8040 | 2022
solar pv | TRUE | 62032 | N | . | Nautilus Winsted Solar (CSG) | Nautilus Solar Solutions | 61227 | MN | WNC | MRO |  | 22 | 2 | NAICS-22 Non-Cogen | PV | SUN | SUN | MISO | 18099 | 5304 | 2022
solar pv | TRUE | 62034 | N | . | Baer Road CSG | Delaware River Solar, LLC | 61610 | NY | MAT | NPCC |  | 22 | 2 | NAICS-22 Non-Cogen | PV | SUN | SUN | NYIS | 8962 | 2627 | 2022
onshore wind | TRUE | 62035 | N | . | Glaciers Edge Wind Project | EDF Renewable Asset Holdings, Inc. | 57170 | IA | WNC | MRO |  | 22 | 2 | NAICS-22 Non-Cogen | WT | WND | WND | MISO | 3357663 | 984075 | 2022
solar pv | TRUE | 62036 | N | . | Sartell Holdco CSG | Sartell Holdco LLC | 61613 | MN | WNC | MRO |  | 22 | 2 | NAICS-22 Non-Cogen | PV | SUN | SUN | MISO | 30135 | 8832 | 2022
solar pv | TRUE | 62037 | N | . | Rollingstone Holdco CSG | Rollingstone Holdco LLC | 61614 | MN | WNC | MRO |  | 22 | 2 | NAICS-22 Non-Cogen | PV | SUN | SUN | MISO | 24212 | 7096 | 2022
onshore wind | TRUE | 62038 | N | . | Santa Rita East | Invenergy Services LLC | 49893 | TX | WSC | TRE |  | 22 | 2 | NAICS-22 Non-Cogen | WT | WND | WND | ERCO | 3731113 | 1093527 | 2022
solar pv | TRUE | 62039 | N | . | Santa Rosa Junior College Petaluma Solar | Sonoma County Junior College District | 61987 | CA | PACC | WECC |  | 22 | 2 | NAICS-22 Non-Cogen | PV | SUN | SUN | CISO | 35 | 10 | 2022
solar pv | TRUE | 62040 | N | . | Becker Solar CSG | SunShare Management | 60970 | MN | WNC | MRO |  | 22 | 2 | NAICS-22 Non-Cogen | PV | SUN | SUN | MISO | 5454 | 1598 | 2022
solar pv | TRUE | 62041 | N | . | Cuyahoga County Landfill | IOS II LLC | 61620 | OH | ENC | RFC |  | 22 | 2 | NAICS-22 Non-Cogen | PV | SUN | SUN | PJM | 14811 | 4341 | 2022
solar pv | TRUE | 62042 | N | . | USS Solar Rapids CSG | United States Solar Corporation | 65173 | MN | WNC | MRO |  | 22 | 2 | NAICS-22 Non-Cogen | PV | SUN | SUN | MISO | 6773 | 1985 | 2022
solar pv | TRUE | 62043 | N | . | First Baptist Church of Glenarden | IOS II LLC | 61620 | MD | SAT | RFC |  | 22 | 2 | NAICS-22 Non-Cogen | PV | SUN | SUN | PJM | 9877 | 2895 | 2022
solar pv | TRUE | 62044 | N | . | USS Solar Dawn CSG | United States Solar Corporation | 65173 | MN | WNC | MRO |  | 22 | 2 | NAICS-22 Non-Cogen | PV | SUN | SUN | MISO | 6317 | 1851 | 2022
solar pv | TRUE | 62045 | N | . | USS Norelius Solar CSG | United States Solar Corporation | 65173 | MN | WNC | MRO |  | 22 | 2 | NAICS-22 Non-Cogen | PV | SUN | SUN | MISO | 6707 | 1966 | 2022
solar pv | TRUE | 62046 | N | . | USS Nillie Corn Solar CSG | United States Solar Corporation | 65173 | MN | WNC | MRO |  | 22 | 2 | NAICS-22 Non-Cogen | PV | SUN | SUN | MISO | 6550 | 1920 | 2022
solar pv | TRUE | 62047 | N | . | USS JJ Solar CSG | United States Solar Corporation | 65173 | MN | WNC | MRO |  | 22 | 2 | NAICS-22 Non-Cogen | PV | SUN | SUN | MISO | 7077 | 2074 | 2022
solar pv | TRUE | 62048 | N | . | USS Dubhe Solar CSG | United States Solar Corporation | 65173 | MN | WNC | MRO |  | 22 | 2 | NAICS-22 Non-Cogen | PV | SUN | SUN | MISO | 7387 | 2165 | 2022
solar pv | TRUE | 62049 | N | . | USS Brockway Solar CSG | United States Solar Corporation | 65173 | MN | WNC | MRO |  | 22 | 2 | NAICS-22 Non-Cogen | PV | SUN | SUN | MISO | 6625 | 1942 | 2022
petroleum | FALSE | 62050 | N | . | Kingsbrook Jewish Medical Center | Kingsbrook Jewish Medical Center | 61618 | NY | MAT | NPCC |  | 622 | 4 | Commercial NAICS Non-Cogen | IC | DFO | DFO | NYIS | 80 | 17 | 2022
petroleum | FALSE | 62051 | N | . | St Johns Riverside Hospital | St Johns Riverside Hospital | 61619 | NY | MAT | NPCC |  | 622 | 4 | Commercial NAICS Non-Cogen | IC | DFO | DFO | NYIS | 100 | 5 | 2022
solar pv | TRUE | 62052 | N | . | Citizens Imperial Solar | Citizens Enterprises Corporation | 58871 | CA | PACC | WECC |  | 22 | 2 | NAICS-22 Non-Cogen | PV | SUN | SUN | IID | 245472 | 71943 | 2022
solar pv | TRUE | 62053 | N | . | Syncarpha Dodge 1 CSG | Solar Provider Group MN I LLC | 61616 | MN | WNC | MRO |  | 22 | 2 | NAICS-22 Non-Cogen | PV | SUN | SUN | MISO | 6301 | 1847 | 2022
solar pv | TRUE | 62054 | N | . | Alpha Value Solar | Alpha Value Solar, LLC | 61617 | NC | SAT | SERC |  | 22 | 2 | NAICS-22 Non-Cogen | PV | SUN | SUN | PJM | 30227 | 8859 | 2022
solar pv | TRUE | 62055 | N | . | Wareham Solar PV | NSTAR Electric Company | 54913 | MA | NEW | NPCC |  | 22 | 1 | Electric Utility | PV | SUN | SUN | ISNE | 4565 | 1338 | 2022
solar pv | TRUE | 62056 | N | . | Lancaster | Clean Focus Yield, LLC | 65305 | CA | PACC | WECC |  | 22 | 2 | NAICS-22 Non-Cogen | PV | SUN | SUN | CISO | 29458 | 8633 | 2022
solar pv | TRUE | 62057 | N | . | Hazlehurst III | SR Hazlehurst III, LLC | 61635 | GA | SAT | SERC |  | 22 | 2 | NAICS-22 Non-Cogen | PV | SUN | SUN | SOCO | 321172 | 94130 | 2022
solar pv | TRUE | 62058 | N | . | SR Terrell | SR Terrell, LLC | 61634 | GA | SAT | SERC |  | 22 | 2 | NAICS-22 Non-Cogen | PV | SUN | SUN | SOCO | 610865 | 179034 | 2022
solar pv | TRUE | 62059 | N | . | East Longmeadow Solar PV | NSTAR Electric Company | 54913 | MA | NEW | NPCC |  | 22 | 1 | Electric Utility | PV | SUN | SUN | ISNE | 30746 | 9011 | 2022
solar pv | TRUE | 62060 | N | . | Hampton MN GRE | SoCore Energy LLC | 60520 | MN | WNC | MRO |  | 22 | 2 | NAICS-22 Non-Cogen | PV | SUN | SUN | MISO | 12318 | 3610 | 2022
solar pv | TRUE | 62061 | N | . | Anoka County MN CONX | SoCore Energy LLC | 60520 | MN | WNC | MRO |  | 22 | 2 | NAICS-22 Non-Cogen | PV | SUN | SUN | MISO | 19546 | 5728 | 2022
solar pv | TRUE | 62062 | N | . | Athens MN CONX | SoCore Energy LLC | 60520 | MN | WNC | MRO |  | 22 | 2 | NAICS-22 Non-Cogen | PV | SUN | SUN | MISO | 34991 | 10255 | 2022
solar pv | TRUE | 62063 | N | . | Greenfield Solar PV | NSTAR Electric Company | 54913 | MA | NEW | NPCC |  | 22 | 1 | Electric Utility | PV | SUN | SUN | ISNE | 10926 | 3202 | 2022
solar pv | TRUE | 62064 | N | . | Hinsdale Solar PV | NSTAR Electric Company | 54913 | MA | NEW | NPCC |  | 22 | 1 | Electric Utility | PV | SUN | SUN | ISNE | 10508 | 3080 | 2022
solar pv | TRUE | 62065 | N | . | Savoy Solar PV | NSTAR Electric Company | 54913 | MA | NEW | NPCC |  | 22 | 1 | Electric Utility | PV | SUN | SUN | ISNE | 11202 | 3283 | 2022
solar pv | TRUE | 62066 | N | . | Southampton Solar PV | NSTAR Electric Company | 54913 | MA | NEW | NPCC |  | 22 | 1 | Electric Utility | PV | SUN | SUN | ISNE | 11471 | 3362 | 2022
solar pv | TRUE | 62067 | N | . | Urtica Solar Project | Greenbacker Renewable Energy Corporation | 60025 | WA | PACC | WECC |  | 22 | 2 | NAICS-22 Non-Cogen | PV | SUN | SUN | PSEI | 382 | 112 | 2022
solar pv | TRUE | 62069 | N | . | Penstemon Solar Project | Greenbacker Renewable Energy Corporation | 60025 | WA | PACC | WECC |  | 22 | 2 | NAICS-22 Non-Cogen | PV | SUN | SUN | PSEI | 28715 | 8416 | 2022
solar pv | TRUE | 62071 | N | . | Camas Solar Project | Greenbacker Renewable Energy Corporation | 60025 | WA | PACC | WECC |  | 22 | 2 | NAICS-22 Non-Cogen | PV | SUN | SUN | PSEI | 4398 | 1289 | 2022
solar pv | TRUE | 62072 | N | . | Springfield Solar PV | NSTAR Electric Company | 54913 | MA | NEW | NPCC |  | 22 | 1 | Electric Utility | PV | SUN | SUN | ISNE | 21892 | 6416 | 2022
solar pv | TRUE | 62073 | N | . | Hampden Solar PV | NSTAR Electric Company | 54913 | MA | NEW | NPCC |  | 22 | 1 | Electric Utility | PV | SUN | SUN | ISNE | 21620 | 6337 | 2022
solar pv | TRUE | 62074 | N | . | Bd of Educ of Queen Anne's Cnty, Cnty HS | Tesla Inc. | 60947 | MD | SAT | RFC |  | 22 | 2 | NAICS-22 Non-Cogen | PV | SUN | SUN | PJM | 9676 | 2836 | 2022
solar pv | TRUE | 62075 | N | . | Pima Community College | Tesla Inc. | 60947 | AZ | MTN | WECC |  | 22 | 2 | NAICS-22 Non-Cogen | PV | SUN | SUN | TEPC | 5158 | 1512 | 2022
solar pv | TRUE | 62076 | N | . | Town of Branford | Tesla Inc. | 60947 | CT | NEW | NPCC |  | 22 | 2 | NAICS-22 Non-Cogen | PV | SUN | SUN | ISNE | 5625 | 1649 | 2022
solar pv | TRUE | 62077 | N | . | Blue Shld Of Cal- El Dorado Hlls Mtr B | Tesla Inc. | 60947 | CA | PACC | WECC |  | 22 | 2 | NAICS-22 Non-Cogen | PV | SUN | SUN | BANC | 11062 | 3242 | 2022
onshore wind | TRUE | 62079 | N | . | Whispering Willow North | Interstate Power and Light Co | 9417 | IA | WNC | MRO |  | 22 | 1 | Electric Utility | WT | WND | WND | MISO | 3017354 | 884336 | 2022
onshore wind | TRUE | 62080 | N | . | Richland | Interstate Power and Light Co | 9417 | IA | WNC | MRO |  | 22 | 1 | Electric Utility | WT | WND | WND | MISO | 1811495 | 530919 | 2022
onshore wind | TRUE | 62081 | N | . | Golden Plains | Interstate Power and Light Co | 9417 | IA | WNC | MRO |  | 22 | 1 | Electric Utility | WT | WND | WND | MISO | 3021329 | 885500 | 2022
solar pv | TRUE | 62082 | N | . | Southwick Solar PV | NSTAR Electric Company | 54913 | MA | NEW | NPCC |  | 22 | 1 | Electric Utility | PV | SUN | SUN | ISNE | 32110 | 9411 | 2022
solar pv | TRUE | 62084 | N | . | Becker Solar 2 CSG | SunShare Management | 60970 | MN | WNC | MRO |  | 22 | 2 | NAICS-22 Non-Cogen | PV | SUN | SUN | MISO | 5357 | 1570 | 2022
solar pv | TRUE | 62085 | N | . | Becker Solar 3 CSG | SunShare Management | 60970 | MN | WNC | MRO |  | 22 | 2 | NAICS-22 Non-Cogen | PV | SUN | SUN | MISO | 5279 | 1547 | 2022
solar pv | TRUE | 62086 | N | . | Becker Solar 4 CSG | SunShare Management | 60970 | MN | WNC | MRO |  | 22 | 2 | NAICS-22 Non-Cogen | PV | SUN | SUN | MISO | 5513 | 1616 | 2022
solar pv | TRUE | 62087 | N | . | Becker Solar 5 CSG | SunShare Management | 60970 | MN | WNC | MRO |  | 22 | 2 | NAICS-22 Non-Cogen | PV | SUN | SUN | MISO | 5689 | 1667 | 2022
solar pv | TRUE | 62088 | N | . | Schultz CSG | DG Minnesota CSG, LLC | 61187 | MN | WNC | MRO |  | 22 | 2 | NAICS-22 Non-Cogen | PV | SUN | SUN | MISO | 8740 | 2562 | 2022
solar pv | TRUE | 62089 | N | . | Panda Solar NC 1, LLC | Panda Solar NC 1, LLC | 61612 | NC | SAT | SERC |  | 22 | 2 | NAICS-22 Non-Cogen | PV | SUN | SUN | CPLE | 6217 | 1822 | 2022
solar pv | TRUE | 62090 | N | . | Sunderland Solar PV | NSTAR Electric Company | 54913 | MA | NEW | NPCC |  | 22 | 1 | Electric Utility | PV | SUN | SUN | ISNE | 5974 | 1751 | 2022
solar pv | TRUE | 62091 | N | . | Hatfield Solar PV | NSTAR Electric Company | 54913 | MA | NEW | NPCC |  | 22 | 1 | Electric Utility | PV | SUN | SUN | ISNE | 20137 | 5902 | 2022
solar pv | TRUE | 62092 | N | . | Montague Site 36-Grosolar | NSTAR Electric Company | 54913 | MA | NEW | NPCC |  | 22 | 1 | Electric Utility | PV | SUN | SUN | ISNE | 21831 | 6398 | 2022
solar pv | TRUE | 62093 | N | . | East Springfield Solar PV | NSTAR Electric Company | 54913 | MA | NEW | NPCC |  | 22 | 1 | Electric Utility | PV | SUN | SUN | ISNE | 7121 | 2087 | 2022
solar pv | TRUE | 62095 | N | . | Quarter Horse Solar | Quarter Horse Farm LLC | 61640 | NC | SAT | SERC |  | 22 | 2 | NAICS-22 Non-Cogen | PV | SUN | SUN | CPLE | 32773 | 9605 | 2022
solar pv | TRUE | 62096 | N | . | Atkinson Solar II | Atkinson Solar II LLC | 61639 | NC | SAT | SERC |  | 22 | 2 | NAICS-22 Non-Cogen | PV | SUN | SUN | CPLE | 12982 | 3805 | 2022
solar pv | TRUE | 62097 | N | . | Ludlow Site 72 - Conti | NSTAR Electric Company | 54913 | MA | NEW | NPCC |  | 22 | 1 | Electric Utility | PV | SUN | SUN | ISNE | 8939 | 2620 | 2022
solar pv | TRUE | 62098 | N | . | Tiller CSG | DG Minnesota CSG, LLC | 61187 | MN | WNC | MRO |  | 22 | 2 | NAICS-22 Non-Cogen | PV | SUN | SUN | MISO | 26950 | 7899 | 2022
solar pv | TRUE | 62099 | N | . | Hammer CSG | DG Minnesota CSG, LLC | 61187 | MN | WNC | MRO |  | 22 | 2 | NAICS-22 Non-Cogen | PV | SUN | SUN | MISO | 25031 | 7336 | 2022
solar pv | TRUE | 62100 | N | . | Warrenton I Solar | Warrenton Solar I LLC | 61645 | NC | SAT | SERC |  | 22 | 2 | NAICS-22 Non-Cogen | PV | SUN | SUN | CPLE | 32630 | 9563 | 2022
solar pv | TRUE | 62101 | N | . | Bladenboro Solar 2 | Bladenboro Farm 2 LLC | 61644 | NC | SAT | SERC |  | 22 | 2 | NAICS-22 Non-Cogen | PV | SUN | SUN | CPLE | 30101 | 8822 | 2022
solar pv | TRUE | 62102 | N | . | Sadiebrook NC Solar | Sadiebrook Solar LLC | 61641 | NC | SAT | SERC |  | 22 | 2 | NAICS-22 Non-Cogen | PV | SUN | SUN | CPLE | 31535 | 9242 | 2022
onshore wind | TRUE | 62103 | N | . | Kossuth | Wisconsin Power & Light Co | 20856 | IA | WNC | MRO |  | 22 | 1 | Electric Utility | WT | WND | WND | MISO | 2201755 | 645298 | 2022
solar pv | TRUE | 62104 | N | . | Lane Solar | Lane Solar Farm LLC | 61642 | NC | SAT | SERC |  | 22 | 2 | NAICS-22 Non-Cogen | PV | SUN | SUN | CPLE | 33570 | 9839 | 2022
solar pv | TRUE | 62105 | N | . | Monticello Project CSG | DG Minnesota CSG, LLC | 61187 | MN | WNC | MRO |  | 22 | 2 | NAICS-22 Non-Cogen | PV | SUN | SUN | MISO | 23449 | 6872 | 2022
onshore wind | TRUE | 62106 | N | . | WED Green Hill, LLC | WED Green Hill, LLC | 61648 | RI | NEW | NPCC |  | 22 | 2 | NAICS-22 Non-Cogen | WT | WND | WND | ISNE | 23991 | 7031 | 2022
onshore wind | TRUE | 62107 | N | . | WED Plainfield II, LLC | WED Plainfield II, LLC | 61649 | RI | NEW | NPCC |  | 22 | 2 | NAICS-22 Non-Cogen | WT | WND | WND | ISNE | 24765 | 7258 | 2022
onshore wind | TRUE | 62108 | N | . | WED Plainfield III, LLC | WED Plainfield III, LLC | 61650 | RI | NEW | NPCC |  | 22 | 2 | NAICS-22 Non-Cogen | WT | WND | WND | ISNE | 21673 | 6352 | 2022
onshore wind | TRUE | 62109 | N | . | WED Plainfield, LLC | WED Plainfield, LLC | 61651 | RI | NEW | NPCC |  | 22 | 2 | NAICS-22 Non-Cogen | WT | WND | WND | ISNE | 22521 | 6600 | 2022
onshore wind | TRUE | 62110 | N | . | WED Shun I, LLC | WED Shun I, LLC | 61652 | RI | NEW | NPCC |  | 22 | 2 | NAICS-22 Non-Cogen | WT | WND | WND | ISNE | 26852 | 7870 | 2022
onshore wind | TRUE | 62111 | N | . | WED Shun II, LLC | WED Shun II, LLC | 61653 | RI | NEW | NPCC |  | 22 | 2 | NAICS-22 Non-Cogen | WT | WND | WND | ISNE | 24923 | 7305 | 2022
onshore wind | TRUE | 62112 | N | . | WED Shun III, LLC | WED Shun III, LLC | 61654 | RI | NEW | NPCC |  | 22 | 2 | NAICS-22 Non-Cogen | WT | WND | WND | ISNE | 26105 | 7651 | 2022
natural gas combined cycle | TRUE | 62115 | N | . | AES Alamitos Energy Center | AES Alamitos Energy, LLC | 61669 | CA | PACC | WECC |  | 22 | 2 | NAICS-22 Non-Cogen | CA | NG | NG | CISO | 0 | 1243782 | 2022
natural gas combined cycle | TRUE | 62115 | N | . | AES Alamitos Energy Center | AES Alamitos Energy, LLC | 61669 | CA | PACC | WECC |  | 22 | 2 | NAICS-22 Non-Cogen | CT | NG | NG | CISO | 23966205 | 2208080 | 2022
natural gas combined cycle | TRUE | 62116 | N | . | AES Huntington Beach Energy Project | AES Huntington Beach Energy, LLC | 61670 | CA | PACC | WECC |  | 22 | 2 | NAICS-22 Non-Cogen | CA | NG | NG | CISO | 0 | 1388539 | 2022
natural gas combined cycle | TRUE | 62116 | N | . | AES Huntington Beach Energy Project | AES Huntington Beach Energy, LLC | 61670 | CA | PACC | WECC |  | 22 | 2 | NAICS-22 Non-Cogen | CT | NG | NG | CISO | 26791160 | 2526457 | 2022
petroleum | FALSE | 62117 | Y | . | Beloit Memorial Hospital Power Plant | Beloit Memorial Hospital | 61967 | WI | ENC | MRO |  | 622 | 5 | Commercial NAICS Cogen | IC | DFO | DFO | MISO | 109 | 9.991 | 2022
natural gas peaker | FALSE | 62117 | Y | . | Beloit Memorial Hospital Power Plant | Beloit Memorial Hospital | 61967 | WI | ENC | MRO |  | 622 | 5 | Commercial NAICS Cogen | IC | NG | NG | MISO | 294 | 25.289 | 2022
solar pv | TRUE | 62118 | N | . | WED GW Solar, LLC | WED GW Solar, LLC CSG | 61666 | RI | NEW | NPCC |  | 22 | 2 | NAICS-22 Non-Cogen | PV | SUN | SUN | ISNE | 15479 | 4537 | 2022
solar pv | TRUE | 62119 | N | . | University Park Solar | SS PA II PSU LLC | 61675 | PA | MAT | RFC |  | 22 | 2 | NAICS-22 Non-Cogen | PV | SUN | SUN | PJM | 7346 | 2153 | 2022
solar pv | TRUE | 62120 | N | . | Panda Solar NC 2, LLC | Panda Solar NC 2, LLC | 61655 | NC | SAT | SERC |  | 22 | 2 | NAICS-22 Non-Cogen | PV | SUN | SUN | CPLE | 11217 | 3287 | 2022
solar pv | TRUE | 62121 | N | . | Panda Solar NC 3, LLC | Panda Solar NC 3, LLC | 61656 | NC | SAT | SERC |  | 22 | 2 | NAICS-22 Non-Cogen | PV | SUN | SUN | CPLE | 12701 | 3722 | 2022
solar pv | TRUE | 62122 | N | . | Panda Solar NC 4, LLC | Panda Solar NC 4, LLC | 61657 | NC | SAT | SERC |  | 22 | 2 | NAICS-22 Non-Cogen | PV | SUN | SUN | CPLE | 13328 | 3906 | 2022
solar pv | TRUE | 62123 | N | . | Panda Solar NC 5, LLC | Panda Solar NC 5, LLC | 61658 | NC | SAT | SERC |  | 22 | 2 | NAICS-22 Non-Cogen | PV | SUN | SUN | CPLE | 6453 | 1891 | 2022
solar pv | TRUE | 62124 | N | . | Panda Solar NC 6, LLC | Panda Solar NC 6, LLC | 61660 | NC | SAT | SERC |  | 22 | 2 | NAICS-22 Non-Cogen | PV | SUN | SUN | CPLE | 6093 | 1786 | 2022
solar pv | TRUE | 62125 | N | . | Panda Solar NC 7, LLC | Panda Solar NC 7 , LLC | 61659 | NC | SAT | SERC |  | 22 | 2 | NAICS-22 Non-Cogen | PV | SUN | SUN | CPLE | 8860 | 2597 | 2022
solar pv | TRUE | 62126 | N | . | Panda Solar NC 8, LLC | Panda Solar NC 8, LLC | 61661 | NC | SAT | SERC |  | 22 | 2 | NAICS-22 Non-Cogen | PV | SUN | SUN | CPLE | 13347 | 3912 | 2022
solar pv | TRUE | 62127 | N | . | Panda Solar NC 9, LLC | Panda Solar NC 9, LLC | 61662 | NC | SAT | SERC |  | 22 | 2 | NAICS-22 Non-Cogen | PV | SUN | SUN | CPLE | 15126 | 4433 | 2022
solar pv | TRUE | 62128 | N | . | Panda Solar NC 10, LLC | Panda Solar NC 10, LLC | 61663 | NC | SAT | SERC |  | 22 | 2 | NAICS-22 Non-Cogen | PV | SUN | SUN | CPLE | 14054 | 4119 | 2022
solar pv | TRUE | 62129 | N | . | Panda Solar NC 11, LLC | Panda Solar NC 11, LLC | 61664 | NC | SAT | SERC |  | 22 | 2 | NAICS-22 Non-Cogen | PV | SUN | SUN | CPLE | 13894 | 4072 | 2022
onshore wind | TRUE | 62130 | N | . | Roseman | Roseman Energy, LLC | 61676 | IA | WNC | MRO |  | 22 | 2 | NAICS-22 Non-Cogen | WT | WND | WND | MISO | 28056 | 8223 | 2022
solar pv | TRUE | 62131 | N | . | Red Toad 4451 Buffalo Road, LLC | Sol Systems | 61677 | NC | SAT | SERC |  | 22 | 2 | NAICS-22 Non-Cogen | PV | SUN | SUN | CPLE | 13775 | 4037 | 2022
onshore wind | TRUE | 62132 | N | . | Arbor Hill Wind Farm | MidAmerican Energy Co | 12341 | IA | WNC | MRO |  | 22 | 1 | Electric Utility | WT | WND | WND | MISO | 4588093 | 1344693 | 2022
onshore wind | TRUE | 62133 | N | . | North English | MidAmerican Energy Co | 12341 | IA | WNC | MRO |  | 22 | 1 | Electric Utility | WT | WND | WND | MISO | 5009679 | 1468253 | 2022
solar pv | TRUE | 62135 | N | . | Palmer | AES Distributed Energy | 61012 | MA | NEW | NPCC |  | 22 | 2 | NAICS-22 Non-Cogen | PV | SUN | SUN | ISNE | 20375 | 5971 | 2022
solar pv | TRUE | 62136 | N | . | Arthur Solar, LLC | Rigel | 64877 | NC | SAT | SERC |  | 22 | 2 | NAICS-22 Non-Cogen | PV | SUN | SUN | DUK | 35019 | 10264 | 2022
solar pv | TRUE | 62137 | N | . | Eichtens II CSG | Terraform Arcadia | 63249 | MN | WNC | MRO |  | 22 | 2 | NAICS-22 Non-Cogen | PV | SUN | SUN | MISO | 3775 | 1106 | 2022
solar pv | TRUE | 62138 | N | . | Barone CSG | Terraform Arcadia | 63249 | MN | WNC | MRO |  | 22 | 2 | NAICS-22 Non-Cogen | PV | SUN | SUN | MISO | 5735 | 1681 | 2022
solar pv | TRUE | 62139 | N | . | Huneke II CSG | Terraform Arcadia | 63249 | MN | WNC | MRO |  | 22 | 2 | NAICS-22 Non-Cogen | PV | SUN | SUN | MISO | 4846 | 1421 | 2022
solar pv | TRUE | 62140 | N | . | Puller Solar | Dominion Energy Inc. | 5248 | VA | SAT | SERC |  | 22 | 1 | Electric Utility | PV | SUN | SUN | PJM | 91666 | 26866 | 2022
solar pv | TRUE | 62141 | N | . | Rambler | Duke Energy Renewables Services | 65411 | TX | WSC | TRE |  | 22 | 2 | NAICS-22 Non-Cogen | PV | SUN | SUN | ERCO | 1230122 | 360528 | 2022
onshore wind | TRUE | 62142 | N | . | Amadeus Wind Farm | Amadeus Wind LLC | 61683 | TX | WSC | TRE |  | 22 | 2 | NAICS-22 Non-Cogen | WT | WND | WND | ERCO | 2578896 | 755831 | 2022
solar pv | TRUE | 62143 | N | . | MSC-GreyCloud01 Community Solar | MSC-GreyCloud01 LLC | 61679 | MN | WNC | MRO |  | 22 | 2 | NAICS-22 Non-Cogen | PV | SUN | SUN | MISO | 5816 | 1705 | 2022
solar pv | TRUE | 62144 | N | . | MSC-Scandia01 CSG | MSC-Scandia01 LLC | 61680 | MN | WNC | MRO |  | 22 | 2 | NAICS-22 Non-Cogen | PV | SUN | SUN | MISO | 5415 | 1587 | 2022
solar pv | TRUE | 62145 | N | . | Minisink Solar 1 LLC | Minisink Solar 1 LLC | 61681 | NY | MAT | NPCC |  | 22 | 2 | NAICS-22 Non-Cogen | PV | SUN | SUN | NYIS | 11253 | 3298 | 2022
solar pv | TRUE | 62146 | N | . | Minisink Community Solar 2 LLC | Minisink Solar 2 LLC | 61682 | NY | MAT | NPCC |  | 22 | 2 | NAICS-22 Non-Cogen | PV | SUN | SUN | NYIS | 11632 | 3409 | 2022
other | TRUE | 62147 | N | . | KCE NY 1 | KCE NY 1, LLC | 61687 | NY | MAT | NPCC |  | 22 | 2 | NAICS-22 Non-Cogen | BA | MWH | OTH | NYIS | 0 | -2187 | 2022
solar pv | TRUE | 62148 | N | . | Goose Lake MN DPC-GM | ENGIE Generation North America LLC | 61688 | MN | WNC | MRO |  | 22 | 2 | NAICS-22 Non-Cogen | PV | SUN | SUN | MISO | 9848 | 2886 | 2022
solar pv | TRUE | 62149 | N | . | Syncarpha Eagle Nest | Syncarpha Eagle Nest I, LLC | 61685 | NM | MTN | WECC |  | 22 | 2 | NAICS-22 Non-Cogen | PV | SUN | SUN | PNM | 8421 | 2468 | 2022
solar pv | FALSE | 62150 | N | . | Chaffey College Rancho Cucamonga Campus | Chaffey Community College District | 61686 | CA | PACC | WECC |  | 611 | 4 | Commercial NAICS Non-Cogen | PV | SUN | SUN | CISO | 26848 | 7869 | 2022
solar pv | FALSE | 62151 | N | . | Clif Bar Bakery of Twin Falls | Clif Bar Bakery of Twin Falls, LLC | 61695 | ID | MTN | WECC |  | 311 | 6 | Industrial NAICS Non-Cogen | PV | SUN | SUN | IPCO | 10143 | 2973 | 2022
solar pv | FALSE | 62152 | N | . | IKEA Live Oak Rooftop PV System | IKEA Property Inc | 57389 | TX | WSC | TRE |  | 441 | 4 | Commercial NAICS Non-Cogen | PV | SUN | SUN | ERCO | 7404 | 2170 | 2022
solar pv | TRUE | 62154 | N | . | Kelly Bridge Road Community Solar Farm | Generate Capital | 61194 | NY | MAT | NPCC |  | 22 | 2 | NAICS-22 Non-Cogen | PV | SUN | SUN | NYIS | 11739 | 3440 | 2022
solar pv | TRUE | 62155 | N | . | Hospital Rd Community Solar Farm CSG | Delaware River Solar, LLC | 61610 | NY | MAT | NPCC |  | 22 | 2 | NAICS-22 Non-Cogen | PV | SUN | SUN | NYIS | 7244 | 2123 | 2022
solar pv | TRUE | 62156 | N | . | Pool Brook Rd Community Solar Farm | Generate Capital | 61194 | NY | MAT | NPCC |  | 22 | 2 | NAICS-22 Non-Cogen | PV | SUN | SUN | NYIS | 10909 | 3197 | 2022
solar pv | TRUE | 62157 | N | . | Breesport Road Community Solar Farm | NY Baldwin I, LLC | 62706 | NY | MAT | NPCC |  | 22 | 2 | NAICS-22 Non-Cogen | PV | SUN | SUN | NYIS | 11291 | 3309 | 2022
solar pv | TRUE | 62158 | N | . | Sacket Lake Rd #1 Community Solar Farm | Generate Capital | 61194 | NY | MAT | NPCC |  | 22 | 2 | NAICS-22 Non-Cogen | PV | SUN | SUN | NYIS | 11972 | 3509 | 2022
solar pv | TRUE | 62159 | N | . | Sacket Lake Rd #2 Community Solar Farm | Delaware River Solar, LLC | 61610 | NY | MAT | NPCC |  | 22 | 2 | NAICS-22 Non-Cogen | PV | SUN | SUN | NYIS | 9301 | 2726 | 2022
solar pv | TRUE | 62160 | N | . | Turner Rd Community Solar Project | Delaware River Solar, LLC | 61610 | NY | MAT | NPCC |  | 22 | 2 | NAICS-22 Non-Cogen | PV | SUN | SUN | NYIS | 10891 | 3192 | 2022
onshore wind | FALSE | 62161 | N | . | Galactic Wind | Galactic Wind | 61667 | WI | ENC | MRO |  | 519 | 4 | Commercial NAICS Non-Cogen | WT | WND | WND | MISO | 81390 | 23854 | 2022
petroleum | FALSE | 62162 | N | . | 4710 Hosting | Epic Hosting, LLC | 61702 | MN | WNC | MRO |  | 519 | 4 | Commercial NAICS Non-Cogen | IC | DFO | DFO | MISO | 307 | 24 | 2022
solar pv | TRUE | 62163 | N | . | Meridian III | SR Meridian III, LLC | 61701 | MS | ESC | SERC |  | 22 | 2 | NAICS-22 Non-Cogen | PV | SUN | SUN | SOCO | 436786 | 128014 | 2022
solar pv | TRUE | 62164 | N | . | Meridian II | SR Meridian II, LLC | 61699 | MS | ESC | SERC |  | 22 | 2 | NAICS-22 Non-Cogen | PV | SUN | SUN | TVA | 27728 | 8127 | 2022
solar pv | TRUE | 62165 | N | . | Snipesville | SR Snipesville, LLC | 61624 | GA | SAT | SERC |  | 22 | 2 | NAICS-22 Non-Cogen | PV | SUN | SUN | SOCO | 735336 | 215515 | 2022
solar pv | TRUE | 62167 | N | . | County Home Solar LLC | Rigel | 64877 | NC | SAT | SERC |  | 22 | 2 | NAICS-22 Non-Cogen | PV | SUN | SUN | CPLE | 34822 | 10206 | 2022
solar pv | TRUE | 62168 | N | . | Church Road Solar LLC | Rigel | 64877 | NC | SAT | SERC |  | 22 | 2 | NAICS-22 Non-Cogen | PV | SUN | SUN | CPLE | 25218 | 7391 | 2022
solar pv | TRUE | 62169 | N | . | Boring Solar LLC | Boring Solar LLC | 61705 | OR | PACC | WECC |  | 22 | 2 | NAICS-22 Non-Cogen | PV | SUN | SUN | PGE | 13097 | 3838 | 2022
solar pv | TRUE | 62170 | N | . | Ballston Solar LLC | Ballston Solar LLC | 61703 | OR | PACC | WECC |  | 22 | 2 | NAICS-22 Non-Cogen | PV | SUN | SUN | PGE | 12548 | 3678 | 2022
solar pv | TRUE | 62171 | N | . | Labish Solar LLC | Labish Solar LLC | 61704 | OR | PACC | WECC |  | 22 | 2 | NAICS-22 Non-Cogen | PV | SUN | SUN | PGE | 13475 | 3949 | 2022
onshore wind | TRUE | 62172 | N | . | Birch | Birch Power LLC | 61706 | IA | WNC | MRO |  | 22 | 2 | NAICS-22 Non-Cogen | WT | WND | WND | MISO | 25601 | 7503 | 2022
solar pv | TRUE | 62173 | N | . | SR Jonesborough | SR Jonesborough II, LLC | 61691 | TN | ESC | SERC |  | 22 | 2 | NAICS-22 Non-Cogen | PV | SUN | SUN | TVA | 27103 | 7943 | 2022
petroleum | FALSE | 62174 | N | . | Maimonides Medical Center | Maimonides Medical Center | 61690 | NY | MAT | NPCC |  | 622 | 4 | Commercial NAICS Non-Cogen | IC | DFO | DFO | NYIS | 497 | 31 | 2022
other | TRUE | 62175 | N | . | Diablo Energy Storage | Diablo Energy Storage, LLC | 61684 | CA | PACC | WECC |  | 22 | 2 | NAICS-22 Non-Cogen | BA | MWH | OTH | CISO | 0 | -23776 | 2022
natural gas peaker | FALSE | 62176 | Y | . | Berry NMW Cogens | Berry Petroleum Co | 1569 | CA | PACC | WECC |  | 211 | 7 | Industrial NAICS Cogen | GT | NG | NG | CISO | 862804 | 69384 | 2022
solar pv | TRUE | 62177 | N | . | Desert Harvest, LLC | Desert Harvest, LLC | 61709 | CA | PACC | WECC |  | 22 | 2 | NAICS-22 Non-Cogen | PV | SUN | SUN | CISO | 754188 | 221040 | 2022
solar pv | TRUE | 62178 | N | . | Maverick Solar, LLC | Maverick Solar, LLC | 61710 | CA | PACC | WECC |  | 22 | 2 | NAICS-22 Non-Cogen | PV | SUN | SUN | CISO | 918043 | 269063 | 2022
solar pv | TRUE | 62191 | N | . | CNMEC Solar Energy Center | New Mexico Renewable Development LLC | 61724 | NM | MTN | WECC |  | 22 | 2 | NAICS-22 Non-Cogen | PV | SUN | SUN | PNM | 18870 | 5530 | 2022
natural gas combined cycle | TRUE | 62192 | N | . | Blue Water Energy Center | DTE Electric Company | 5109 | MI | ENC | RFC |  | 22 | 1 | Electric Utility | CA | NG | NG | MISO | 91820 | 1477012 | 2022
natural gas combined cycle | TRUE | 62192 | N | . | Blue Water Energy Center | DTE Electric Company | 5109 | MI | ENC | RFC |  | 22 | 1 | Electric Utility | CT | NG | NG | MISO | 28377796 | 3019018 | 2022
solar pv | TRUE | 62193 | N | . | Winegar CSG | Terraform Arcadia | 63249 | MN | WNC | MRO |  | 22 | 2 | NAICS-22 Non-Cogen | PV | SUN | SUN | MISO | 6168 | 1808 | 2022
solar pv | TRUE | 62194 | N | . | Bolduan CSG | Terraform Arcadia | 63249 | MN | WNC | MRO |  | 22 | 2 | NAICS-22 Non-Cogen | PV | SUN | SUN | MISO | 13875 | 4067 | 2022
solar pv | TRUE | 62195 | N | . | Guse CSG | Terraform Arcadia | 63249 | MN | WNC | MRO |  | 22 | 2 | NAICS-22 Non-Cogen | PV | SUN | SUN | MISO | 4394 | 1288 | 2022
solar pv | TRUE | 62196 | N | . | Hadley 2 Solar, LLC CSG | Hadley 2 Solar, LLC | 61700 | MA | NEW | NPCC |  | 22 | 2 | NAICS-22 Non-Cogen | PV | SUN | SUN | ISNE | 10504 | 3078 | 2022
solar pv | TRUE | 62197 | N | . | East Bridgewater Solar | Solten East Bridgewater 6000, LLC | 61696 | MA | NEW | NPCC |  | 22 | 2 | NAICS-22 Non-Cogen | PV | SUN | SUN | ISNE | 11752 | 3444 | 2022
solar pv | TRUE | 62198 | N | . | Griffin Road Solar, LLC CSG | Griffin Road Solar, LLC | 61693 | MA | NEW | NPCC |  | 22 | 2 | NAICS-22 Non-Cogen | PV | SUN | SUN | ISNE | 11432 | 3350 | 2022
solar pv | TRUE | 62199 | N | . | Ashby Solar, LLC CSG | Ashby Solar, LLC | 61692 | MA | NEW | NPCC |  | 22 | 2 | NAICS-22 Non-Cogen | PV | SUN | SUN | ISNE | 10667 | 3126 | 2022
solar pv | TRUE | 62200 | N | . | Hillcrest Solar | Hillcrest Solar I, LLC | 61697 | OH | ENC | RFC |  | 22 | 2 | NAICS-22 Non-Cogen | PV | SUN | SUN | PJM | 1388275 | 406880 | 2022
solar pv | TRUE | 62201 | N | . | Dudley Solar CSG | Dudley Solar, LLC | 61698 | MA | NEW | NPCC |  | 22 | 2 | NAICS-22 Non-Cogen | PV | SUN | SUN | ISNE | 10226 | 2997 | 2022
solar pv | TRUE | 62202 | N | . | Williamsburg | AES Distributed Energy | 61012 | MA | NEW | NPCC |  | 22 | 2 | NAICS-22 Non-Cogen | PV | SUN | SUN | ISNE | 21815 | 6394 | 2022
solar pv | TRUE | 62203 | N | . | Monson Solar, LLC | Monson Solar, LLC | 61725 | MA | NEW | NPCC |  | 22 | 2 | NAICS-22 Non-Cogen | PV | SUN | SUN | ISNE | 11618 | 3405 | 2022
solar pv | TRUE | 62204 | N | . | Red Toad 5840 Buffalo Road, LLC | Sol Systems | 61677 | NC | SAT | SERC |  | 22 | 2 | NAICS-22 Non-Cogen | PV | SUN | SUN | CPLE | 14251 | 4177 | 2022
solar pv | TRUE | 62205 | N | . | Nickelson Solar, LLC | Sol Systems | 61677 | NC | SAT | SERC |  | 22 | 2 | NAICS-22 Non-Cogen | PV | SUN | SUN | CPLE | 32765 | 9602 | 2022
solar pv | TRUE | 62206 | N | . | Hibiscus Solar Energy Center | Florida Power & Light Co | 6452 | FL | SAT | SERC |  | 22 | 1 | Electric Utility | PV | SUN | SUN | FPL | 470795 | 137982 | 2022
onshore wind | TRUE | 62207 | N | . | Reloj del Sol Wind Farm | Reloj del Sol Wind Farm LLC | 61727 | TX | WSC | TRE |  | 22 | 2 | NAICS-22 Non-Cogen | WT | WND | WND | ERCO | 1091389 | 319868 | 2022
solar pv | TRUE | 62208 | N | . | NIST Solar | Constellation New Energy Inc. | 60396 | MD | SAT | RFC |  | 22 | 2 | NAICS-22 Non-Cogen | PV | SUN | SUN | PJM | 20972 | 6147 | 2022
solar pv | TRUE | 62209 | N | . | Randolph CSG PV1-5 | Ecoplexus, Inc | 58970 | MN | WNC | MRO |  | 22 | 2 | NAICS-22 Non-Cogen | PV | SUN | SUN | MISO | 27773 | 8140 | 2022
solar pv | TRUE | 62210 | N | . | Felton CSG PV1-5 | Ecoplexus, Inc | 58970 | MN | WNC | MRO |  | 22 | 2 | NAICS-22 Non-Cogen | PV | SUN | SUN | MISO | 28239 | 8276 | 2022
solar pv | TRUE | 62211 | N | . | Denmark Solar | Dominion Renewable Energy | 58468 | SC | SAT | SERC |  | 22 | 2 | NAICS-22 Non-Cogen | PV | SUN | SUN | SCEG | 43357 | 12707 | 2022
solar pv | TRUE | 62216 | N | . | Gaines Solar | Gaines Solar | 61736 | SC | SAT | SERC |  | 22 | 2 | NAICS-22 Non-Cogen | PV | SUN | SUN | CPLE | 15070 | 4417 | 2022
other | TRUE | 62219 | N | . | Ashburnham Energy Storage Project | Massachusetts Mun Wholes Electric Co | 11806 | MA | NEW | NPCC |  | 22 | 1 | Electric Utility | BA | MWH | OTH | ISNE | 0 | -133 | 2022
onshore wind | TRUE | 62220 | N | . | East Fork Wind Project, LLC | Engie North America | 56201 | KS | WNC | MRO |  | 22 | 2 | NAICS-22 Non-Cogen | WT | WND | WND | SWPP | 2783515 | 815802 | 2022
solar pv | TRUE | 62223 | N | . | Warren Solar Farm LLC | Sol Systems | 61677 | NC | SAT | SERC |  | 22 | 2 | NAICS-22 Non-Cogen | PV | SUN | SUN | CPLE | 37430 | 10970 | 2022
solar pv | TRUE | 62224 | N | . | Oak Leaf Solar XXVII LLC | Greenbacker Renewable Energy Corporation | 60025 | CO | MTN | WECC |  | 22 | 2 | NAICS-22 Non-Cogen | PV | SUN | SUN | PSCO | 10688 | 3133 | 2022
solar pv | TRUE | 62225 | N | . | Hunterdon Health System Solar Project | NJ Solar 1, LLC | 61740 | NJ | MAT | RFC |  | 22 | 2 | NAICS-22 Non-Cogen | PV | SUN | SUN | PJM | 5490 | 1609 | 2022
solar pv | TRUE | 62226 | N | . | Westminster Renewables, LLC CSG | Westminster Renewables, LLC | 61744 | MA | NEW | NPCC |  | 22 | 2 | NAICS-22 Non-Cogen | PV | SUN | SUN | ISNE | 9336 | 2736 | 2022
onshore wind | TRUE | 62227 | N | . | Seymour Hills Wind Project, LLC | Engie North America | 56201 | TX | WSC | TRE |  | 22 | 2 | NAICS-22 Non-Cogen | WT | WND | WND | ERCO | 465520 | 136436 | 2022
solar pv | FALSE | 62228 | N | . | Otis Elevator Company Solar | Otis Elevator Company | 61756 | SC | SAT | SERC |  | 333 | 6 | Industrial NAICS Non-Cogen | PV | SUN | SUN | DUK | 5859 | 1717 | 2022
solar pv | TRUE | 62233 | N | . | Jefferson Solar | Jefferson Solar | 61750 | SC | SAT | SERC |  | 22 | 2 | NAICS-22 Non-Cogen | PV | SUN | SUN | CPLE | 2245 | 658 | 2022
solar pv | TRUE | 62238 | N | . | Marshall Solar | Marshall Solar | 61755 | SC | SAT | SERC |  | 22 | 2 | NAICS-22 Non-Cogen | PV | SUN | SUN | CPLE | 3856 | 1130 | 2022
solar pv | TRUE | 62239 | N | . | Oak Leaf Solar XXX LLC (CSG) | Greenbacker Renewable Energy Corporation | 60025 | CO | MTN | WECC |  | 22 | 2 | NAICS-22 Non-Cogen | PV | SUN | SUN | PSCO | 12587 | 3689 | 2022
solar pv | TRUE | 62240 | N | . | Burgaw Solar, LLC | CI-II Mitchell Holding LLC | 63184 | NC | SAT | SERC |  | 22 | 2 | NAICS-22 Non-Cogen | PV | SUN | SUN | CPLE | 29449 | 8631 | 2022
solar pv | TRUE | 62241 | N | . | NorWest Energy 9 LLC | Rigel | 64877 | OR | PACC | WECC |  | 22 | 2 | NAICS-22 Non-Cogen | PV | SUN | SUN | PACW | 39116 | 11464 | 2022
solar pv | TRUE | 62242 | N | . | County of San Diego SBRC | MN8 Energy LLC | 61944 | CA | PACC | WECC |  | 22 | 2 | NAICS-22 Non-Cogen | PV | SUN | SUN | CISO | 8168 | 2394 | 2022
solar pv | TRUE | 62243 | N | . | Oak Leaf Solar XXI (CSG) | Greenbacker Renewable Energy Corporation | 60025 | CO | MTN | WECC |  | 22 | 2 | NAICS-22 Non-Cogen | PV | SUN | SUN | PSCO | 11730 | 3438 | 2022
solar pv | TRUE | 62244 | N | . | Oak Leaf Solar XXXI LLC (CSG) | Greenbacker Renewable Energy Corporation | 60025 | CO | MTN | WECC |  | 22 | 2 | NAICS-22 Non-Cogen | PV | SUN | SUN | PSCO | 10832 | 3175 | 2022
solar pv | TRUE | 62245 | N | . | Oak Leaf Solar XXV LLC (CSG) | Greenbacker Renewable Energy Corporation | 60025 | CO | MTN | WECC |  | 22 | 2 | NAICS-22 Non-Cogen | PV | SUN | SUN | PSCO | 10535 | 3088 | 2022
solar pv | TRUE | 62246 | N | . | Target Woodland Solar Project | MN8 Energy LLC | 61944 | CA | PACC | WECC |  | 22 | 2 | NAICS-22 Non-Cogen | PV | SUN | SUN | CISO | 13132 | 3849 | 2022
onshore wind | TRUE | 62247 | N | . | Prevailing Wind Park | AES Distributed Energy | 61012 | SD | WNC | MRO |  | 22 | 2 | NAICS-22 Non-Cogen | WT | WND | WND | SWPP | 3125622 | 916067 | 2022
solar pv | TRUE | 62248 | N | . | Arrow Canyon Solar Hybrid | Arrow Canyon Solar LLC | 61768 | NV | MTN | WECC |  | 22 | 2 | NAICS-22 Non-Cogen | PV | SUN | SUN | NEVP | 100060 | 29326 | 2022
solar pv | TRUE | 62249 | N | . | Misae Solar | Misae Lessee LLC | 63048 | TX | WSC | TRE |  | 22 | 2 | NAICS-22 Non-Cogen | PV | SUN | SUN | ERCO | 1779353 | 521498 | 2022
petroleum | FALSE | 62250 | N | . | NYC-HH-New Bellevue Hospital | NYC-HH-New Bellevue Hospital | 61774 | NY | MAT | NPCC |  | 622 | 4 | Commercial NAICS Non-Cogen | IC | DFO | DFO | NYIS | 767 | 116 | 2022
solar pv | TRUE | 62251 | N | . | Oak Leaf Solar XXXII (CSG) | Greenbacker Renewable Energy Corporation | 60025 | CO | MTN | WECC |  | 22 | 2 | NAICS-22 Non-Cogen | PV | SUN | SUN | PSCO | 11709 | 3432 | 2022
solar pv | TRUE | 62252 | N | . | Oak Leaf Solar XXII LLC (CSG) | Greenbacker Renewable Energy Corporation | 60025 | CO | MTN | WECC |  | 22 | 2 | NAICS-22 Non-Cogen | PV | SUN | SUN | PSCO | 12751 | 3737 | 2022
solar pv | TRUE | 62253 | N | . | Oak Leaf Solar XXIV LLC (CSG) | Greenbacker Renewable Energy Corporation | 60025 | CO | MTN | WECC |  | 22 | 2 | NAICS-22 Non-Cogen | PV | SUN | SUN | PSCO | 11034 | 3234 | 2022
solar pv | TRUE | 62254 | N | . | Oak Leaf Solar XXVI LLC | Greenbacker Renewable Energy Corporation | 60025 | CO | MTN | WECC |  | 22 | 2 | NAICS-22 Non-Cogen | PV | SUN | SUN | PSCO | 10767 | 3156 | 2022
solar pv | TRUE | 62255 | N | . | Oak Leaf Solar XXVIII LLC (CSG) | Greenbacker Renewable Energy Corporation | 60025 | CO | MTN | WECC |  | 22 | 2 | NAICS-22 Non-Cogen | PV | SUN | SUN | PSCO | 11355 | 3328 | 2022
solar pv | TRUE | 62256 | N | . | Oak Leaf Solar XXIII LLC (CSG) | Greenbacker Renewable Energy Corporation | 60025 | CO | MTN | WECC |  | 22 | 2 | NAICS-22 Non-Cogen | PV | SUN | SUN | PSCO | 11309 | 3315 | 2022
other | TRUE | 62257 | N | . | Station 9 Energy Storage System | Town of Braintree - (MA) | 2144 | MA | NEW | NPCC |  | 22 | 1 | Electric Utility | BA | MWH | OTH | ISNE | 0 | -102 | 2022
onshore wind | TRUE | 62258 | N | . | Mesteno | Duke Energy Renewables Services | 65411 | TX | WSC | TRE |  | 22 | 2 | NAICS-22 Non-Cogen | WT | WND | WND | ERCO | 1470867 | 431086 | 2022
onshore wind | TRUE | 62259 | N | . | Ranchero Wind Farm LLC | Ranchero Wind Farm LLC | 61771 | TX | WSC | TRE |  | 22 | 2 | NAICS-22 Non-Cogen | WT | WND | WND | ERCO | 3669361 | 1075428 | 2022
solar pv | TRUE | 62260 | N | . | Trout Creek Solar | AEP Onsite Partners, LLC | 60571 | CO | MTN | WECC |  | 22 | 2 | NAICS-22 Non-Cogen | PV | SUN | SUN | PSCO | 13798 | 4044 | 2022
solar pv | TRUE | 62264 | N | . | Pittsfield 44 - M&W PV | NSTAR Electric Company | 54913 | MA | NEW | NPCC |  | 22 | 1 | Electric Utility | PV | SUN | SUN | ISNE | 5729 | 1679 | 2022
solar pv | TRUE | 62265 | N | . | Lee Site 31 Solar | NSTAR Electric Company | 54913 | MA | NEW | NPCC |  | 22 | 1 | Electric Utility | PV | SUN | SUN | ISNE | 8519 | 2497 | 2022
solar pv | TRUE | 62266 | N | . | Plymouth Solar | NSTAR Electric Company | 54913 | MA | NEW | NPCC |  | 22 | 1 | Electric Utility | PV | SUN | SUN | ISNE | 5633 | 1651 | 2022
solar pv | TRUE | 62267 | N | . | Held Solar Project | DG Minnesota CSG, LLC | 61187 | MN | WNC | MRO |  | 22 | 2 | NAICS-22 Non-Cogen | PV | SUN | SUN | MISO | 20217 | 5925 | 2022
solar pv | TRUE | 62268 | N | . | NorWest Energy 4, LLC | Rigel | 64877 | OR | PACC | WECC |  | 22 | 2 | NAICS-22 Non-Cogen | PV | SUN | SUN | PACW | 38737 | 11353 | 2022
onshore wind | TRUE | 62269 | N | . | Stoneray Power Partners, LLC | EDF Renewable Asset Holdings, Inc. | 57170 | MN | WNC | MRO |  | 22 | 2 | NAICS-22 Non-Cogen | WT | WND | WND | MISO | 1404694 | 411692 | 2022
petroleum | FALSE | 62270 | N | . | Westchester County Medical Center | Westchester County Medical Center | 61802 | NY | MAT | NPCC |  | 622 | 4 | Commercial NAICS Non-Cogen | IC | DFO | DFO | NYIS | 359 | 37 | 2022
petroleum | FALSE | 62271 | N | . | NYPH-Queens | NYPH-Queens | 61800 | NY | MAT | NPCC |  | 622 | 4 | Commercial NAICS Non-Cogen | IC | DFO | DFO | NYIS | 420 | 52 | 2022
solar pv | TRUE | 62272 | N | . | Bly Solar Center | GCL New Energy, Inc. | 60888 | OR | PACC | WECC |  | 22 | 2 | NAICS-22 Non-Cogen | PV | SUN | SUN | PACW | 73395 | 21511 | 2022
solar pv | FALSE | 62274 | N | . | Liberty HS Solar Project | MN8 Energy LLC | 61944 | CA | PACC | WECC |  | 611 | 4 | Commercial NAICS Non-Cogen | PV | SUN | SUN | CISO | 8890 | 2606 | 2022
solar pv | FALSE | 62275 | N | . | Frontier HS Solar Project | MN8 Energy LLC | 61944 | CA | PACC | WECC |  | 611 | 4 | Commercial NAICS Non-Cogen | PV | SUN | SUN | CISO | 8973 | 2630 | 2022
solar pv | FALSE | 62286 | N | . | Xebec 1 | AES Distributed Energy | 61012 | CA | PACC | WECC |  | 493 | 4 | Commercial NAICS Non-Cogen | PV | SUN | SUN | LDWP | 13828 | 4053 | 2022
solar pv | FALSE | 62287 | N | . | Francisco St. Solar | AES Distributed Energy | 61012 | CA | PACC | WECC |  | 493 | 4 | Commercial NAICS Non-Cogen | PV | SUN | SUN | LDWP | 7810 | 2289 | 2022
solar pv | TRUE | 62288 | N | . | Valentine Solar, LLC | EDF Renewable Asset Holdings, Inc. | 57170 | CA | PACC | WECC |  | 22 | 2 | NAICS-22 Non-Cogen | PV | SUN | SUN | CISO | 839909 | 246163 | 2022
natural gas combined cycle | TRUE | 62289 | Y | . | Dearborn Energy Center | DTE Electric Company | 5109 | MI | ENC | RFC |  | 22 | 1 | Electric Utility | CA | NG | NG | MISO | 694 | 6825 | 2022
natural gas combined cycle | TRUE | 62289 | Y | . | Dearborn Energy Center | DTE Electric Company | 5109 | MI | ENC | RFC |  | 22 | 1 | Electric Utility | CT | NG | NG | MISO | 2560435 | 226089 | 2022
onshore wind | TRUE | 62290 | N | . | Polaris Wind Park | DTE Electric Company | 5109 | MI | ENC | RFC |  | 22 | 1 | Electric Utility | WT | WND | WND | MISO | 1702379 | 498939 | 2022
onshore wind | TRUE | 62291 | N | . | Palmer's Creek Wind Farm, LLC | Palmer's Creek Wind Farm, LLC | 61815 | MN | WNC | MRO |  | 22 | 2 | NAICS-22 Non-Cogen | WT | WND | WND | SWPP | 520365 | 152510 | 2022
solar pv | TRUE | 62301 | N | . | Richmond NMCA | AES Distributed Energy | 61012 | RI | NEW | NPCC |  | 22 | 2 | NAICS-22 Non-Cogen | PV | SUN | SUN | ISNE | 21390 | 6269 | 2022
solar pv | TRUE | 62302 | N | . | Founders Homestead Farms Solar | AES Distributed Energy | 61012 | RI | NEW | NPCC |  | 22 | 2 | NAICS-22 Non-Cogen | PV | SUN | SUN | ISNE | 22791 | 6680 | 2022
solar pv | TRUE | 62303 | N | . | Mattas Farms | AES Distributed Energy | 61012 | NY | MAT | NPCC |  | 22 | 2 | NAICS-22 Non-Cogen | PV | SUN | SUN | NYIS | 12344 | 3618 | 2022
solar pv | TRUE | 62304 | N | . | Woodleaf Solar Facility | Duke Energy Carolinas, LLC | 5416 | NC | SAT | SERC |  | 22 | 1 | Electric Utility | PV | SUN | SUN | CPLE | 43789 | 12834 | 2022
solar pv | TRUE | 62305 | N | . | Tipton Solar Park | Indiana Municipal Power Agency | 9234 | IN | ENC | RFC |  | 22 | 1 | Electric Utility | PV | SUN | SUN | MISO | 32367 | 9486 | 2022
solar pv | TRUE | 62306 | N | . | IFF Union Beach Project | NJR Clean Energy Ventures Corporation | 56990 | NJ | MAT | RFC |  | 22 | 2 | NAICS-22 Non-Cogen | PV | SUN | SUN | PJM | 30552 | 8954 | 2022
solar pv | TRUE | 62315 | N | . | Tedder Solar | Tedder Solar | 61836 | SC | SAT | SERC |  | 22 | 2 | NAICS-22 Non-Cogen | PV | SUN | SUN | CPLE | 11587 | 3396 | 2022
solar pv | TRUE | 62318 | N | . | North Stonington Solar Center, LLC | Adapture Renewables, Inc. | 60496 | CT | NEW | NPCC |  | 22 | 2 | NAICS-22 Non-Cogen | PV | SUN | SUN | ISNE | 17712 | 5191 | 2022
hard coal | FALSE | 62319 | Y | . | Western Sugar Cooperative - Billings | Western Sugar Cooperative - Billings | 61819 | MT | MTN | WECC |  | 311 | 7 | Industrial NAICS Cogen | ST | BIT | COL | NWMT | 0 | 0 | 2022
natural gas steam turbine | FALSE | 62319 | Y | . | Western Sugar Cooperative - Billings | Western Sugar Cooperative - Billings | 61819 | MT | MTN | WECC |  | 311 | 7 | Industrial NAICS Cogen | ST | NG | NG | NWMT | 4121 | 362.472 | 2022
hard coal | FALSE | 62319 | Y | . | Western Sugar Cooperative - Billings | Western Sugar Cooperative - Billings | 61819 | MT | MTN | WECC |  | 311 | 7 | Industrial NAICS Cogen | ST | SUB | COL | NWMT | 57703 | 5073.528 | 2022
solar pv | TRUE | 62320 | N | . | Antelope Expansion 1B | AES Distributed Energy | 61012 | CA | PACC | WECC |  | 22 | 2 | NAICS-22 Non-Cogen | PV | SUN | SUN | CISO | 8319 | 2438 | 2022
solar pv | TRUE | 62321 | N | . | Cedar Falls Solar Farm | Altus Power America Management, LLC | 60281 | IA | WNC | MRO |  | 22 | 2 | NAICS-22 Non-Cogen | PV | SUN | SUN | MISO | 8601 | 2521 | 2022
hydro | TRUE | 62322 | N | . | Mechanicville Hydroelectric Station | Mechanicville Hydroelectric Station | 61822 | NY | MAT | NPCC |  | 22 | 2 | NAICS-22 Non-Cogen | HY | WAT | HYC | NYIS | 68659 | 20123 | 2022
solar pv | FALSE | 62323 | N | . | Macy's MD Joppa Solar Project | Northstar Macy's Maryland 2015, LLC | 61821 | MD | SAT | RFC |  | 421 | 4 | Commercial NAICS Non-Cogen | PV | SUN | SUN | PJM | 9863 | 2891 | 2022
solar pv | TRUE | 62324 | N | . | Dynamic - Walpole | AES Distributed Energy | 61012 | MA | NEW | NPCC |  | 22 | 2 | NAICS-22 Non-Cogen | PV | SUN | SUN | ISNE | 10338 | 3030 | 2022
solar pv | FALSE | 62325 | N | . | 46 Meadowlands Parkway | Hartz Solar, LLC | 60268 | NJ | MAT | RFC |  | 421 | 4 | Commercial NAICS Non-Cogen | PV | SUN | SUN | PJM | 9066 | 2657 | 2022
solar pv | FALSE | 62326 | N | . | 77 Metro Way | Hartz Solar, LLC | 60268 | NJ | MAT | RFC |  | 421 | 4 | Commercial NAICS Non-Cogen | PV | SUN | SUN | PJM | 5504 | 1613 | 2022
solar pv | TRUE | 62327 | N | . | Synergen Panorama, LLC CSG | Altus Power America Management, LLC | 60281 | MD | SAT | RFC |  | 22 | 2 | NAICS-22 Non-Cogen | PV | SUN | SUN | PJM | 29898 | 8762 | 2022
solar pv | TRUE | 62328 | N | . | Mill Pond Solar, LLC | Greenbacker Renewable Energy Corporation | 60025 | NC | SAT | SERC |  | 22 | 2 | NAICS-22 Non-Cogen | PV | SUN | SUN | PJM | 37810 | 11081 | 2022
solar pv | TRUE | 62329 | N | . | Jamesville Road Solar, LLC | Greenbacker Renewable Energy Corporation | 60025 | NC | SAT | SERC |  | 22 | 2 | NAICS-22 Non-Cogen | PV | SUN | SUN | PJM | 36927 | 10823 | 2022
solar pv | TRUE | 62330 | N | . | Camden Dam Solar, LLC | Greenbacker Renewable Energy Corporation | 60025 | NC | SAT | SERC |  | 22 | 2 | NAICS-22 Non-Cogen | PV | SUN | SUN | PJM | 37760 | 11067 | 2022
solar pv | TRUE | 62331 | N | . | Sol Phoenix | Greenbacker Renewable Energy Corporation | 60025 | MD | SAT | RFC |  | 22 | 2 | NAICS-22 Non-Cogen | PV | SUN | SUN | PJM | 13119 | 3845 | 2022
solar pv | TRUE | 62332 | N | . | Blue Star | Greenbacker Renewable Energy Corporation | 60025 | MD | SAT | RFC |  | 22 | 2 | NAICS-22 Non-Cogen | PV | SUN | SUN | PJM | 43521 | 12756 | 2022
onshore wind | TRUE | 62333 | N | . | Polk County Renewables, LLC | Polk County Renewables, LLC | 61845 | NE | WNC | MRO |  | 22 | 2 | NAICS-22 Non-Cogen | WT | WND | WND | SWPP | 44144 | 12938 | 2022
solar pv | TRUE | 62335 | N | . | USS Centerfield Solar CSG | Standard Solar | 60531 | MN | WNC | MRO |  | 22 | 2 | NAICS-22 Non-Cogen | PV | SUN | SUN | MISO | 6060 | 1776 | 2022
solar pv | TRUE | 62336 | N | . | USS Webster Solar CSG | Standard Solar | 60531 | MN | WNC | MRO |  | 22 | 2 | NAICS-22 Non-Cogen | PV | SUN | SUN | MISO | 6909 | 2025 | 2022
solar pv | TRUE | 62337 | N | . | USS Lake Patterson Solar CSG | Standard Solar | 60531 | MN | WNC | MRO |  | 22 | 2 | NAICS-22 Non-Cogen | PV | SUN | SUN | MISO | 7249 | 2125 | 2022
solar pv | TRUE | 62339 | N | . | USS Kost Trail Solar CSG | Standard Solar | 60531 | MN | WNC | MRO |  | 22 | 2 | NAICS-22 Non-Cogen | PV | SUN | SUN | MISO | 6513 | 1909 | 2022
solar pv | TRUE | 62340 | N | . | Aulander Holloman Solar, LLC | Aulander Holloman Solar, LLC | 61838 | NC | SAT | SERC |  | 22 | 2 | NAICS-22 Non-Cogen | PV | SUN | SUN | PJM | 662517 | 194173 | 2022
solar pv | TRUE | 62346 | N | . | Trask East Solar | Dominion Renewable Energy | 58468 | SC | SAT | SERC |  | 22 | 2 | NAICS-22 Non-Cogen | PV | SUN | SUN | SCEG | 89376 | 26195 | 2022
solar pv | TRUE | 62347 | N | . | Weaver Solar | Weaver Solar | 61866 | SC | SAT | SERC |  | 22 | 2 | NAICS-22 Non-Cogen | PV | SUN | SUN | CPLE | 11105 | 3255 | 2022
solar pv | TRUE | 62353 | N | . | Yemassee Solar | Dominion Renewable Energy | 58468 | SC | SAT | SERC |  | 22 | 2 | NAICS-22 Non-Cogen | PV | SUN | SUN | SCEG | 76339 | 22373 | 2022
solar pv | FALSE | 62355 | N | . | IKEA Norfolk Rooftop PV System | IKEA Property Inc | 57389 | VA | SAT | SERC |  | 441 | 4 | Commercial NAICS Non-Cogen | PV | SUN | SUN | PJM | 5334 | 1563 | 2022
onshore wind | TRUE | 62356 | N | . | Lockett Windfarm | Lockett Windfarm, LLC | 61886 | TX | WSC | TRE |  | 22 | 2 | NAICS-22 Non-Cogen | WT | WND | WND | ERCO | 2630443 | 770939 | 2022
solar pv | TRUE | 62357 | N | . | Gloversville Landfill Solar | Gloversville Community Solar LLC | 61888 | NY | MAT | NPCC |  | 22 | 2 | NAICS-22 Non-Cogen | PV | SUN | SUN | NYIS | 26818 | 7860 | 2022
solar pv | TRUE | 62358 | N | . | USS King 2 CSG | Standard Solar | 60531 | MN | WNC | MRO |  | 22 | 2 | NAICS-22 Non-Cogen | PV | SUN | SUN | MISO | 7006 | 2053 | 2022
solar pv | TRUE | 62359 | N | . | USS Eggo Solar CSG | Standard Solar | 60531 | MN | WNC | MRO |  | 22 | 2 | NAICS-22 Non-Cogen | PV | SUN | SUN | MISO | 6958 | 2039 | 2022
solar pv | TRUE | 62360 | N | . | USS DVL Solar CSG | Standard Solar | 60531 | MN | WNC | MRO |  | 22 | 2 | NAICS-22 Non-Cogen | PV | SUN | SUN | MISO | 6550 | 1920 | 2022
solar pv | TRUE | 62363 | N | . | Barre Solar III LLC | AES Distributed Energy | 61012 | MA | NEW | NPCC |  | 22 | 2 | NAICS-22 Non-Cogen | PV | SUN | SUN | ISNE | 5732 | 1680 | 2022
onshore wind | TRUE | 62364 | N | . | Nobles 2 Wind Project | Nobles 2 Power Partners, LLC | 61890 | MN | WNC | MRO |  | 22 | 2 | NAICS-22 Non-Cogen | WT | WND | WND | MISO | 3724745 | 1091660 | 2022
solar pv | TRUE | 62365 | N | . | Wright Kirby 1-5 CSG | Standard Solar | 60531 | MN | WNC | MRO |  | 22 | 2 | NAICS-22 Non-Cogen | PV | SUN | SUN | MISO | 29071 | 8520 | 2022
petroleum | FALSE | 62366 | N | . | NYP-Lower Manhattan Hospital | NYP-Lower Manhattan Hospital | 61892 | NY | MAT | NPCC |  | 622 | 4 | Commercial NAICS Non-Cogen | IC | DFO | DFO | NYIS | 254 | 19 | 2022
solar pv | TRUE | 62367 | N | . | SR Arlington II | SR Arlington II MT, LLC | 61899 | GA | SAT | SERC |  | 22 | 2 | NAICS-22 Non-Cogen | PV | SUN | SUN | SOCO | 743774 | 217988 | 2022
solar pv | TRUE | 62368 | N | . | BWC Origination 18 | BWC Origination 18, LLC | 61894 | MA | NEW | NPCC |  | 22 | 2 | NAICS-22 Non-Cogen | PV | SUN | SUN | ISNE | 27220 | 7978 | 2022
solar pv | TRUE | 62369 | N | . | BWC Gibbs Brook | BWC Gibbs Brook, LLC | 61895 | MA | NEW | NPCC |  | 22 | 2 | NAICS-22 Non-Cogen | PV | SUN | SUN | ISNE | 21994 | 6446 | 2022
solar pv | TRUE | 62370 | N | . | BWC Wareham River | BWC Wareham River, LLC | 61896 | MA | NEW | NPCC |  | 22 | 2 | NAICS-22 Non-Cogen | PV | SUN | SUN | ISNE | 6489 | 1902 | 2022
solar pv | TRUE | 62371 | N | . | BWC Harlow Brook | BWC Harlow Brook, LLC | 61897 | MA | NEW | NPCC |  | 22 | 2 | NAICS-22 Non-Cogen | PV | SUN | SUN | ISNE | 7376 | 2162 | 2022
solar pv | TRUE | 62372 | N | . | BWC Pocasset River | BWC Pocasset River, LLC | 61898 | MA | NEW | NPCC |  | 22 | 2 | NAICS-22 Non-Cogen | PV | SUN | SUN | ISNE | 7897 | 2314 | 2022
other | TRUE | 62373 | N | . | I25 Battery Storage | United Power, Inc | 19499 | CO | MTN | WECC |  | 22 | 1 | Electric Utility | BA | MWH | OTH | WACM | 0 | -336 | 2022
solar pv | TRUE | 62374 | N | . | JBAB - Washington DC | JBAB Solar I, LLC. | 61907 | DC | SAT | RFC |  | 22 | 2 | NAICS-22 Non-Cogen | PV | SUN | SUN | PJM | 29945 | 8776 | 2022
solar pv | TRUE | 62375 | N | . | Dougherty County Solar, LLC | Dougherty County Solar, LLC | 61911 | GA | SAT | SERC |  | 22 | 2 | NAICS-22 Non-Cogen | PV | SUN | SUN | SOCO | 983740 | 288318 | 2022
solar pv | TRUE | 62376 | N | . | Grazing Yak Solar | Grazing Yak Solar, LLC | 61912 | CO | MTN | WECC |  | 22 | 2 | NAICS-22 Non-Cogen | PV | SUN | SUN | WACM | 293636 | 86060 | 2022
solar pv | TRUE | 62377 | N | . | Moody Air Force Base Solar | Georgia Power Co | 7140 | GA | SAT | SERC |  | 22 | 1 | Electric Utility | PV | SUN | SUN | SOCO | 337129 | 98807 | 2022
solar pv | TRUE | 62378 | N | . | CFW Solar X LLC - Vaughn | Valta Energy | 61980 | CA | PACC | WECC |  | 22 | 2 | NAICS-22 Non-Cogen | PV | SUN | SUN | LDWP | 11670 | 3420 | 2022
onshore wind | TRUE | 62380 | N | . | Emmons-Logan Wind, LLC | Emmons-Logan Wind, LLC | 61915 | ND | WNC | MRO |  | 22 | 2 | NAICS-22 Non-Cogen | WT | WND | WND | MISO | 2781462 | 815200 | 2022
other | TRUE | 62381 | N | . | GMP Solar/Storage-Milton Hybrid | Green Mountain Power Corp | 7601 | VT | NEW | NPCC |  | 22 | 1 | Electric Utility | BA | MWH | OTH | ISNE | 0 | 1016 | 2022
solar pv | TRUE | 62381 | N | . | GMP Solar/Storage-Milton Hybrid | Green Mountain Power Corp | 7601 | VT | NEW | NPCC |  | 22 | 1 | Electric Utility | PV | SUN | SUN | ISNE | 26994 | 7911 | 2022
other | TRUE | 62382 | N | . | GMP Solar/Storage-Ferrisburgh Hybrid | Green Mountain Power Corp | 7601 | VT | NEW | NPCC |  | 22 | 1 | Electric Utility | BA | MWH | OTH | ISNE | 0 | 1003 | 2022
solar pv | TRUE | 62382 | N | . | GMP Solar/Storage-Ferrisburgh Hybrid | Green Mountain Power Corp | 7601 | VT | NEW | NPCC |  | 22 | 1 | Electric Utility | PV | SUN | SUN | ISNE | 30400 | 8910 | 2022
other | TRUE | 62383 | N | . | GMP Solar/Storage-Essex Hybrid | Green Mountain Power Corp | 7601 | VT | NEW | NPCC |  | 22 | 1 | Electric Utility | BA | MWH | OTH | ISNE | 0 | 746 | 2022
solar pv | TRUE | 62383 | N | . | GMP Solar/Storage-Essex Hybrid | Green Mountain Power Corp | 7601 | VT | NEW | NPCC |  | 22 | 1 | Electric Utility | PV | SUN | SUN | ISNE | 25088 | 7353 | 2022
solar pv | TRUE | 62389 | N | . | Pasto Solar | Spencer-Tioga Solar, LLC | 61916 | NY | MAT | NPCC |  | 22 | 2 | NAICS-22 Non-Cogen | PV | SUN | SUN | NYIS | 90721 | 26589 | 2022
solar pv | TRUE | 62392 | N | . | Guyton Community Solar | Georgia Power Co | 7140 | GA | SAT | SERC |  | 22 | 1 | Electric Utility | PV | SUN | SUN | SOCO | 25015 | 7331 | 2022
solar pv | TRUE | 62393 | N | . | Atlanta Falcons Solar | Georgia Power Co | 7140 | GA | SAT | SERC |  | 22 | 1 | Electric Utility | PV | SUN | SUN | SOCO | 4258 | 1248 | 2022
solar pv | TRUE | 62394 | N | . | Sweetbay Solar Center | Florida Power & Light Co | 6452 | FL | SAT | SERC |  | 22 | 1 | Electric Utility | PV | SUN | SUN | FPL | 465063 | 136302 | 2022
solar pv | TRUE | 62395 | N | . | Bell Bay Solar Farm | Bell Bay Solar Farm | 61927 | SC | SAT | SERC |  | 22 | 1 | Electric Utility | PV | SUN | SUN | SC | 8864 | 2598 | 2022
solar pv | TRUE | 62396 | N | . | Jamison Solar Farm | Jamison Solar Farm | 61928 | SC | SAT | SERC |  | 22 | 1 | Electric Utility | PV | SUN | SUN | SC | 7178 | 2104 | 2022
solar pv | TRUE | 62397 | N | . | Runway Solar Farm | Runway Solar Farm | 61929 | SC | SAT | SERC |  | 22 | 1 | Electric Utility | PV | SUN | SUN | SC | 12550 | 3678 | 2022
petroleum | FALSE | 62398 | N | . | Albert Einstein College of Medicine | Albert Einstein College of Medicine | 61936 | NY | MAT | NPCC |  | 622 | 4 | Commercial NAICS Non-Cogen | IC | DFO | DFO | NYIS | 470 | 23 | 2022
solar pv | TRUE | 62399 | N | . | Sage Solar I-III | CI III VK I TE Partnership LLC | 61934 | UT | MTN | WECC |  | 22 | 2 | NAICS-22 Non-Cogen | PV | SUN | SUN | PACE | 427738 | 125363 | 2022
solar pv | TRUE | 62405 | N | . | UMCES Ground Mount | Standard Solar | 60531 | MD | SAT | RFC |  | 22 | 2 | NAICS-22 Non-Cogen | PV | SUN | SUN | PJM | 12342 | 3617 | 2022
solar pv | TRUE | 62406 | N | . | City of Gallup Solar | Standard Solar | 60531 | NM | MTN | WECC |  | 22 | 2 | NAICS-22 Non-Cogen | PV | SUN | SUN | PNM | 48348 | 14170 | 2022
solar pv | TRUE | 62407 | N | . | Anne Arundel County Public Schools | Standard Solar | 60531 | MD | SAT | RFC |  | 22 | 2 | NAICS-22 Non-Cogen | PV | SUN | SUN | PJM | 6611 | 1938 | 2022
solar pv | TRUE | 62408 | N | . | Fort Indiantown Gap | Standard Solar | 60531 | PA | MAT | RFC |  | 22 | 2 | NAICS-22 Non-Cogen | PV | SUN | SUN | PJM | 17661 | 5176 | 2022
solar pv | TRUE | 62409 | N | . | Waynesboro Community Solar | Georgia Power Co | 7140 | GA | SAT | SERC |  | 22 | 1 | Electric Utility | PV | SUN | SUN | SOCO | 15710 | 4604 | 2022
onshore wind | TRUE | 62411 | N | . | Griffin Trail Wind | Griffin Trail Wind, LLC | 61942 | TX | WSC | TRE |  | 22 | 2 | NAICS-22 Non-Cogen | WT | WND | WND | ERCO | 2945081 | 863154 | 2022
solar pv | TRUE | 62412 | N | . | Daum Solar | Middlesex-Yates Solar, LLC | 61925 | NY | MAT | NPCC |  | 22 | 2 | NAICS-22 Non-Cogen | PV | SUN | SUN | NYIS | 21189 | 6210 | 2022
solar pv | TRUE | 62413 | N | . | Ellis Solar | Dryden-Tompkins Solar I, LLC | 61926 | NY | MAT | NPCC |  | 22 | 2 | NAICS-22 Non-Cogen | PV | SUN | SUN | NYIS | 95943 | 28120 | 2022
solar pv | TRUE | 62414 | N | . | Lady Slipper Solar Array CSG | AEP Onsite Partners, LLC | 60571 | MN | WNC | MRO |  | 22 | 2 | NAICS-22 Non-Cogen | PV | SUN | SUN | MISO | 25221 | 7392 | 2022
solar pv | TRUE | 62415 | N | . | West of the Pecos Solar | RWE Renewables Americas, LLC | 56215 | TX | WSC | TRE |  | 22 | 2 | NAICS-22 Non-Cogen | PV | SUN | SUN | ERCO | 880473 | 258052 | 2022
onshore wind | TRUE | 62416 | N | . | Cranell Wind Farm LLC | RWE Renewables Americas, LLC | 56215 | TX | WSC | TRE |  | 22 | 2 | NAICS-22 Non-Cogen | WT | WND | WND | ERCO | 2019812 | 591973 | 2022
onshore wind | TRUE | 62417 | N | . | Peyton Creek Wind Farm LLC | RWE Renewables Americas, LLC | 56215 | TX | WSC | TRE |  | 22 | 2 | NAICS-22 Non-Cogen | WT | WND | WND | ERCO | 1392460 | 408107 | 2022
biomass | FALSE | 62418 | N | . | Verwey-Hanford Dairy Digester #2 | Hanford Renewable Energy LLC | 61952 | CA | PACC | WECC |  | 112 | 6 | Industrial NAICS Non-Cogen | IC | OBG | ORW | CISO | 62298 | 5795 | 2022
biomass | FALSE | 62419 | N | . | Verwey-Hanford Dairy Digester #3 | Hanford Renewable Energy LLC | 61952 | CA | PACC | WECC |  | 112 | 6 | Industrial NAICS Non-Cogen | IC | OBG | ORW | CISO | 73021 | 5738 | 2022
solar pv | TRUE | 62420 | N | . | Prairie State Solar Project | Prairie State Solar, LLC | 61946 | IL | ENC | SERC |  | 22 | 2 | NAICS-22 Non-Cogen | PV | SUN | SUN | MISO | 793137 | 232455 | 2022
petroleum | FALSE | 62421 | N | . | NYP-Hudson Valley Hospital Center | NYP-Hudson Valley Hospital Center | 61947 | NY | MAT | NPCC |  | 622 | 4 | Commercial NAICS Non-Cogen | IC | DFO | DFO | NYIS | 1113 | 31 | 2022
solar pv | TRUE | 62422 | N | . | Assembly Solar Project | Assembly Solar I, LLC | 61949 | MI | ENC | RFC |  | 22 | 2 | NAICS-22 Non-Cogen | PV | SUN | SUN | MISO | 346174 | 101458 | 2022
petroleum | FALSE | 62423 | N | . | Regeneron Pharmaceuticals Inc. | Regeneron Pharmaceuticals Inc. | 61948 | NY | MAT | NPCC |  | 622 | 4 | Commercial NAICS Non-Cogen | IC | DFO | DFO | NYIS | 1642 | 115.796 | 2022
natural gas peaker | FALSE | 62423 | N | . | Regeneron Pharmaceuticals Inc. | Regeneron Pharmaceuticals Inc. | 61948 | NY | MAT | NPCC |  | 622 | 4 | Commercial NAICS Non-Cogen | IC | NG | NG | NYIS | 99 | 7.204 | 2022
onshore wind | TRUE | 62431 | N | . | Willow Creek Wind Power LLC | Willow Creek Wind Power LLC | 61981 | SD | WNC | MRO |  | 22 | 2 | NAICS-22 Non-Cogen | WT | WND | WND | SWPP | 1473700 | 431917 | 2022
solar pv | TRUE | 62436 | N | . | SR Arlington I | SR Arlington, LLC | 61900 | GA | SAT | SERC |  | 22 | 2 | NAICS-22 Non-Cogen | PV | SUN | SUN | SOCO | 166774 | 48879 | 2022
solar pv | TRUE | 62438 | N | . | Heller 400M | Marina Energy LLC | 56997 | NJ | MAT | RFC |  | 22 | 2 | NAICS-22 Non-Cogen | PV | SUN | SUN | PJM | 4985 | 1461 | 2022
solar pv | TRUE | 62439 | N | . | Owens Corning | MN8 Energy LLC | 61944 | NJ | MAT | RFC |  | 22 | 2 | NAICS-22 Non-Cogen | PV | SUN | SUN | PJM | 16388 | 4803 | 2022
solar pv | TRUE | 62440 | N | . | Techren Solar V | Techren Solar V LLC | 61954 | NV | MTN | WECC |  | 22 | 2 | NAICS-22 Non-Cogen | PV | SUN | SUN | NEVP | 458739 | 134449 | 2022
solar pv | TRUE | 62442 | N | . | Lake Region Community Hybrid, LLC | Lake Region Community Hybrid, LLC | 61893 | MN | WNC | MRO |  | 22 | 2 | NAICS-22 Non-Cogen | PV | SUN | SUN | MISO | 0 | 0 | 2022
onshore wind | TRUE | 62442 | N | . | Lake Region Community Hybrid, LLC | Lake Region Community Hybrid, LLC | 61893 | MN | WNC | MRO |  | 22 | 2 | NAICS-22 Non-Cogen | WT | WND | WND | MISO | 30833 | 9036 | 2022
solar pv | TRUE | 62443 | N | . | Westminster | MN8 Energy LLC | 61944 | VT | NEW | NPCC |  | 22 | 2 | NAICS-22 Non-Cogen | PV | SUN | SUN | ISNE | 9946 | 2915 | 2022
other | TRUE | 62444 | N | . | Meyersdale Battery | GlidePath Power Operations LLC | 61728 | PA | MAT | RFC |  | 22 | 2 | NAICS-22 Non-Cogen | BA | MWH | OTH | PJM | 0 | -4123 | 2022
onshore wind | TRUE | 62445 | N | . | Busch Ranch II Wind Farm | Black Hills Electric Generation LLC | 61973 | CO | MTN | WECC |  | 22 | 2 | NAICS-22 Non-Cogen | WT | WND | WND | PSCO | 651082 | 190821 | 2022
petroleum | FALSE | 62446 | N | . | JLL-One Rockwood Road | JLL-One Rockwood Road | 61955 | NY | MAT | NPCC |  | 622 | 4 | Commercial NAICS Non-Cogen | IC | DFO | DFO | NYIS | 132 | 14 | 2022
petroleum | FALSE | 62447 | N | . | Mount Sinai South Nassau Hospital | Mount Sinai South Nassau Hospital | 61956 | NY | MAT | NPCC |  | 622 | 4 | Commercial NAICS Non-Cogen | IC | DFO | DFO | NYIS | 319 | 43 | 2022
solar pv | TRUE | 62448 | N | . | Lapetus | Duke Energy Renewables Services | 65411 | TX | WSC | TRE |  | 22 | 2 | NAICS-22 Non-Cogen | PV | SUN | SUN | ERCO | 770000 | 225674 | 2022
natural gas peaker | FALSE | 62449 | Y | . | Kimberly Clark Mobile - CHP Plant | Kimberly Clark - Mobile Alabama | 61964 | AL | ESC | SERC |  | 322 | 7 | Industrial NAICS Cogen | GT | NG | NG | SOCO | 3659545 | 344588 | 2022
petroleum | FALSE | 62450 | N | . | St. Johns Episcopal Hospital | St. Johns Episcopal Hospital | 61965 | NY | MAT | NPCC |  | 622 | 4 | Commercial NAICS Non-Cogen | IC | DFO | DFO | NYIS | 111 | 22 | 2022
solar pv | TRUE | 62451 | N | . | Rantoul Solar | Altorfer Inc. | 61969 | IL | ENC | SERC |  | 22 | 2 | NAICS-22 Non-Cogen | PV | SUN | SUN | MISO | 10983 | 3219 | 2022
petroleum | FALSE | 62452 | N | . | St. Joseph Hospital | St. Joseph Hospital (NY) | 61970 | NY | MAT | NPCC |  | 622 | 4 | Commercial NAICS Non-Cogen | IC | DFO | DFO | NYIS | 73 | 11 | 2022
petroleum | FALSE | 62453 | N | . | Mt.Sinai-St.Lukes Roosevelt Hosp. Center | Mt.Sinai-St.Lukes Rsvlt. Hospital Center | 61971 | NY | MAT | NPCC |  | 622 | 4 | Commercial NAICS Non-Cogen | IC | DFO | DFO | NYIS | 420 | 42 | 2022
solar pv | TRUE | 62454 | N | . | Lakewood Cheddar School | MN8 Energy LLC | 61944 | NJ | MAT | RFC |  | 22 | 2 | NAICS-22 Non-Cogen | PV | SUN | SUN | PJM | 5058 | 1482 | 2022
other | TRUE | 62455 | N | . | Digital Fairfield | Bloom Energy | 57128 | CT | NEW | RFC |  | 22 | 2 | NAICS-22 Non-Cogen | FC | NG | NG | ISNE | 80334 | 10507 | 2022
other | TRUE | 62456 | N | . | Regeneron Tarrytown | Bloom Energy | 57128 | NY | MAT | NPCC |  | 22 | 2 | NAICS-22 Non-Cogen | FC | NG | NG | NYIS | 65876 | 8880 | 2022
other | TRUE | 62458 | N | . | Ratkovich Alhambra | Bloom Energy | 57128 | CA | PACC | WECC |  | 22 | 2 | NAICS-22 Non-Cogen | FC | NG | NG | CISO | 40624 | 4548 | 2022
other | TRUE | 62459 | N | . | Micro Santa Clara | Bloom Energy | 57128 | CA | PACC | WECC |  | 22 | 2 | NAICS-22 Non-Cogen | FC | NG | NG | CISO | 27373 | 4221 | 2022
petroleum | TRUE | 62461 | N | . | Farmers Electric Cooperative - Kalona | Farmers Electric Coop - (IA) | 6168 | IA | WNC | MRO |  | 22 | 1 | Electric Utility | IC | DFO | DFO | MISO | 672 | 82 | 2022
solar pv | TRUE | 62462 | N | . | Muscle Shoals | Muscle Shoals Solar, LLC | 63647 | AL | ESC | SERC |  | 22 | 2 | NAICS-22 Non-Cogen | PV | SUN | SUN | TVA | 1671919 | 490011 | 2022
solar pv | TRUE | 62463 | N | . | Little Bear 3 | Longroad Energy Services LLC | 61219 | CA | PACC | WECC |  | 22 | 2 | NAICS-22 Non-Cogen | PV | SUN | SUN | CISO | 158852 | 46557 | 2022
solar pv | TRUE | 62464 | N | . | Little Bear 4 | Longroad Energy Services LLC | 61219 | CA | PACC | WECC |  | 22 | 2 | NAICS-22 Non-Cogen | PV | SUN | SUN | CISO | 363355 | 106493 | 2022
solar pv | TRUE | 62465 | N | . | Little Bear 5 | Longroad Energy Services LLC | 61219 | CA | PACC | WECC |  | 22 | 2 | NAICS-22 Non-Cogen | PV | SUN | SUN | CISO | 330286 | 96802 | 2022
solar pv | TRUE | 62467 | N | . | Vista Solar Energy Center | PNM Resources | 59300 | NM | MTN | WECC |  | 22 | 1 | Electric Utility | PV | SUN | SUN | PNM | 86122 | 25241 | 2022
solar pv | TRUE | 62468 | N | . | Music City Community Solar | Nashville Electric Service | 13216 | TN | ESC | SERC |  | 22 | 1 | Electric Utility | PV | SUN | SUN | TVA | 9404 | 2756 | 2022
solar pv | TRUE | 62469 | N | . | Cove Mountain Solar | Cove Mountain Solar LLC | 62802 | UT | MTN | WECC |  | 22 | 2 | NAICS-22 Non-Cogen | PV | SUN | SUN | PACE | 551277 | 161570 | 2022
solar pv | TRUE | 62470 | N | . | Cove Mountain Solar 2 | Cove Mountain Solar 2 LLC | 62803 | UT | MTN | WECC |  | 22 | 2 | NAICS-22 Non-Cogen | PV | SUN | SUN | PACE | 1130351 | 331287 | 2022
solar pv | TRUE | 62471 | N | . | Washington St Community Solar Farm #4 | Generate Capital | 61194 | NY | MAT | NPCC |  | 22 | 2 | NAICS-22 Non-Cogen | PV | SUN | SUN | NYIS | 13375 | 3920 | 2022
solar pv | TRUE | 62472 | N | . | Washington St Community Solar Farm #1 | Generate Capital | 61194 | NY | MAT | NPCC |  | 22 | 2 | NAICS-22 Non-Cogen | PV | SUN | SUN | NYIS | 10664 | 3125 | 2022
solar pv | TRUE | 62473 | N | . | Washington St Community Solar Farm #3 | Generate Capital | 61194 | NY | MAT | NPCC |  | 22 | 2 | NAICS-22 Non-Cogen | PV | SUN | SUN | NYIS | 7732 | 2266 | 2022
solar pv | TRUE | 62474 | N | . | Gaskill Rd Community Solar Farm CSG | Delaware River Solar, LLC | 61610 | NY | MAT | NPCC |  | 22 | 2 | NAICS-22 Non-Cogen | PV | SUN | SUN | NYIS | 18438 | 5404 | 2022
onshore wind | TRUE | 62475 | N | . | Kings Point Wind Energy Center | Empire District Electric Co | 5860 | MO | WNC | MRO |  | 22 | 1 | Electric Utility | WT | WND | WND | SWPP | 1736817 | 509032 | 2022
solar pv | TRUE | 62476 | N | . | Big Tree Community Solar Farm | Generate Capital | 61194 | NY | MAT | NPCC |  | 22 | 2 | NAICS-22 Non-Cogen | PV | SUN | SUN | NYIS | 10563 | 3096 | 2022
solar pv | TRUE | 62477 | N | . | Dryden Rd #2 Community Solar Farm CSG | Delaware River Solar, LLC | 61610 | NY | MAT | NPCC |  | 22 | 2 | NAICS-22 Non-Cogen | PV | SUN | SUN | NYIS | 4250 | 1245 | 2022
onshore wind | TRUE | 62478 | N | . | North Fork Ridge Wind Energy Center | Empire District Electric Co | 5860 | MO | WNC | MRO |  | 22 | 1 | Electric Utility | WT | WND | WND | SWPP | 1802231 | 528204 | 2022
solar pv | TRUE | 62479 | N | . | Woodoak Drive Community Solar Farm CSG | Delaware River Solar, LLC | 61610 | NY | MAT | NPCC |  | 22 | 2 | NAICS-22 Non-Cogen | PV | SUN | SUN | NYIS | 11172 | 3274 | 2022
solar pv | TRUE | 62480 | N | . | Burritt Rd Community Solar Farm | Generate Capital | 61194 | NY | MAT | NPCC |  | 22 | 2 | NAICS-22 Non-Cogen | PV | SUN | SUN | NYIS | 11233 | 3292 | 2022
onshore wind | TRUE | 62481 | N | . | Neosho Ridge Wind Energy Center | Empire District Electric Co | 5860 | KS | WNC | MRO |  | 22 | 1 | Electric Utility | WT | WND | WND | SWPP | 1720778 | 504331 | 2022
onshore wind | TRUE | 62482 | N | . | Beech Ridge II Wind Energy Center | Southern Power Co | 17650 | WV | SAT | RFC |  | 22 | 2 | NAICS-22 Non-Cogen | WT | WND | WND | PJM | 455940 | 133628 | 2022
solar pv | TRUE | 62483 | N | . | Taygete Energy Project LLC | 7X Energy, Inc. | 62006 | TX | WSC | TRE |  | 22 | 2 | NAICS-22 Non-Cogen | PV | SUN | SUN | ERCO | 1998982 | 585868 | 2022
solar pv | TRUE | 62484 | N | . | Crawfordsville 2 Solar Park | Indiana Municipal Power Agency | 9234 | IN | ENC | RFC |  | 22 | 1 | Electric Utility | PV | SUN | SUN | MISO | 38872 | 11393 | 2022
solar pv | TRUE | 62485 | N | . | Crawfordsville 3 Solar Park | Indiana Municipal Power Agency | 9234 | IN | ENC | RFC |  | 22 | 1 | Electric Utility | PV | SUN | SUN | MISO | 28848 | 8455 | 2022
solar pv | TRUE | 62486 | N | . | CMR Solar LLC | CMR Solar, LLC | 62003 | NY | MAT | NPCC |  | 22 | 2 | NAICS-22 Non-Cogen | PV | SUN | SUN | NYIS | 12587 | 3689 | 2022
solar pv | TRUE | 62487 | N | . | Flowers Solar LLC | Flowers Solar LLC | 62004 | NC | SAT | SERC |  | 22 | 2 | NAICS-22 Non-Cogen | PV | SUN | SUN | CPLE | 28452 | 8339 | 2022
onshore wind | TRUE | 62488 | N | . | Prairie Queen Wind Farm | Prairie Queen Wind Farm LLC | 62010 | KS | WNC | MRO |  | 22 | 2 | NAICS-22 Non-Cogen | WT | WND | WND | SWPP | 2123401 | 622333 | 2022
onshore wind | TRUE | 62489 | N | . | Crossing Trails Wind Power Project LLC. | EDP Renewables North America LLC | 61785 | CO | MTN | WECC |  | 22 | 2 | NAICS-22 Non-Cogen | WT | WND | WND | WACM | 1430051 | 419124 | 2022
other | TRUE | 62490 | N | . | Echo River Solar | Florida Power & Light Co | 6452 | FL | SAT | SERC |  | 22 | 1 | Electric Utility | BA | MWH | OTH | FPL | 0 | -7 | 2022
solar pv | TRUE | 62490 | N | . | Echo River Solar | Florida Power & Light Co | 6452 | FL | SAT | SERC |  | 22 | 1 | Electric Utility | PV | SUN | SUN | FPL | 600467 | 175987 | 2022
solar pv | TRUE | 62491 | N | . | Okeechobee Solar | Florida Power & Light Co | 6452 | FL | SAT | SERC |  | 22 | 1 | Electric Utility | PV | SUN | SUN | FPL | 550612 | 161375 | 2022
natural gas peaker | TRUE | 62492 | N | . | DTE Atlantic, LLC | DTE Atlantic, LLC | 63875 | NJ | MAT | RFC |  | 22 | 2 | NAICS-22 Non-Cogen | GT | NG | NG | PJM | 711489 | 54389 | 2022
solar pv | TRUE | 62493 | N | . | Southfork Solar | Florida Power & Light Co | 6452 | FL | SAT | SERC |  | 22 | 1 | Electric Utility | PV | SUN | SUN | FPL | 614129 | 179991 | 2022
onshore wind | TRUE | 62494 | N | . | Skeleton Creek Energy Center Hybrid | Skeleton Creek Energy Center | 62023 | OK | WSC | MRO |  | 22 | 2 | NAICS-22 Non-Cogen | WT | WND | WND | SWPP | 3495707 | 1024533 | 2022
solar pv | TRUE | 62495 | N | . | Palmer Solar | Duke Energy Renewables Services | 65411 | CO | MTN | WECC |  | 22 | 2 | NAICS-22 Non-Cogen | PV | SUN | SUN | WACM | 518194 | 151874 | 2022
solar pv | TRUE | 62496 | N | . | Telegraph Rd #1 Community Solar Farm | Generate Capital | 61194 | NY | MAT | NPCC |  | 22 | 2 | NAICS-22 Non-Cogen | PV | SUN | SUN | NYIS | 19187 | 5623 | 2022
solar pv | TRUE | 62498 | N | . | Telegraph Rd #2 Community Solar Farm | Generate Capital | 61194 | NY | MAT | NPCC |  | 22 | 2 | NAICS-22 Non-Cogen | PV | SUN | SUN | NYIS | 9912 | 2905 | 2022
solar pv | TRUE | 62500 | N | . | Route 19 #1 Community Solar Farm | Generate Capital | 61194 | NY | MAT | NPCC |  | 22 | 2 | NAICS-22 Non-Cogen | PV | SUN | SUN | NYIS | 9895 | 2900 | 2022
solar pv | TRUE | 62502 | N | . | Route 19 #2 Community Solar Farm | Generate Capital | 61194 | NY | MAT | NPCC |  | 22 | 2 | NAICS-22 Non-Cogen | PV | SUN | SUN | NYIS | 23778 | 6969 | 2022
solar pv | TRUE | 62503 | N | . | Winchendon Landfill Solar | Onyx Asset Services Group | 60584 | MA | NEW | NPCC |  | 22 | 2 | NAICS-22 Non-Cogen | PV | SUN | SUN | ISNE | 11347 | 3326 | 2022
solar pv | TRUE | 62504 | N | . | Frey Rd #1 Community Solar Farm | KSI II Consolidated, LLC | 63244 | NY | MAT | NPCC |  | 22 | 2 | NAICS-22 Non-Cogen | PV | SUN | SUN | NYIS | 8561 | 2509 | 2022
solar pv | TRUE | 62505 | N | . | G.S.E. One LLC | GSEone | 64418 | TX | WSC | TRE |  | 22 | 2 | NAICS-22 Non-Cogen | PV | SUN | SUN | ERCO | 661309 | 193819 | 2022
solar pv | TRUE | 62507 | N | . | County Route 11 Community Solar Farm | KSI II Consolidated, LLC | 63244 | NY | MAT | NPCC |  | 22 | 2 | NAICS-22 Non-Cogen | PV | SUN | SUN | NYIS | 21836 | 6400 | 2022
solar pv | TRUE | 62508 | N | . | Furnace Rd Community Solar Farm | KSI II Consolidated, LLC | 63244 | NY | MAT | NPCC |  | 22 | 2 | NAICS-22 Non-Cogen | PV | SUN | SUN | NYIS | 16105 | 4720 | 2022
onshore wind | TRUE | 62516 | N | . | TB Flats | PacifiCorp | 14354 | WY | MTN | WECC |  | 22 | 1 | Electric Utility | WT | WND | WND | PACE | 5080421 | 1488986 | 2022
solar pv | TRUE | 62517 | N | . | Yellow Mills Rd #1 Community Solar Farm | Generate Capital | 61194 | NY | MAT | NPCC |  | 22 | 2 | NAICS-22 Non-Cogen | PV | SUN | SUN | NYIS | 126 | 37 | 2022
solar pv | TRUE | 62518 | N | . | Yellow Mills Rd #2 Community Solar Farm | Generate Capital | 61194 | NY | MAT | NPCC |  | 22 | 2 | NAICS-22 Non-Cogen | PV | SUN | SUN | NYIS | 123 | 36 | 2022
solar pv | TRUE | 62519 | N | . | Yellow Mills Rd #3 Community Solar Farm | Generate Capital | 61194 | NY | MAT | NPCC |  | 22 | 2 | NAICS-22 Non-Cogen | PV | SUN | SUN | NYIS | 82 | 24 | 2022
solar pv | TRUE | 62521 | N | . | Frey Rd #2 Community Solar Farm | KSI II Consolidated, LLC | 63244 | NY | MAT | NPCC |  | 22 | 2 | NAICS-22 Non-Cogen | PV | SUN | SUN | NYIS | 8528 | 2500 | 2022
solar pv | TRUE | 62524 | N | . | Route 22 Community Solar Farm CSG | KSI II Consolidated, LLC | 63244 | NY | MAT | NPCC |  | 22 | 2 | NAICS-22 Non-Cogen | PV | SUN | SUN | NYIS | 21255 | 6230 | 2022
solar pv | TRUE | 62525 | N | . | Villa Roma Rd #1 | Generate Capital | 61194 | NY | MAT | NPCC |  | 22 | 2 | NAICS-22 Non-Cogen | PV | SUN | SUN | NYIS | 10497 | 3076 | 2022
solar pv | TRUE | 62526 | N | . | Villa Roma Rd #2 | Generate Capital | 61194 | NY | MAT | NPCC |  | 22 | 2 | NAICS-22 Non-Cogen | PV | SUN | SUN | NYIS | 10059 | 2948 | 2022
solar pv | TRUE | 62527 | N | . | Villa Roma Rd #3 CSG | Delaware River Solar, LLC | 61610 | NY | MAT | NPCC |  | 22 | 2 | NAICS-22 Non-Cogen | PV | SUN | SUN | NYIS | 7411 | 2172 | 2022
solar pv | TRUE | 62528 | N | . | Villa Roma Rd #4 CSG | Delaware River Solar, LLC | 61610 | NY | MAT | NPCC |  | 22 | 2 | NAICS-22 Non-Cogen | PV | SUN | SUN | NYIS | 9100 | 2667 | 2022
solar pv | TRUE | 62530 | N | . | Boas Rd #1 Community Solar Farm | NY Mooers I, LLC | 62630 | NY | MAT | NPCC |  | 22 | 2 | NAICS-22 Non-Cogen | PV | SUN | SUN | NYIS | 11224 | 3290 | 2022
solar pv | TRUE | 62531 | N | . | Boas Rd #2 Community Solar Farm | NY Mooers II, LLC | 62631 | NY | MAT | NPCC |  | 22 | 2 | NAICS-22 Non-Cogen | PV | SUN | SUN | NYIS | 11301 | 3312 | 2022
solar pv | TRUE | 62532 | N | . | Boas Rd #3 Community Solar Farm | NY Mooers III, LLC | 62632 | NY | MAT | NPCC |  | 22 | 2 | NAICS-22 Non-Cogen | PV | SUN | SUN | NYIS | 11172 | 3274 | 2022
solar pv | TRUE | 62533 | N | . | Boas Rd #4 Community Solar Farm | Generate Capital | 61194 | NY | MAT | NPCC |  | 22 | 2 | NAICS-22 Non-Cogen | PV | SUN | SUN | NYIS | 10643 | 3119 | 2022
solar pv | TRUE | 62535 | N | . | MSC-Scott01 LLC | MSC-Scott01 LLC | 62035 | MN | WNC | MRO |  | 22 | 2 | NAICS-22 Non-Cogen | PV | SUN | SUN | MISO | 5253 | 1540 | 2022
solar pv | TRUE | 62536 | N | . | MSC-Chisago01 LLC CSG | MSC-Chisago01 LLC | 62038 | MN | WNC | MRO |  | 22 | 2 | NAICS-22 Non-Cogen | PV | SUN | SUN | MISO | 5951 | 1744 | 2022
solar pv | TRUE | 62537 | N | . | MSC-Rice01 LLC CSG | MSC-Rice01 LLC | 62039 | MN | WNC | MRO |  | 22 | 2 | NAICS-22 Non-Cogen | PV | SUN | SUN | MISO | 6290 | 1843 | 2022
solar pv | TRUE | 62538 | N | . | MSC-Chisago02 LLC | MSC-Chisago02 LLC | 62037 | MN | WNC | MRO |  | 22 | 2 | NAICS-22 Non-Cogen | PV | SUN | SUN | MISO | 5322 | 1560 | 2022
solar pv | TRUE | 62539 | N | . | HCE Moore I | HCE Moore I, LLC | 62041 | NC | SAT | SERC |  | 22 | 2 | NAICS-22 Non-Cogen | PV | SUN | SUN | CPLE | 10941 | 3207 | 2022
solar pv | TRUE | 62540 | N | . | Three Bridge | Three Bridge Farm, LLC | 62040 | NC | SAT | SERC |  | 22 | 2 | NAICS-22 Non-Cogen | PV | SUN | SUN | CPLE | 12562 | 3682 | 2022
solar pv | TRUE | 62541 | N | . | Lake Placid Solar Power Plant | Duke Energy Florida, LLC | 6455 | FL | SAT | SERC |  | 22 | 1 | Electric Utility | PV | SUN | SUN | FPC | 265530 | 77822 | 2022
solar pv | TRUE | 62542 | N | . | Debary Solar Power Plant | Duke Energy Florida, LLC | 6455 | FL | SAT | SERC |  | 22 | 1 | Electric Utility | PV | SUN | SUN | FPC | 480284 | 140763 | 2022
solar pv | TRUE | 62543 | N | . | Trenton Solar Power Plant | Duke Energy Florida, LLC | 6455 | FL | SAT | SERC |  | 22 | 1 | Electric Utility | PV | SUN | SUN | FPC | 564769 | 165524 | 2022
solar pv | TRUE | 62544 | N | . | Wilkinson Solar LLC | Dominion Renewable Energy | 58468 | NC | SAT | SERC |  | 22 | 2 | NAICS-22 Non-Cogen | PV | SUN | SUN | PJM | 564105 | 165330 | 2022
solar pv | TRUE | 62545 | N | . | Renew Solar ABC Sacramento LLC | Greenbacker Renewable Energy Corporation | 60025 | CA | PACC | WECC |  | 22 | 2 | NAICS-22 Non-Cogen | PV | SUN | SUN | BANC | 11733 | 3439 | 2022
solar pv | TRUE | 62547 | N | . | Aquamarine | Aquamarine Westside LLC | 62049 | CA | PACC | WECC |  | 22 | 2 | NAICS-22 Non-Cogen | PV | SUN | SUN | CISO | 2294967 | 672616 | 2022
natural gas peaker | TRUE | 62548 | N | . | SJRR Power LLC | SJRR | 64758 | TX | WSC | TRE |  | 22 | 2 | NAICS-22 Non-Cogen | GT | NG | NG | ERCO | 947550 | 101124 | 2022
solar pv | TRUE | 62549 | N | . | Kearsarge Johnstown 1 CSG | Kearsarge Johnstown 1 LLC | 62052 | NY | MAT | NPCC |  | 22 | 2 | NAICS-22 Non-Cogen | PV | SUN | SUN | NYIS | 8649 | 2535 | 2022
solar pv | TRUE | 62550 | N | . | Kearsarge GB | Kearsarge GB LLC | 62053 | MA | NEW | NPCC |  | 22 | 2 | NAICS-22 Non-Cogen | PV | SUN | SUN | ISNE | 11503 | 3371 | 2022
solar pv | TRUE | 62551 | N | . | Kearsarge SKSC1 LLC | Kearsarge SKSC1 LLC | 62054 | RI | NEW | NPCC |  | 22 | 2 | NAICS-22 Non-Cogen | PV | SUN | SUN | ISNE | 22085 | 6473 | 2022
solar pv | TRUE | 62552 | N | . | Kearsarge Uxbridge | Kearsarge Uxbridge LLC | 62055 | MA | NEW | NPCC |  | 22 | 2 | NAICS-22 Non-Cogen | PV | SUN | SUN | ISNE | 11789 | 3455 | 2022
solar pv | TRUE | 62556 | N | . | Kearsarge Johnstown 2 CSG | Kearsarge Johnstown 2 LLC | 62056 | NY | MAT | NPCC |  | 22 | 2 | NAICS-22 Non-Cogen | PV | SUN | SUN | NYIS | 12044 | 3530 | 2022
solar pv | TRUE | 62557 | N | . | Kearsarge Montague | Kearsarge Montague LLC | 62057 | MA | NEW | NPCC |  | 22 | 2 | NAICS-22 Non-Cogen | PV | SUN | SUN | ISNE | 25448 | 7459 | 2022
solar pv | TRUE | 62558 | N | . | Kearsarge SKSC2 LLC | Kearsarge SKSC2 LLC | 62058 | RI | NEW | NPCC |  | 22 | 2 | NAICS-22 Non-Cogen | PV | SUN | SUN | ISNE | 19806 | 5805 | 2022
solar pv | TRUE | 62559 | N | . | Kearsarge Wilmington | Kearsarge Wilmington LLC | 62059 | MA | NEW | NPCC |  | 22 | 2 | NAICS-22 Non-Cogen | PV | SUN | SUN | ISNE | 7824 | 2293 | 2022
solar pv | TRUE | 62560 | N | . | Airport Solar | Airport Solar LLC | 62051 | OR | PACC | WECC |  | 22 | 2 | NAICS-22 Non-Cogen | PV | SUN | SUN | PACW | 397785 | 116584 | 2022
solar pv | TRUE | 62561 | N | . | Roadrunner, LLC Hybrid | Roadrunner Solar, LLC | 62047 | TX | WSC | TRE |  | 22 | 2 | NAICS-22 Non-Cogen | PV | SUN | SUN | ERCO | 3449280 | 1010926 | 2022
onshore wind | TRUE | 62562 | N | . | High Lonesome Wind Power, LLC Hybrid | High Lonesome Wind Power, LLC | 62046 | TX | WSC | TRE |  | 22 | 2 | NAICS-22 Non-Cogen | WT | WND | WND | ERCO | 4116514 | 1206481 | 2022
onshore wind | TRUE | 62563 | N | . | High Prairie Wind Farm | Union Electric Co - (MO) | 19436 | MO | WNC | SERC |  | 22 | 1 | Electric Utility | WT | WND | WND | MISO | 3197217 | 937051 | 2022
other | TRUE | 62564 | N | . | Elkhorn Battery Energy Storage System | Pacific Gas & Electric Co. | 14328 | CA | PACC | WECC |  | 22 | 1 | Electric Utility | BA | MWH | OTH | CISO | 0 | -12130 | 2022
natural gas combined cycle | TRUE | 62565 | N | . | Hill Top Energy Center, LLC | Hill Top Energy Center, LLC | 62064 | PA | MAT | RFC |  | 22 | 2 | NAICS-22 Non-Cogen | CS | NG | NG | PJM | 27325084 | 4142509 | 2022
onshore wind | TRUE | 62566 | N | . | Blue Summit III Wind | Blue Summit III Wind, LLC | 62063 | TX | WSC | TRE |  | 22 | 2 | NAICS-22 Non-Cogen | WT | WND | WND | ERCO | 2843258 | 833311 | 2022
solar pv | TRUE | 62567 | N | . | GD Richmond Buttonwoods I, LLC | GD Richmond Buttonwoods I, LLC | 62062 | RI | NEW | NPCC |  | 22 | 2 | NAICS-22 Non-Cogen | PV | SUN | SUN | ISNE | 6951 | 2037 | 2022
solar pv | TRUE | 62568 | N | . | GD West Greenwich Victory I, LLC | GD West Greenwich Victory I, LLC | 62061 | RI | NEW | NPCC |  | 22 | 2 | NAICS-22 Non-Cogen | PV | SUN | SUN | ISNE | 9540 | 2796 | 2022
other | TRUE | 62569 | N | . | Knoxville Battery Energy Storage | MidAmerican Energy Co | 12341 | IA | WNC | MRO |  | 22 | 1 | Electric Utility | BA | MWH | OTH | MISO | 0 | -49 | 2022
onshore wind | FALSE | 62570 | N | . | Jiminy Peak Wind QF | Jiminy Peak Mountain Resort, LLC | 62069 | MA | NEW | NPCC |  | 721 | 4 | Commercial NAICS Non-Cogen | WT | WND | WND | ISNE | 0 | 1 | 2022
other | TRUE | 62571 | N | . | Disney Prospect | Bloom Energy | 57128 | CA | PACC | WECC |  | 22 | 2 | NAICS-22 Non-Cogen | FC | NG | NG | LDWP | 48198 | 6612 | 2022
other | TRUE | 62572 | N | . | ATT Jericho | Bloom Energy | 57128 | NY | MAT | NPCC |  | 22 | 2 | NAICS-22 Non-Cogen | FC | NG | NG | NYIS | 57207 | 7647 | 2022
other | TRUE | 62573 | N | . | ATT Kelvin | Bloom Energy | 57128 | CA | PACC | WECC |  | 22 | 2 | NAICS-22 Non-Cogen | FC | NG | NG | CISO | 40859 | 5674 | 2022
other | TRUE | 62574 | N | . | ATT Van Nyus | Bloom Energy | 57128 | CA | PACC | WECC |  | 22 | 2 | NAICS-22 Non-Cogen | FC | NG | NG | LDWP | 45132 | 6378 | 2022
other | TRUE | 62575 | N | . | FLEX Gibraltar | Bloom Energy | 57128 | CA | PACC | WECC |  | 22 | 2 | NAICS-22 Non-Cogen | FC | NG | NG | CISO | 52779 | 7283 | 2022
other | TRUE | 62576 | N | . | MER Queens | Bloom Energy | 57128 | NY | MAT | NPCC |  | 22 | 2 | NAICS-22 Non-Cogen | FC | NG | NG | NYIS | 59585 | 8233 | 2022
other | TRUE | 62577 | N | . | APP Prune A-D | Bloom Energy | 57128 | CA | PACC | WECC |  | 22 | 2 | NAICS-22 Non-Cogen | FC | NG | NG | CISO | 183540 | 22242 | 2022
solar pv | FALSE | 62578 | N | . | Preferred Freezer San Leandro | EnterSolar | 62067 | CA | PACC | WECC |  | 493 | 4 | Commercial NAICS Non-Cogen | PV | SUN | SUN | CISO | 11464 | 3360 | 2022
solar pv | TRUE | 62579 | N | . | Plainfield Community Solar LLC | Plainfield Solar LLC | 62070 | MA | NEW | NPCC |  | 22 | 2 | NAICS-22 Non-Cogen | PV | SUN | SUN | ISNE | 11884 | 3483 | 2022
solar pv | TRUE | 62580 | N | . | Route 14A CDG Solar North and South LLC | Route 14A CDG Solar North and South, LLC | 62071 | NY | MAT | NPCC |  | 22 | 2 | NAICS-22 Non-Cogen | PV | SUN | SUN | NYIS | 22598 | 6623 | 2022
solar pv | TRUE | 62581 | N | . | Tolland Solar NG LLC | NuGen Capital Management | 59254 | MA | NEW | NPCC |  | 22 | 2 | NAICS-22 Non-Cogen | PV | SUN | SUN | ISNE | 18025 | 5283 | 2022
solar pv | TRUE | 62582 | N | . | Newfield Community Solar LLC | Newfield Solar LLC | 62072 | NY | MAT | NPCC |  | 22 | 2 | NAICS-22 Non-Cogen | PV | SUN | SUN | NYIS | 30518 | 8944 | 2022
solar pv | TRUE | 62583 | N | . | Tanglewood Circle Solar 1 LLC | Tanglewood Circle Solar 1 LLC | 62073 | MA | NEW | NPCC |  | 22 | 2 | NAICS-22 Non-Cogen | PV | SUN | SUN | ISNE | 26909 | 7886 | 2022
solar pv | TRUE | 62584 | N | . | Quitman Solar | Quitman Solar, LLC | 61910 | GA | SAT | SERC |  | 22 | 2 | NAICS-22 Non-Cogen | PV | SUN | SUN | SOCO | 1202994 | 352578 | 2022
other | TRUE | 62585 | N | . | Beebe Substation Battery Storage | Massachusetts Mun Wholes Electric Co | 11806 | MA | NEW | NPCC |  | 22 | 1 | Electric Utility | BA | MWH | OTH | ISNE | 0 | -68 | 2022
solar pv | TRUE | 62586 | N | . | DG Florham Park Solar LLC | DG Florham Park Solar LLC | 62084 | NJ | MAT | RFC |  | 22 | 2 | NAICS-22 Non-Cogen | PV | SUN | SUN | PJM | 9767 | 2862 | 2022
onshore wind | TRUE | 62587 | N | . | Mesquite Star | Mesquite Star LLC | 62085 | TX | WSC | TRE |  | 22 | 2 | NAICS-22 Non-Cogen | WT | WND | WND | ERCO | 4114451 | 1205876 | 2022
petroleum | FALSE | 62589 | N | . | Montefiore Mount Vernon Hospital | Montefiore Mount Vernon Hospital | 62087 | NY | MAT | NPCC |  | 622 | 4 | Commercial NAICS Non-Cogen | IC | DFO | DFO | NYIS | 132 | 12 | 2022
petroleum | TRUE | 62590 | N | . | Wolf Creek Generator | 4 Rivers Electric Cooperative Inc. | 63286 | KS | WNC | MRO |  | 22 | 1 | Electric Utility | IC | DFO | DFO | SWPP | 1131 | 112 | 2022
onshore wind | TRUE | 62591 | N | . | Ekola Flats | PacifiCorp | 14354 | WY | MTN | WECC |  | 22 | 1 | Electric Utility | WT | WND | WND | PACE | 2749145 | 805728 | 2022
onshore wind | TRUE | 62592 | N | . | Headwaters Wind Farm II LLC | EDP Renewables North America LLC | 61785 | IN | ENC | RFC |  | 22 | 2 | NAICS-22 Non-Cogen | WT | WND | WND | PJM | 2098602 | 615065 | 2022
solar pv | TRUE | 62594 | N | . | Ruff Solar LLC | Sol Systems | 61677 | NC | SAT | SERC |  | 22 | 2 | NAICS-22 Non-Cogen | PV | SUN | SUN | DUK | 157175 | 46065 | 2022
solar pv | TRUE | 62595 | N | . | Wendell Solar Farm LLC | Sol Systems | 61677 | NC | SAT | SERC |  | 22 | 2 | NAICS-22 Non-Cogen | PV | SUN | SUN | CPLE | 28022 | 8213 | 2022
solar pv | TRUE | 62596 | N | . | Sabattus Solar LLC | Sol Systems | 61677 | NC | SAT | SERC |  | 22 | 2 | NAICS-22 Non-Cogen | PV | SUN | SUN | CPLE | 31705 | 9292 | 2022
solar pv | TRUE | 62597 | N | . | Rio De Oro Solar Energy Center | PNM Resources | 59300 | NM | MTN | WECC |  | 22 | 1 | Electric Utility | PV | SUN | SUN | PNM | 93260 | 27333 | 2022
solar pv | FALSE | 62598 | N | . | Connell East LLC | Connell East LLC. | 62095 | NJ | MAT | RFC |  | 53 | 4 | Commercial NAICS Non-Cogen | PV | SUN | SUN | PJM | 4953 | 1452 | 2022
solar pv | TRUE | 62600 | N | . | Cookstown | Strata Manager, LLC | 64778 | NC | SAT | SERC |  | 22 | 2 | NAICS-22 Non-Cogen | PV | SUN | SUN | CPLW | 34796 | 10198 | 2022
solar pv | TRUE | 62601 | N | . | Changeup | Strata Manager, LLC | 64778 | NC | SAT | SERC |  | 22 | 2 | NAICS-22 Non-Cogen | PV | SUN | SUN | CPLE | 4784 | 1402 | 2022
solar pv | TRUE | 62602 | N | . | Starr | Strata Manager, LLC | 64778 | NC | SAT | SERC |  | 22 | 2 | NAICS-22 Non-Cogen | PV | SUN | SUN | CPLW | 36038 | 10562 | 2022
solar pv | TRUE | 62603 | N | . | Badger | Strata Manager, LLC | 64778 | NC | SAT | SERC |  | 22 | 2 | NAICS-22 Non-Cogen | PV | SUN | SUN | CPLW | 35516 | 10409 | 2022
other | TRUE | 62604 | N | . | Outer Cape Community Battery | Eversource | 59497 | MA | NEW | NPCC |  | 22 | 2 | NAICS-22 Non-Cogen | BA | MWH | OTH | ISNE | 0 | -78 | 2022
onshore wind | TRUE | 62606 | N | . | Whitney Hill Wind Power LLC | Whitney Hill Wind Power LLC | 62103 | IL | ENC | SERC |  | 22 | 2 | NAICS-22 Non-Cogen | WT | WND | WND | PJM | 708339 | 207602 | 2022
solar pv | TRUE | 62607 | N | . | Bloomfield Municipal Utilities Solar | AEP Onsite Partners, LLC | 60571 | IA | WNC | MRO |  | 22 | 2 | NAICS-22 Non-Cogen | PV | SUN | SUN | MISO | 7579 | 2221 | 2022
other | TRUE | 62609 | N | . | Commerce ESS | City of San Antonio - (TX) | 16604 | TX | WSC | TRE |  | 22 | 1 | Electric Utility | BA | MWH | OTH | ERCO | 0 | -977 | 2022
solar pv | TRUE | 62610 | N | . | Commerce Solar | City of San Antonio - (TX) | 16604 | TX | WSC | TRE |  | 22 | 1 | Electric Utility | PV | SUN | SUN | ERCO | 23319 | 6835 | 2022
solar pv | TRUE | 62611 | N | . | PFMG Solar Grossmont Helix LLC | PFMG Solar Grossmont Helix LLC | 62028 | CA | PACC | WECC |  | 22 | 2 | NAICS-22 Non-Cogen | PV | SUN | SUN | CISO | 7589 | 2224 | 2022
solar pv | TRUE | 62612 | N | . | USAA Black Bear Energy | EnterSolar | 62067 | NJ | MAT | RFC |  | 22 | 2 | NAICS-22 Non-Cogen | PV | SUN | SUN | PJM | 7945 | 2329 | 2022
solar pv | TRUE | 62613 | N | . | CBP Solar | EnterSolar | 62067 | NY | MAT | NPCC |  | 22 | 2 | NAICS-22 Non-Cogen | PV | SUN | SUN | NYIS | 8571 | 2512 | 2022
solar pv | TRUE | 62614 | N | . | Kinder Morgan Fordham | EnterSolar | 62067 | NY | MAT | NPCC |  | 22 | 2 | NAICS-22 Non-Cogen | PV | SUN | SUN | NYIS | 13495 | 3955 | 2022
solar pv | TRUE | 62616 | N | . | CCG Marketing | EnterSolar | 62067 | NJ | MAT | RFC |  | 22 | 2 | NAICS-22 Non-Cogen | PV | SUN | SUN | PJM | 7094 | 2079 | 2022
other | TRUE | 62617 | N | . | Searcy Solar Hybrid | Searcy Solar, LLC | 62109 | AR | WSC | SERC |  | 22 | 1 | Electric Utility | BA | MWH | OTH | MISO | 0 | 0 | 2022
solar pv | TRUE | 62617 | N | . | Searcy Solar Hybrid | Searcy Solar, LLC | 62109 | AR | WSC | SERC |  | 22 | 1 | Electric Utility | PV | SUN | SUN | MISO | 768477 | 225228 | 2022
onshore wind | TRUE | 62618 | N | . | Hidalgo Wind Farm II | Hidalgo Wind Farm II LLC | 62106 | TX | WSC | TRE |  | 22 | 2 | NAICS-22 Non-Cogen | WT | WND | WND | ERCO | 460970 | 135102 | 2022
petroleum | FALSE | 62619 | N | . | Rockland Bakery Inc. | Rockland Bakery Inc. | 62110 | NY | MAT | NPCC |  | 622 | 4 | Commercial NAICS Non-Cogen | IC | DFO | DFO | NYIS | 226 | 0 | 2022
natural gas peaker | FALSE | 62619 | N | . | Rockland Bakery Inc. | Rockland Bakery Inc. | 62110 | NY | MAT | NPCC |  | 622 | 4 | Commercial NAICS Non-Cogen | IC | NG | NG | NYIS | 387 | 0 | 2022
onshore wind | TRUE | 62620 | N | . | Sage Draw Wind | Sage Draw Wind, LLC | 62113 | TX | WSC | TRE |  | 22 | 2 | NAICS-22 Non-Cogen | WT | WND | WND | ERCO | 4319223 | 1265892 | 2022
solar pv | TRUE | 62621 | N | . | Achilles Solar | Strata Manager, LLC | 64778 | NC | SAT | SERC |  | 22 | 2 | NAICS-22 Non-Cogen | PV | SUN | SUN | CPLE | 34680 | 10164 | 2022
petroleum | FALSE | 62622 | Y | . | Overlook Medical Center | Overlook Medical Center | 62112 | NJ | MAT | RFC |  | 622 | 5 | Commercial NAICS Cogen | IC | DFO | DFO | PJM | 47 | 5.888 | 2022
natural gas peaker | FALSE | 62622 | Y | . | Overlook Medical Center | Overlook Medical Center | 62112 | NJ | MAT | RFC |  | 622 | 5 | Commercial NAICS Cogen | IC | NG | NG | PJM | 28315 | 3544.112 | 2022
solar pv | TRUE | 62623 | N | . | Arborgate Solar | Strata Manager, LLC | 64778 | NC | SAT | SERC |  | 22 | 2 | NAICS-22 Non-Cogen | PV | SUN | SUN | CPLW | 32210 | 9440 | 2022
onshore wind | TRUE | 62624 | N | . | White Cloud Wind Project, LLC | White Cloud Wind Project, LLC | 62079 | MO | WNC | MRO |  | 22 | 2 | NAICS-22 Non-Cogen | WT | WND | WND | AECI | 3126022 | 916185 | 2022
petroleum | TRUE | 62625 | N | . | West Water Street | City of Taunton | 18488 | MA | NEW | NPCC |  | 22 | 1 | Electric Utility | IC | DFO | DFO | ISNE | 14140 | 1434 | 2022
solar pv | TRUE | 62627 | N | . | Wadesboro 4 | Strata Manager, LLC | 64778 | NC | SAT | SERC |  | 22 | 2 | NAICS-22 Non-Cogen | PV | SUN | SUN | CPLE | 13232 | 3878 | 2022
solar pv | TRUE | 62628 | N | . | APG Old Bayside | Onyx Asset Services Group | 60584 | MD | SAT | RFC |  | 22 | 2 | NAICS-22 Non-Cogen | PV | SUN | SUN | PJM | 10679 | 3130 | 2022
solar pv | TRUE | 62629 | N | . | APG New Chesapeake | Onyx Asset Services Group | 60584 | MD | SAT | RFC |  | 22 | 2 | NAICS-22 Non-Cogen | PV | SUN | SUN | PJM | 14487 | 4246 | 2022
onshore wind | TRUE | 62630 | N | . | Jumbo Hill Wind Project | Engie North America | 56201 | TX | WSC | TRE |  | 22 | 2 | NAICS-22 Non-Cogen | WT | WND | WND | ERCO | 2098629 | 615073 | 2022
solar pv | TRUE | 62631 | N | . | Blue Heron Solar | Florida Power & Light Co | 6452 | FL | SAT | SERC |  | 22 | 1 | Electric Utility | PV | SUN | SUN | FPL | 556133 | 162994 | 2022
solar pv | TRUE | 62632 | N | . | Cattle Ranch | Florida Power & Light Co | 6452 | FL | SAT | SERC |  | 22 | 1 | Electric Utility | PV | SUN | SUN | FPL | 503725 | 147633 | 2022
solar pv | TRUE | 62633 | N | . | Twin Lakes | Florida Power & Light Co | 6452 | FL | SAT | SERC |  | 22 | 1 | Electric Utility | PV | SUN | SUN | FPL | 497528 | 145817 | 2022
solar pv | TRUE | 62634 | N | . | Babcock Preserve | Florida Power & Light Co | 6452 | FL | SAT | SERC |  | 22 | 1 | Electric Utility | PV | SUN | SUN | FPL | 566331 | 165982 | 2022
solar pv | TRUE | 62636 | N | . | NVSS-II | NVSS-II | 63423 | NV | MTN | WECC |  | 22 | 2 | NAICS-22 Non-Cogen | PV | SUN | SUN | NEVP | 111660 | 32726 | 2022
solar pv | TRUE | 62637 | N | . | Milford Solar Farm (NJ) LLC | NJR Clean Energy Ventures Corporation | 56990 | NJ | MAT | RFC |  | 22 | 2 | NAICS-22 Non-Cogen | PV | SUN | SUN | PJM | 35663 | 10452 | 2022
solar pv | TRUE | 62638 | N | . | McCullough Road Solar Farm | NJR Clean Energy Ventures Corporation | 56990 | NJ | MAT | RFC |  | 22 | 2 | NAICS-22 Non-Cogen | PV | SUN | SUN | PJM | 46515 | 13632 | 2022
solar pv | TRUE | 62639 | N | . | Manchester Community College East | Onyx Asset Services Group | 60584 | CT | NEW | NPCC |  | 22 | 2 | NAICS-22 Non-Cogen | PV | SUN | SUN | ISNE | 5498 | 1611 | 2022
solar pv | TRUE | 62640 | N | . | Manchester Community College North | Onyx Asset Services Group | 60584 | CT | NEW | NPCC |  | 22 | 2 | NAICS-22 Non-Cogen | PV | SUN | SUN | ISNE | 5671 | 1662 | 2022
biomass | TRUE | 62641 | N | . | Morehead Generating Facility | North American Biofuels, LLC | 59170 | KY | ESC | SERC |  | 22 | 2 | NAICS-22 Non-Cogen | IC | LFG | MLG | PJM | 111254 | 7175 | 2022
onshore wind | TRUE | 62642 | N | . | GE-Lubbock | GE Wind Energy LLC | 58270 | TX | WSC | MRO |  | 22 | 2 | NAICS-22 Non-Cogen | WT | WND | WND | SWPP | 95116 | 27877 | 2022
solar pv | FALSE | 62643 | N | . | AZ State University - Tempe Campus Solar | Arizona State University FDM | 62083 | AZ | MTN | WECC |  | 611 | 4 | Commercial NAICS Non-Cogen | PV | SUN | SUN | AZPS | 8981 | 2632 | 2022
other | TRUE | 62644 | N | . | Minuteman Energy Storage | Minuteman Energy Storage, LLC | 62122 | MA | NEW | NPCC |  | 22 | 2 | NAICS-22 Non-Cogen | BA | MWH | OTH | ISNE | 0 | -172 | 2022
solar pv | TRUE | 62645 | N | . | Northern Preserve Solar | Florida Power & Light Co | 6452 | FL | SAT | SERC |  | 22 | 1 | Electric Utility | PV | SUN | SUN | FPL | 457160 | 133986 | 2022
solar pv | TRUE | 62646 | N | . | Washburn Road Solar | REA Investments, LLC | 63359 | MA | NEW | NPCC |  | 22 | 2 | NAICS-22 Non-Cogen | PV | SUN | SUN | ISNE | 9519 | 2790 | 2022
petroleum | FALSE | 62647 | N | . | MBS Textbook Exchange | MBS TextBook Exhcange LLC | 61984 | MO | WNC | SERC |  | 421 | 4 | Commercial NAICS Non-Cogen | IC | DFO | DFO | MISO | 0 | 0 | 2022
solar pv | TRUE | 62649 | N | . | SFDK Solar | AES Distributed Energy | 61012 | CA | PACC | WECC |  | 22 | 2 | NAICS-22 Non-Cogen | PV | SUN | SUN | CISO | 35695 | 10462 | 2022
solar pv | TRUE | 62651 | N | . | Haven Solar Project CSG | DG Minnesota CSG, LLC | 61187 | MN | WNC | MRO |  | 22 | 2 | NAICS-22 Non-Cogen | PV | SUN | SUN | MISO | 15098 | 4425 | 2022
other | TRUE | 62652 | N | . | Happy Hollow CSG Hybrid | REA Investments, LLC | 63359 | MA | NEW | NPCC |  | 22 | 2 | NAICS-22 Non-Cogen | BA | MWH | OTH | ISNE | 0 | 0 | 2022
solar pv | TRUE | 62652 | N | . | Happy Hollow CSG Hybrid | REA Investments, LLC | 63359 | MA | NEW | NPCC |  | 22 | 2 | NAICS-22 Non-Cogen | PV | SUN | SUN | ISNE | 29456 | 8633 | 2022
onshore wind | FALSE | 62653 | N | . | Zephyr Wind Project - 2.0 | OEE XXX LLC | 62128 | OH | ENC | RFC |  | 332 | 6 | Industrial NAICS Non-Cogen | WT | WND | WND | PJM | 41309 | 12107 | 2022
onshore wind | TRUE | 62654 | N | . | Foundation Dole Fresh Vegetables | Foundation CA Fund X Manager LLC | 62130 | CA | PACC | WECC |  | 22 | 2 | NAICS-22 Non-Cogen | WT | WND | WND | CISO | 17967 | 5266 | 2022
solar pv | TRUE | 62655 | N | . | HL Solar | HL Solar LLC | 62131 | CA | PACC | WECC |  | 22 | 2 | NAICS-22 Non-Cogen | PV | SUN | SUN | CISO | 40944 | 12000 | 2022
solar pv | TRUE | 62656 | N | . | Hunter Solar LLC (UT) | Hunter Solar LLC | 62134 | UT | MTN | WECC |  | 22 | 2 | NAICS-22 Non-Cogen | PV | SUN | SUN | PACE | 930836 | 272812 | 2022
solar pv | TRUE | 62657 | N | . | DWW Solar ll | DWW Solar ll LLC | 62132 | CT | NEW | NPCC |  | 22 | 2 | NAICS-22 Non-Cogen | PV | SUN | SUN | ISNE | 174802 | 51232 | 2022
petroleum | TRUE | 62658 | N | . | Cuyahoga Falls 1 | City of Cuyahoga Falls - (OH) | 4683 | OH | ENC | RFC |  | 22 | 1 | Electric Utility | IC | DFO | DFO | PJM | 4706 | 507 | 2022
solar pv | TRUE | 62659 | N | . | Pecan Grove Solar, LLC | CI-II Mitchell Holding LLC | 63184 | NC | SAT | SERC |  | 22 | 2 | NAICS-22 Non-Cogen | PV | SUN | SUN | CPLE | 30111 | 8825 | 2022
solar pv | TRUE | 62660 | N | . | 1025 Traveller Solar, LLC | CI-II Mitchell Holding LLC | 63184 | NC | SAT | SERC |  | 22 | 2 | NAICS-22 Non-Cogen | PV | SUN | SUN | CPLE | 32160 | 9426 | 2022
solar pv | TRUE | 62661 | N | . | 1047 Little Mountain Solar, LLC | CI-II Mitchell Holding LLC | 63184 | NC | SAT | SERC |  | 22 | 2 | NAICS-22 Non-Cogen | PV | SUN | SUN | DUK | 15896 | 4659 | 2022
solar pv | TRUE | 62662 | N | . | Ennis Solar, LLC | CI-II Mitchell Holding LLC | 63184 | NC | SAT | SERC |  | 22 | 2 | NAICS-22 Non-Cogen | PV | SUN | SUN | CPLE | 25787 | 7558 | 2022
solar pv | TRUE | 62663 | N | . | Gilcrest Solar | Terraform Arcadia | 63249 | CO | MTN | WECC |  | 22 | 2 | NAICS-22 Non-Cogen | PV | SUN | SUN | WACM | 20706 | 6069 | 2022
solar pv | TRUE | 62664 | N | . | Quincy Solar | Terraform Arcadia | 63249 | CO | MTN | WECC |  | 22 | 2 | NAICS-22 Non-Cogen | PV | SUN | SUN | WACM | 11802 | 3459 | 2022
solar pv | TRUE | 62666 | N | . | Sigurd Solar LLC | Sigurd Solar LLC | 62146 | UT | MTN | WECC |  | 22 | 2 | NAICS-22 Non-Cogen | PV | SUN | SUN | PACE | 695603 | 203870 | 2022
solar pv | TRUE | 62667 | N | . | Lafayette Horizon Solar CSG LLC | AES Distributed Energy | 61012 | CO | MTN | WECC |  | 22 | 2 | NAICS-22 Non-Cogen | PV | SUN | SUN | PSCO | 12194 | 3574 | 2022
solar pv | TRUE | 62668 | N | . | Maiden Creek Solar Power Plant | Duke Energy Carolinas, LLC | 5416 | NC | SAT | SERC |  | 22 | 1 | Electric Utility | PV | SUN | SUN | DUK | 442117 | 129577 | 2022
solar pv | TRUE | 62669 | N | . | Gaston Solar Power Plant | Duke Energy Carolinas, LLC | 5416 | NC | SAT | SERC |  | 22 | 1 | Electric Utility | PV | SUN | SUN | DUK | 175751 | 51510 | 2022
other | TRUE | 62671 | N | . | Equinix Caspian Dr. Fuel Cell | 2016 ESA Project Company, LLC | 62150 | CA | PACC | WECC |  | 22 | 2 | NAICS-22 Non-Cogen | FC | NG | NG | CISO | 255861 | 34864 | 2022
solar pv | TRUE | 62672 | N | . | Nautilus Goat Island Solar LLC (CSG) | Nautilus Solar Solutions | 61227 | RI | NEW | NPCC |  | 22 | 2 | NAICS-22 Non-Cogen | PV | SUN | SUN | ISNE | 14498 | 4249 | 2022
solar pv | TRUE | 62673 | N | . | Antelope Expansion 3A | AES Distributed Energy | 61012 | CA | PACC | WECC |  | 22 | 2 | NAICS-22 Non-Cogen | PV | SUN | SUN | CISO | 157501 | 46161 | 2022
solar pv | TRUE | 62674 | N | . | Antelope Expansion 3B | AES Distributed Energy | 61012 | CA | PACC | WECC |  | 22 | 2 | NAICS-22 Non-Cogen | PV | SUN | SUN | CISO | 45707 | 13396 | 2022
solar pv | TRUE | 62675 | N | . | Skipjack Solar Center | AES Distributed Energy | 61012 | VA | SAT | SERC |  | 22 | 2 | NAICS-22 Non-Cogen | PV | SUN | SUN | PJM | 698648 | 204762 | 2022
petroleum | FALSE | 62676 | N | . | Epic Verona | Epic Hosting, LLC | 61702 | WI | ENC | MRO |  | 519 | 4 | Commercial NAICS Non-Cogen | IC | DFO | DFO | MISO | 2070 | 210 | 2022
solar pv | FALSE | 62676 | N | . | Epic Verona | Epic Hosting, LLC | 61702 | WI | ENC | MRO |  | 519 | 4 | Commercial NAICS Non-Cogen | PV | SUN | SUN | MISO | 8080 | 2368 | 2022
solar pv | FALSE | 62677 | N | . | IKEA Canton Rooftop PV System | IKEA Property Inc | 57389 | MI | ENC | RFC |  | 441 | 4 | Commercial NAICS Non-Cogen | PV | SUN | SUN | MISO | 0 | 0 | 2022
solar pv | TRUE | 62678 | N | . | Crooked Run | Cubico USA, LLC | 62161 | NC | SAT | SERC |  | 22 | 2 | NAICS-22 Non-Cogen | PV | SUN | SUN | CPLE | 487095 | 142759 | 2022
solar pv | TRUE | 62679 | N | . | Palmetto Plains | Cubico USA, LLC | 62161 | SC | SAT | SERC |  | 22 | 2 | NAICS-22 Non-Cogen | PV | SUN | SUN | SCEG | 473520 | 138781 | 2022
solar pv | TRUE | 62680 | N | . | Garfield Solar | NJR Clean Energy Ventures Corporation | 56990 | NJ | MAT | RFC |  | 22 | 2 | NAICS-22 Non-Cogen | PV | SUN | SUN | PJM | 20645 | 6051 | 2022
solar pv | TRUE | 62681 | N | . | CED Champaign Solar LLC | Consolidated Edison Development Inc. | 56769 | IL | ENC | SERC |  | 22 | 2 | NAICS-22 Non-Cogen | PV | SUN | SUN | MISO | 9977 | 2924 | 2022
other | FALSE | 62682 | N | . | Noland Wastewater Treatment Plant Hybrid | Today's Power, Inc. | 61204 | AR | WSC | MRO |  | 22132 | 4 | Commercial NAICS Non-Cogen | BA | MWH | OTH | SWPP | 0 | -150 | 2022
solar pv | FALSE | 62682 | N | . | Noland Wastewater Treatment Plant Hybrid | Today's Power, Inc. | 61204 | AR | WSC | MRO |  | 22132 | 4 | Commercial NAICS Non-Cogen | PV | SUN | SUN | SWPP | 30960 | 9074 | 2022
other | FALSE | 62683 | N | . | Westside Wastewater Treatment Plant Hybrid | Today's Power, Inc. | 61204 | AR | WSC | MRO |  | 22132 | 4 | Commercial NAICS Non-Cogen | BA | MWH | OTH | SWPP | 0 | -173 | 2022
solar pv | FALSE | 62683 | N | . | Westside Wastewater Treatment Plant Hybrid | Today's Power, Inc. | 61204 | AR | WSC | MRO |  | 22132 | 4 | Commercial NAICS Non-Cogen | PV | SUN | SUN | SWPP | 34449 | 10096.41 | 2022
solar pv | TRUE | 62686 | N | . | TPE Pennsylvania Solar 1, LLC | Alchemy Renewable Energy | 62627 | PA | MAT | RFC |  | 22 | 2 | NAICS-22 Non-Cogen | PV | SUN | SUN | PJM | 19484 | 5710 | 2022
solar pv | TRUE | 62687 | N | . | American Canyon Solar | RP Napa Solar 1, LLC | 62162 | CA | PACC | WECC |  | 22 | 2 | NAICS-22 Non-Cogen | PV | SUN | SUN | CISO | 24024 | 7041 | 2022
solar pv | TRUE | 62688 | N | . | Malech Solar Farm | County of Santa Clara (CA) | 62628 | CA | PACC | WECC |  | 22 | 2 | NAICS-22 Non-Cogen | PV | SUN | SUN | CISO | 19891 | 5830 | 2022
solar pv | TRUE | 62689 | N | . | Hellyer Solar Farm | County of Santa Clara (CA) | 62628 | CA | PACC | WECC |  | 22 | 2 | NAICS-22 Non-Cogen | PV | SUN | SUN | CISO | 12641 | 3705 | 2022
solar pv | TRUE | 62690 | N | . | Guadalupe Solar Farm | County of Santa Clara (CA) | 62628 | CA | PACC | WECC |  | 22 | 2 | NAICS-22 Non-Cogen | PV | SUN | SUN | CISO | 8337 | 2443 | 2022
solar pv | TRUE | 62691 | N | . | Shiloh Hwy Solar | Shiloh Hwy 1108 Solar, LLC | 62157 | NC | SAT | SERC |  | 22 | 2 | NAICS-22 Non-Cogen | PV | SUN | SUN | PJM | 35325 | 10353 | 2022
solar pv | TRUE | 62692 | N | . | Sandy Solar | Sandy Solar, LLC | 62158 | NC | SAT | SERC |  | 22 | 2 | NAICS-22 Non-Cogen | PV | SUN | SUN | PJM | 24574 | 7202 | 2022
solar pv | TRUE | 62693 | N | . | Chowan Jehu Solar | Chowan Jehu Road Solar, LLC | 62159 | NC | SAT | SERC |  | 22 | 2 | NAICS-22 Non-Cogen | PV | SUN | SUN | PJM | 31372 | 9195 | 2022
other | TRUE | 62695 | N | . | CED Northampton Solar LLC Hybrid | Consolidated Edison Development Inc. | 56769 | MA | NEW | NPCC |  | 22 | 2 | NAICS-22 Non-Cogen | BA | MWH | OTH | ISNE | 0 | 0 | 2022
solar pv | TRUE | 62695 | N | . | CED Northampton Solar LLC Hybrid | Consolidated Edison Development Inc. | 56769 | MA | NEW | NPCC |  | 22 | 2 | NAICS-22 Non-Cogen | PV | SUN | SUN | ISNE | 24560 | 7198 | 2022
solar pv | TRUE | 62696 | N | . | FastSun 2 CSG | Altus Power America Management, LLC | 60281 | MN | WNC | MRO |  | 22 | 2 | NAICS-22 Non-Cogen | PV | SUN | SUN | MISO | 5837 | 1710 | 2022
other | TRUE | 62697 | N | . | Mission College Blvd. Fuel Cell | 2016 ESA Project Company, LLC | 62150 | CA | PACC | WECC |  | 22 | 2 | NAICS-22 Non-Cogen | FC | NG | NG | CISO | 251226 | 34614 | 2022
other | TRUE | 62698 | N | . | Kaiser East La Palma Ave. Fuel Cell | 2016 ESA Project Company, LLC | 62150 | CA | PACC | WECC |  | 22 | 2 | NAICS-22 Non-Cogen | FC | NG | NG | CISO | 118166 | 16595 | 2022
other | TRUE | 62699 | N | . | Kaiser Deer Valley Rd. Fuel Cell | 2016 ESA Project Company, LLC | 62150 | CA | PACC | WECC |  | 22 | 2 | NAICS-22 Non-Cogen | FC | NG | NG | CISO | 783636 | 11046 | 2022
other | TRUE | 62700 | N | . | Kaiser Owens Dr. Fuel Cell | 2016 ESA Project Company, LLC | 62150 | CA | PACC | WECC |  | 22 | 2 | NAICS-22 Non-Cogen | FC | NG | NG | CISO | 55317 | 7836 | 2022
other | TRUE | 62701 | N | . | Kaiser Napa Valley Corporate Dr Fuel Cell | 2016 ESA Project Company, LLC | 62150 | CA | PACC | WECC |  | 22 | 2 | NAICS-22 Non-Cogen | FC | NG | NG | CISO | 273917 | 39692 | 2022
other | TRUE | 62702 | N | . | Equinix Great Oaks Blvd. Fuel Cell | 2016 ESA Project Company, LLC | 62150 | CA | PACC | WECC |  | 22 | 2 | NAICS-22 Non-Cogen | FC | NG | NG | CISO | 230057 | 32202 | 2022
other | TRUE | 62703 | N | . | Equinix Lundy Ave. Fuel Cell | 2016 ESA Project Company, LLC | 62150 | CA | PACC | WECC |  | 22 | 2 | NAICS-22 Non-Cogen | FC | NG | NG | CISO | 191406 | 27885 | 2022
other | TRUE | 62704 | N | . | Equinix Douglas St. Fuel Cell | 2016 ESA Project Company, LLC | 62150 | CA | PACC | WECC |  | 22 | 2 | NAICS-22 Non-Cogen | FC | NG | NG | CISO | 103515 | 14376 | 2022
other | TRUE | 62705 | N | . | Equinix Maple Ave. Fuel Cell | 2016 ESA Project Company, LLC | 62150 | CA | PACC | WECC |  | 22 | 2 | NAICS-22 Non-Cogen | FC | NG | NG | CISO | 56893 | 8050 | 2022
solar pv | TRUE | 62706 | N | . | Helen Solar CSG | Altus Power America Management, LLC | 60281 | MN | WNC | MRO |  | 22 | 2 | NAICS-22 Non-Cogen | PV | SUN | SUN | MISO | 30694 | 8996 | 2022
solar pv | TRUE | 62707 | N | . | Walcott Solar CSG | Altus Power America Management, LLC | 60281 | MN | WNC | MRO |  | 22 | 2 | NAICS-22 Non-Cogen | PV | SUN | SUN | MISO | 30056 | 8809 | 2022
solar pv | TRUE | 62708 | N | . | Northfield Solar CSG | Altus Power America Management, LLC | 60281 | MN | WNC | MRO |  | 22 | 2 | NAICS-22 Non-Cogen | PV | SUN | SUN | MISO | 30886 | 9052 | 2022
solar pv | TRUE | 62709 | N | . | Warsaw Solar CSG | Altus Power America Management, LLC | 60281 | MN | WNC | MRO |  | 22 | 2 | NAICS-22 Non-Cogen | PV | SUN | SUN | MISO | 15189 | 4451 | 2022
solar pv | TRUE | 62710 | N | . | Nationals | Terraform Arcadia | 63249 | DC | SAT | RFC |  | 22 | 2 | NAICS-22 Non-Cogen | PV | SUN | SUN | PJM | 6076 | 1781 | 2022
onshore wind | TRUE | 62711 | N | . | Plum Creek Wind Project (NE) | Plum Creek Wind, LLC | 62633 | NE | WNC | MRO |  | 22 | 2 | NAICS-22 Non-Cogen | WT | WND | WND | SWPP | 3442258 | 1008868 | 2022
solar pv | TRUE | 62712 | N | . | Burlington Coat Factory Solar | DG Northeast Solar II, LLC | 62155 | NJ | MAT | NPCC |  | 22 | 2 | NAICS-22 Non-Cogen | PV | SUN | SUN | PJM | 16837 | 4934 | 2022
solar pv | TRUE | 62713 | N | . | DSM Nutritional Products Solar | DG Northeast Solar II, LLC | 62155 | NJ | MAT | NPCC |  | 22 | 2 | NAICS-22 Non-Cogen | PV | SUN | SUN | PJM | 49264 | 14438 | 2022
other | TRUE | 62714 | N | . | Eyak Service Center BESS | Cordova Electric Coop, Inc | 40215 | AK | PACN |  |  | 22 | 1 | Electric Utility | BA | MWH | OTH | NA | 0 | -78 | 2022
onshore wind | TRUE | 62715 | N | . | Wildcat Creek Wind Farm LLC | Wildcat Creek Wind Farm LLC | 62635 | TX | WSC | TRE |  | 22 | 2 | NAICS-22 Non-Cogen | WT | WND | WND | ERCO | 1962075 | 575051 | 2022
solar pv | TRUE | 62718 | N | . | Mesa CSG 2 Massicotte | Standard Solar | 60531 | CO | MTN | WECC |  | 22 | 2 | NAICS-22 Non-Cogen | PV | SUN | SUN | PSCO | 6739 | 1975 | 2022
solar pv | TRUE | 62719 | N | . | Mesa CSG 1 Murdock | Standard Solar | 60531 | CO | MTN | WECC |  | 22 | 2 | NAICS-22 Non-Cogen | PV | SUN | SUN | PSCO | 12400 | 3634 | 2022
solar pv | TRUE | 62720 | N | . | Chester Woods Point Solar, LLC CSG | Chester Woods Point Solar, LLC | 62634 | MD | SAT | RFC |  | 22 | 2 | NAICS-22 Non-Cogen | PV | SUN | SUN | PJM | 14823 | 4344 | 2022
solar pv | TRUE | 62721 | N | . | Steel Sun 2: 2303-III-9 Hamburg Tpke | BQ Energy LLC | 59474 | NY | MAT | NPCC |  | 22 | 2 | NAICS-22 Non-Cogen | PV | SUN | SUN | NYIS | 16595 | 4864 | 2022
solar pv | TRUE | 62722 | N | . | Steel Sun 2: 2303-III-4 Hamburg Tpke | BQ Energy LLC | 59474 | NY | MAT | NPCC |  | 22 | 2 | NAICS-22 Non-Cogen | PV | SUN | SUN | NYIS | 16561 | 4854 | 2022
solar pv | TRUE | 62723 | N | . | Steel Sun 2: 2303-III-2 Hamburg Tpke | BQ Energy LLC | 59474 | NY | MAT | NPCC |  | 22 | 2 | NAICS-22 Non-Cogen | PV | SUN | SUN | NYIS | 16630 | 4874 | 2022
solar pv | TRUE | 62724 | N | . | Homer Street West | BQ Energy LLC | 59474 | NY | MAT | NPCC |  | 22 | 2 | NAICS-22 Non-Cogen | PV | SUN | SUN | NYIS | 5381 | 1577 | 2022
solar pv | TRUE | 62725 | N | . | Homer Street East | BQ Energy LLC | 59474 | NY | MAT | NPCC |  | 22 | 2 | NAICS-22 Non-Cogen | PV | SUN | SUN | NYIS | 5299 | 1553 | 2022
solar pv | TRUE | 62728 | N | . | MHG Wallingford | Standard Solar | 60531 | VT | NEW | NPCC |  | 22 | 2 | NAICS-22 Non-Cogen | PV | SUN | SUN | ISNE | 11659 | 3417 | 2022
solar pv | TRUE | 62730 | N | . | Desper Solar | Dominion Renewable Energy | 58468 | VA | SAT | SERC |  | 22 | 1 | Electric Utility | PV | SUN | SUN | PJM | 589217 | 172690 | 2022
solar pv | TRUE | 62731 | N | . | Middleton Airport Solar | Madison Gas & Electric Co | 11479 | WI | ENC | MRO |  | 22 | 1 | Electric Utility | PV | SUN | SUN | MISO | 26810 | 7858 | 2022
solar pv | TRUE | 62732 | N | . | Solar Star Palo Alto I, LLC | DG 1 Acquisition Co., LLC | 62648 | CA | PACC | WECC |  | 22 | 2 | NAICS-22 Non-Cogen | PV | SUN | SUN | CISO | 7301 | 2140 | 2022
other | TRUE | 62733 | N | . | East Hampton Energy Storage Center | East Hampton Energy Storage Center, LLC | 62652 | NY | MAT | NPCC |  | 22 | 2 | NAICS-22 Non-Cogen | BA | MWH | OTH | NYIS | 0 | -638 | 2022
other | TRUE | 62734 | N | . | Montauk Energy Storage Center | Montauk Energy Storage Center, LLC | 62651 | NY | MAT | NPCC |  | 22 | 2 | NAICS-22 Non-Cogen | BA | MWH | OTH | NYIS | 0 | -476 | 2022
solar pv | TRUE | 62735 | N | . | Phoenix Solar South Farms LLC Solar Farm | Phoenix Solar South Farms LLC | 62656 | IL | ENC | SERC |  | 22 | 2 | NAICS-22 Non-Cogen | PV | SUN | SUN | MISO | 24826 | 7276 | 2022
natural gas peaker | FALSE | 62736 | Y | . | Harbec Energy | Harbec Energy | 62657 | NY | MAT | NPCC |  | 326 | 7 | Industrial NAICS Cogen | GT | NG | NG | NYIS | 3241 | 285 | 2022
onshore wind | FALSE | 62736 | Y | . | Harbec Energy | Harbec Energy | 62657 | NY | MAT | NPCC |  | 326 | 7 | Industrial NAICS Cogen | WT | WND | WND | NYIS | 1173 | 344 | 2022
solar pv | TRUE | 62737 | N | . | West Valley West | BQ Energy LLC | 59474 | NY | MAT | NPCC |  | 22 | 2 | NAICS-22 Non-Cogen | PV | SUN | SUN | NYIS | 7165 | 2100 | 2022
solar pv | TRUE | 62738 | N | . | West Valley East | BQ Energy LLC | 59474 | NY | MAT | NPCC |  | 22 | 2 | NAICS-22 Non-Cogen | PV | SUN | SUN | NYIS | 7128 | 2089 | 2022
solar pv | TRUE | 62739 | N | . | KDC Solar ASGM | KDC Solar ASGM LLC | 62649 | NJ | MAT | RFC |  | 22 | 2 | NAICS-22 Non-Cogen | PV | SUN | SUN | PJM | 22314 | 6540 | 2022
solar pv | TRUE | 62740 | N | . | MSC-Empire01, LLC | MSC-Empire01, LLC | 62660 | MN | WNC | MRO |  | 22 | 2 | NAICS-22 Non-Cogen | PV | SUN | SUN | MISO | 6456 | 1892 | 2022
natural gas peaker | FALSE | 62741 | Y | . | Mount Joy Wire | Mount Joy Wire Corp | 62658 | PA | MAT | RFC |  | 3311 | 7 | Industrial NAICS Cogen | IC | NG | NG | PJM | 0 | 0 | 2022
solar pv | TRUE | 62744 | N | . | Arcadia Solar | Butter Solar, LLC | 62662 | WI | ENC | MRO |  | 22 | 2 | NAICS-22 Non-Cogen | PV | SUN | SUN | MISO | 27315 | 8006 | 2022
other | TRUE | 62745 | N | . | Wheatridge Hybrid | Wheatridge Wind Holdings, LLC | 62668 | OR | PACC | WECC |  | 22 | 2 | NAICS-22 Non-Cogen | BA | MWH | OTH | BPAT | 0 | -801 | 2022
solar pv | TRUE | 62745 | N | . | Wheatridge Hybrid | Wheatridge Wind Holdings, LLC | 62668 | OR | PACC | WECC |  | 22 | 2 | NAICS-22 Non-Cogen | PV | SUN | SUN | BPAT | 298192 | 87395 | 2022
onshore wind | TRUE | 62745 | N | . | Wheatridge Hybrid | Wheatridge Wind Holdings, LLC | 62668 | OR | PACC | WECC |  | 22 | 2 | NAICS-22 Non-Cogen | WT | WND | WND | BPAT | 1769681 | 518664 | 2022
solar pv | TRUE | 62746 | N | . | KDC Solar CSCP LLC | KDC Solar CSCP LLC | 62666 | NJ | MAT | RFC |  | 22 | 2 | NAICS-22 Non-Cogen | PV | SUN | SUN | PJM | 16909 | 4956 | 2022
hydro | TRUE | 62747 | N | . | Matilda Hamilton Fee Hydroelectric Station | Lock 12 Hydro Partners, LLC | 62661 | KY | ESC | SERC |  | 22 | 2 | NAICS-22 Non-Cogen | HY | WAT | HYC | PJM | 24338 | 7133 | 2022
solar pv | TRUE | 62750 | N | . | Little Manatee River Solar | Tampa Electric Co | 18454 | FL | SAT | SERC |  | 22 | 1 | Electric Utility | PV | SUN | SUN | TEC | 355195 | 104102 | 2022
onshore wind | FALSE | 62752 | N | . | LafargeHolcim - Paulding Wind Project | OEE XXVIII LLC | 62644 | OH | ENC | RFC |  | 32731 | 6 | Industrial NAICS Non-Cogen | WT | WND | WND | PJM | 44369 | 13003 | 2022
other | TRUE | 62753 | N | . | Prospect Storage | GlidePath Power Operations LLC | 61728 | TX | WSC | TRE |  | 22 | 2 | NAICS-22 Non-Cogen | BA | MWH | OTH | ERCO | 0 | -275 | 2022
solar pv | TRUE | 62755 | N | . | Prospero Solar | Longroad Energy Services LLC | 61219 | TX | WSC | TRE |  | 22 | 2 | NAICS-22 Non-Cogen | PV | SUN | SUN | ERCO | 2152509 | 630864 | 2022
solar pv | TRUE | 62756 | N | . | RC Energy AA LLC Solar Facility | RC Energy AA LLC | 62655 | NM | MTN | WECC |  | 22 | 2 | NAICS-22 Non-Cogen | PV | SUN | SUN | PNM | 6811 | 1996 | 2022
natural gas peaker | FALSE | 62757 | Y | . | Bridgewater Complex Co-Generation Plant | Massachusetts Department of Correction | 62677 | MA | NEW | NPCC |  | 92214 | 5 | Commercial NAICS Cogen | GT | NG | NG | ISNE | 110483 | 9519.72 | 2022
solar pv | TRUE | 62758 | N | . | Meherrin Solar | Dominion Renewable Energy | 58468 | VA | SAT | SERC |  | 22 | 2 | NAICS-22 Non-Cogen | PV | SUN | SUN | PJM | 143276 | 41992 | 2022
solar pv | TRUE | 62759 | N | . | Greenville CSG | Altus Power America Management, LLC | 60281 | NY | MAT | NPCC |  | 22 | 2 | NAICS-22 Non-Cogen | PV | SUN | SUN | NYIS | 10246 | 3003 | 2022
solar pv | TRUE | 62760 | N | . | Hopkinton CSG | Altus Power America Management, LLC | 60281 | MA | NEW | NPCC |  | 22 | 2 | NAICS-22 Non-Cogen | PV | SUN | SUN | ISNE | 9716 | 2848 | 2022
solar pv | TRUE | 62761 | N | . | Chester CSG | Altus Power America Management, LLC | 60281 | NY | MAT | NPCC |  | 22 | 2 | NAICS-22 Non-Cogen | PV | SUN | SUN | NYIS | 10810 | 3168 | 2022
natural gas peaker | TRUE | 62762 | Y | . | NASA Johnson Space Center CHP | Energy Systems Group LLC | 58303 | TX | WSC | TRE |  | 22 | 3 | NAICS-22 Cogen | GT | NG | NG | ERCO | 875130 | 76946 | 2022
solar pv | TRUE | 62763 | N | . | Carver CSG | Altus Power America Management, LLC | 60281 | MA | NEW | NPCC |  | 22 | 2 | NAICS-22 Non-Cogen | PV | SUN | SUN | ISNE | 10389 | 3045 | 2022
solar pv | TRUE | 62764 | N | . | Westtown CSG | Altus Power America Management, LLC | 60281 | NY | MAT | NPCC |  | 22 | 2 | NAICS-22 Non-Cogen | PV | SUN | SUN | ISNE | 11686 | 3425 | 2022
onshore wind | TRUE | 62765 | N | . | El Campo Wind | Longroad Energy Services LLC | 61219 | TX | WSC | TRE |  | 22 | 2 | NAICS-22 Non-Cogen | WT | WND | WND | ERCO | 2941410 | 862078 | 2022
solar pv | TRUE | 62766 | N | . | Scottsburg Solar Park | Indiana Municipal Power Agency | 9234 | IN | ENC | RFC |  | 22 | 1 | Electric Utility | PV | SUN | SUN | MISO | 44970 | 13180 | 2022
solar pv | TRUE | 62767 | N | . | Gas City Solar Park | Indiana Municipal Power Agency | 9234 | IN | ENC | RFC |  | 22 | 1 | Electric Utility | PV | SUN | SUN | MISO | 14699 | 4308 | 2022
solar pv | TRUE | 62769 | N | . | Columbia City Solar Park | Indiana Municipal Power Agency | 9234 | IN | ENC | RFC |  | 22 | 1 | Electric Utility | PV | SUN | SUN | MISO | 25642 | 7515 | 2022
solar pv | TRUE | 62770 | N | . | Richmond Solar Park 3 | Indiana Municipal Power Agency | 9234 | IN | ENC | RFC |  | 22 | 1 | Electric Utility | PV | SUN | SUN | PJM | 39991 | 11721 | 2022
solar pv | TRUE | 62772 | N | . | Coniglio Solar | BT Coniglio Solar LLC | 62680 | TX | WSC | TRE |  | 22 | 2 | NAICS-22 Non-Cogen | PV | SUN | SUN | ERCO | 882697 | 258704 | 2022
solar pv | TRUE | 62773 | N | . | BT Cooke Solar, LLC | Adapture Renewables, Inc. | 60496 | TX | WSC | TRE |  | 22 | 2 | NAICS-22 Non-Cogen | PV | SUN | SUN | ERCO | 484380 | 141963.78 | 2022
solar pv | TRUE | 62774 | N | . | Kellam Solar | Kellam Solar, LLC | 62682 | TX | WSC | TRE |  | 22 | 2 | NAICS-22 Non-Cogen | PV | SUN | SUN | ERCO | 460933 | 135092 | 2022
solar pv | TRUE | 62775 | N | . | Wildberry | Adapture Renewables, Inc. | 60496 | TN | ESC | SERC |  | 22 | 2 | NAICS-22 Non-Cogen | PV | SUN | SUN | TVA | 89424 | 26209 | 2022
solar pv | TRUE | 62776 | N | . | Crawfordsville Solar Park 4 | Indiana Municipal Power Agency | 9234 | IN | ENC | RFC |  | 22 | 1 | Electric Utility | PV | SUN | SUN | MISO | 13204 | 3870 | 2022
solar pv | TRUE | 62777 | N | . | Ulster County Solar | Ulster Solar LLC | 62684 | NY | MAT | NPCC |  | 22 | 2 | NAICS-22 Non-Cogen | PV | SUN | SUN | NYIS | 7356 | 2156 | 2022
solar pv | TRUE | 62778 | N | . | Hecate Energy Blair Road LLC | Hecate Energy Blair Road LLC | 62690 | FL | SAT | SERC |  | 22 | 2 | NAICS-22 Non-Cogen | PV | SUN | SUN | JEA | 22374 | 6557 | 2022
solar pv | TRUE | 62779 | N | . | Novel Martin Solar One LLC (McLeod) CSG | REA Investments, LLC | 63359 | MN | WNC | MRO |  | 22 | 2 | NAICS-22 Non-Cogen | PV | SUN | SUN | MISO | 5805 | 1701 | 2022
solar pv | TRUE | 62780 | N | . | Rappahannock Solar, LLC | Rappahannock Solar, LLC | 62694 | VA | SAT | SERC |  | 22 | 2 | NAICS-22 Non-Cogen | PV | SUN | SUN | PJM | 10775 | 3158 | 2022
solar pv | TRUE | 62781 | N | . | 10 Briggs Solar NG, LLC (East) | NuGen Capital Management | 59254 | RI | NEW | NPCC |  | 22 | 2 | NAICS-22 Non-Cogen | PV | SUN | SUN | ISNE | 24113 | 7067 | 2022
onshore wind | FALSE | 62782 | N | . | Pembina Land Port of Entry Wind Turbine | General Services Administration - Region 8 | 62645 | ND | WNC | MRO |  | 921 | 4 | Commercial NAICS Non-Cogen | WT | WND | WND | MISO | 0 | 0 | 2022
solar pv | TRUE | 62784 | N | . | Franklin Solar Site | Helios NY I, LLC | 62688 | NY | MAT | NPCC |  | 22 | 2 | NAICS-22 Non-Cogen | PV | SUN | SUN | NYIS | 7411 | 2172 | 2022
solar pv | TRUE | 62785 | N | . | Malone Solar Site | Helios NY I, LLC | 62688 | NY | MAT | NPCC |  | 22 | 2 | NAICS-22 Non-Cogen | PV | SUN | SUN | NYIS | 5070 | 1486 | 2022
solar pv | TRUE | 62786 | N | . | Thanksgiving Fire Solar Farm, LLC | Sol Systems | 61677 | NC | SAT | SERC |  | 22 | 2 | NAICS-22 Non-Cogen | PV | SUN | SUN | CPLE | 13189 | 3865 | 2022
solar pv | TRUE | 62788 | N | . | Sugarhill Road - Solitude Solar CSG | Standard Solar | 60531 | NY | MAT | NPCC |  | 22 | 2 | NAICS-22 Non-Cogen | PV | SUN | SUN | NYIS | 28575 | 8375 | 2022
solar pv | TRUE | 62790 | N | . | Tell City Solar Park | Indiana Municipal Power Agency | 9234 | IN | ENC | RFC |  | 22 | 1 | Electric Utility | PV | SUN | SUN | MISO | 5604 | 1642 | 2022
solar pv | TRUE | 62791 | N | . | Richmond Solar Park 4 | Indiana Municipal Power Agency | 9234 | IN | ENC | RFC |  | 22 | 1 | Electric Utility | PV | SUN | SUN | PJM | 46071 | 13503 | 2022
solar pv | TRUE | 62792 | N | . | DG AMP Solar Piqua Manier | DG AMP Solar, LLC | 60370 | OH | ENC | RFC |  | 22 | 2 | NAICS-22 Non-Cogen | PV | SUN | SUN | PJM | 76245 | 22346 | 2022
solar pv | TRUE | 62793 | N | . | Crawfordsville 5 Solar Park | Indiana Municipal Power Agency | 9234 | IN | ENC | RFC |  | 22 | 1 | Electric Utility | PV | SUN | SUN | MISO | 62976 | 18457 | 2022
solar pv | TRUE | 62794 | N | . | Centerville Solar Park | Indiana Municipal Power Agency | 9234 | IN | ENC | RFC |  | 22 | 1 | Electric Utility | PV | SUN | SUN | PJM | 7130 | 2089 | 2022
onshore wind | TRUE | 62795 | N | . | Ida Grove II | MidAmerican Energy Co | 12341 | IA | WNC | MRO |  | 22 | 1 | Electric Utility | WT | WND | WND | MISO | 2930170 | 858784 | 2022
solar pv | TRUE | 62798 | N | . | Fern Solar LLC | BayWa r.e. Solar Projects LLC | 59613 | NC | SAT | SERC |  | 22 | 2 | NAICS-22 Non-Cogen | PV | SUN | SUN | PJM | 769518 | 225533 | 2022
solar pv | TRUE | 62799 | N | . | Winona Solar | Winona Solar I LLC | 62712 | MN | WNC | MRO |  | 22 | 2 | NAICS-22 Non-Cogen | PV | SUN | SUN | MISO | 23250 | 6814 | 2022
solar pv | TRUE | 62800 | N | . | Wabasha Solar | Wabasha Solar LLC | 62711 | MN | WNC | MRO |  | 22 | 2 | NAICS-22 Non-Cogen | PV | SUN | SUN | MISO | 10655 | 3123 | 2022
solar pv | TRUE | 62804 | N | . | Greasewood Solar | Concho Bluff LLC | 62705 | TX | WSC | TRE |  | 22 | 2 | NAICS-22 Non-Cogen | PV | SUN | SUN | ERCO | 1369675 | 401429 | 2022
solar pv | TRUE | 62805 | N | . | Bloomington Solar I | Adapture Renewables, Inc. | 60496 | UT | MTN | WECC |  | 22 | 2 | NAICS-22 Non-Cogen | PV | SUN | SUN | PACE | 14801 | 4338 | 2022
solar pv | TRUE | 62806 | N | . | Shelter Creek Condominiums Solar | Vista Solar, Inc. | 62701 | CA | PACC | WECC |  | 22 | 2 | NAICS-22 Non-Cogen | PV | SUN | SUN | CISO | 12370 | 3625 | 2022
onshore wind | TRUE | 62809 | N | . | BMP Wind (TX) | BMP Wind LLC | 62659 | TX | WSC | TRE |  | 22 | 2 | NAICS-22 Non-Cogen | WT | WND | WND | ERCO | 2455265 | 719597 | 2022
solar pv | TRUE | 62810 | N | . | RIT Henrietta Solar 1, LLC | SolRiver Capital LLC | 64994 | NY | MAT | NPCC |  | 22 | 2 | NAICS-22 Non-Cogen | PV | SUN | SUN | NYIS | 8577 | 2514 | 2022
solar pv | TRUE | 62812 | N | . | Milford Solar 1 | Milford Solar I (NES) | 63440 | UT | MTN | WECC |  | 22 | 2 | NAICS-22 Non-Cogen | PV | SUN | SUN | PACE | 881882 | 258465 | 2022
solar pv | TRUE | 62813 | N | . | Grasshopper Solar | Dominion Energy Inc. | 5248 | VA | SAT | SERC |  | 22 | 1 | Electric Utility | PV | SUN | SUN | PJM | 563093 | 165033 | 2022
solar pv | TRUE | 62814 | N | . | Sadler Solar | Dominion Energy Inc. | 5248 | VA | SAT | SERC |  | 22 | 1 | Electric Utility | PV | SUN | SUN | PJM | 636842 | 186648 | 2022
onshore wind | TRUE | 62815 | N | . | Fairbanks Wind Park | DTE Electric Company | 5109 | MI | ENC | MRO |  | 22 | 1 | Electric Utility | WT | WND | WND | MISO | 732017 | 214542 | 2022
solar pv | TRUE | 62820 | N | . | Stony Knoll Solar, LLC | Duke Energy Renewables Services | 65411 | NC | SAT | SERC |  | 22 | 2 | NAICS-22 Non-Cogen | PV | SUN | SUN | DUK | 126284 | 37012 | 2022
solar pv | TRUE | 62821 | N | . | Speedway Solar NC, LLC | Duke Energy Renewables Services | 65411 | NC | SAT | SERC |  | 22 | 2 | NAICS-22 Non-Cogen | PV | SUN | SUN | DUK | 126538 | 37086 | 2022
solar pv | TRUE | 62822 | N | . | Broad River Solar, LLC | Duke Energy Renewables Services | 65411 | NC | SAT | SERC |  | 22 | 2 | NAICS-22 Non-Cogen | PV | SUN | SUN | DUK | 394472 | 115613 | 2022
solar pv | TRUE | 62824 | N | . | GSPP Devens, LLC | Green Street Power Partners | 62719 | MA | NEW | NPCC |  | 22 | 2 | NAICS-22 Non-Cogen | PV | SUN | SUN | ISNE | 10470 | 3069 | 2022
solar pv | TRUE | 62825 | N | . | GSPP Terrawatt Westfield LLC CSG | Green Street Power Partners | 62719 | MA | NEW | NPCC |  | 22 | 2 | NAICS-22 Non-Cogen | PV | SUN | SUN | ISNE | 22071 | 6469 | 2022
solar pv | TRUE | 62826 | N | . | GSPP Raynham TMLP, LLC CSG | Green Street Power Partners | 62719 | MA | NEW | NPCC |  | 22 | 2 | NAICS-22 Non-Cogen | PV | SUN | SUN | ISNE | 13190 | 3866 | 2022
solar pv | TRUE | 62827 | N | . | Ajax Solar, LLC (MA) | Green Street Power Partners | 62719 | MA | NEW | NPCC |  | 22 | 2 | NAICS-22 Non-Cogen | PV | SUN | SUN | ISNE | 15930 | 4669 | 2022
solar pv | TRUE | 62828 | N | . | TWE Bowman Solar Project | TWE Bowman Solar Project, LLC | 62828 | SC | SAT | SERC |  | 22 | 2 | NAICS-22 Non-Cogen | PV | SUN | SUN | SCEG | 493509 | 144639 | 2022
solar pv | TRUE | 62829 | N | . | GSPP Held LLC CSG | Green Street Power Partners | 62719 | MN | WNC | MRO |  | 22 | 2 | NAICS-22 Non-Cogen | PV | SUN | SUN | MISO | 14187 | 4158 | 2022
solar pv | TRUE | 62830 | N | . | GSPP Imholte CSG | Green Street Power Partners | 62719 | MN | WNC | MRO |  | 22 | 2 | NAICS-22 Non-Cogen | PV | SUN | SUN | MISO | 5681 | 1665 | 2022
solar pv | TRUE | 62831 | N | . | Hickory Grove #1 | Hickory Grove #1 LLC | 62879 | NY | MAT | NPCC |  | 22 | 2 | NAICS-22 Non-Cogen | PV | SUN | SUN | NYIS | 10517 | 3082 | 2022
solar pv | TRUE | 62832 | N | . | Hickory Grove #2 | Hickory Grove #2 | 62880 | NY | MAT | NPCC |  | 22 | 2 | NAICS-22 Non-Cogen | PV | SUN | SUN | NYIS | 10048 | 2945 | 2022
solar pv | TRUE | 62833 | N | . | Hastings Community Solar Farm | City of Hastings - (NE) | 8245 | NE | WNC | MRO |  | 22 | 1 | Electric Utility | PV | SUN | SUN | SWPP | 13491 | 3954 | 2022
solar pv | TRUE | 62834 | N | . | Podunk Road CSG | NY Enfield I LLC | 63179 | NY | MAT | NPCC |  | 22 | 2 | NAICS-22 Non-Cogen | PV | SUN | SUN | NYIS | 10849 | 3179 | 2022
other | FALSE | 62835 | N | . | Acushnet Ball Plant 2 | Acushnet | 63332 | MA | NEW | NPCC |  | 339 | 6 | Industrial NAICS Non-Cogen | BA | MWH | OTH | ISNE | 0 | -298 | 2022
onshore wind | TRUE | 62836 | N | . | Maryneal Windpower | Duke Energy Renewables Services | 65411 | TX | WSC | TRE |  | 22 | 2 | NAICS-22 Non-Cogen | WT | WND | WND | ERCO | 1825529 | 535032 | 2022
onshore wind | TRUE | 62837 | N | . | Frontier Windpower II | Duke Energy Renewables Services | 65411 | OK | WSC | MRO |  | 22 | 2 | NAICS-22 Non-Cogen | WT | WND | WND | SWPP | 2643385 | 774731 | 2022
other | TRUE | 62839 | N | . | 98th Street Battery Storage Station | Consolidated Edison Co-NY Inc | 4226 | NY | MAT | NPCC |  | 22 | 1 | Electric Utility | BA | MWH | OTH | NYIS | 0 | 16 | 2022
onshore wind | TRUE | 62840 | N | . | Mountain Breeze Wind, LLC | Leeward Asset Management, LLC | 50123 | CO | MTN | WECC |  | 22 | 2 | NAICS-22 Non-Cogen | WT | WND | WND | PSCO | 2216972 | 649757 | 2022
solar pv | TRUE | 62842 | N | . | Nextsun Energy Littleton | Greenbacker Renewable Energy Corporation | 60025 | MA | NEW | NPCC |  | 22 | 2 | NAICS-22 Non-Cogen | PV | SUN | SUN | ISNE | 19922 | 5839 | 2022
solar pv | TRUE | 62843 | N | . | Garnet Solar (NY) | AEP Onsite Partners, LLC | 60571 | NY | MAT | NPCC |  | 22 | 2 | NAICS-22 Non-Cogen | PV | SUN | SUN | NYIS | 9492 | 2782 | 2022
solar pv | TRUE | 62845 | N | . | ENGIE Long Draw Solar LLC | Engie North America | 56201 | TX | WSC | TRE |  | 22 | 2 | NAICS-22 Non-Cogen | PV | SUN | SUN | ERCO | 1844006 | 540447 | 2022
solar pv | TRUE | 62847 | N | . | Fennimore Solar | Butter Solar, LLC | 62662 | WI | ENC | MRO |  | 22 | 2 | NAICS-22 Non-Cogen | PV | SUN | SUN | MISO | 13760 | 4033 | 2022
solar pv | TRUE | 62848 | N | . | New Lisbon Solar | Butter Solar, LLC | 62662 | WI | ENC | MRO |  | 22 | 2 | NAICS-22 Non-Cogen | PV | SUN | SUN | MISO | 14095 | 4131 | 2022
solar pv | TRUE | 62849 | N | . | Cumberland Solar | Butter Solar, LLC | 62662 | WI | ENC | MRO |  | 22 | 2 | NAICS-22 Non-Cogen | PV | SUN | SUN | MISO | 13717 | 4021 | 2022
onshore wind | TRUE | 62853 | N | . | Maverick Creek Wind | Algonquin Power Co | 59050 | TX | WSC | TRE |  | 22 | 2 | NAICS-22 Non-Cogen | WT | WND | WND | ERCO | 4036763 | 1183108 | 2022
onshore wind | TRUE | 62855 | N | . | West Raymond Wind Farm LLC | RWE Renewables Americas, LLC | 56215 | TX | WSC | TRE |  | 22 | 2 | NAICS-22 Non-Cogen | WT | WND | WND | ERCO | 2728246 | 799603 | 2022
other | TRUE | 62856 | N | . | Marengo Battery Storage LLC | Marengo Battery Storage LLC | 62707 | IL | ENC | RFC |  | 22 | 2 | NAICS-22 Non-Cogen | BA | MWH | OTH | PJM | 0 | -1297 | 2022
onshore wind | TRUE | 62857 | N | . | RoxWind | RoxWind LLC | 62743 | ME | NEW | NPCC |  | 22 | 2 | NAICS-22 Non-Cogen | WT | WND | WND | ISNE | 148985 | 43665 | 2022
solar pv | TRUE | 62858 | N | . | Cashton Solar | Butter Solar, LLC | 62662 | WI | ENC | MRO |  | 22 | 2 | NAICS-22 Non-Cogen | PV | SUN | SUN | MISO | 9369 | 2746 | 2022
biomass | TRUE | 62859 | N | . | Coventry Clean Energy Corporation | Washington Electric Coop - (VT) | 20151 | VT | NEW | NPCC |  | 22 | 1 | Electric Utility | IC | LFG | MLG | ISNE | 496181 | 48801 | 2022
solar pv | TRUE | 62860 | N | . | Chambers Road Solar | Chambers Road Solar LLC | 62881 | NY | MAT | NPCC |  | 22 | 2 | NAICS-22 Non-Cogen | PV | SUN | SUN | NYIS | 22009 | 6451 | 2022
solar pv | TRUE | 62861 | N | . | Forest City Solar | Butter Solar, LLC | 62662 | IA | WNC | MRO |  | 22 | 2 | NAICS-22 Non-Cogen | PV | SUN | SUN | MISO | 16981 | 4977 | 2022
solar pv | TRUE | 62868 | N | . | Elroy Solar | Butter Solar, LLC | 62662 | WI | ENC | MRO |  | 22 | 2 | NAICS-22 Non-Cogen | PV | SUN | SUN | MISO | 7036 | 2062 | 2022
solar pv | TRUE | 62869 | N | . | St. Charles Solar | Butter Solar, LLC | 62662 | MN | WNC | MRO |  | 22 | 2 | NAICS-22 Non-Cogen | PV | SUN | SUN | MISO | 10481 | 3072 | 2022
solar pv | TRUE | 62870 | N | . | Gardner - Otter River Road | Otter River Road Solar LLC | 62739 | MA | NEW | NPCC |  | 22 | 2 | NAICS-22 Non-Cogen | PV | SUN | SUN | ISNE | 14386 | 4216 | 2022
onshore wind | TRUE | 62871 | N | . | Boiling Springs Wind Farm | RWE Renewables Americas, LLC | 56215 | OK | WSC | MRO |  | 22 | 2 | NAICS-22 Non-Cogen | WT | WND | WND | SWPP | 2219400 | 650469 | 2022
biomass | TRUE | 62873 | Y | . | Carolina Poultry Power Farmville | Carolina Poultry Power | 62749 | NC | SAT | SERC |  | 22 | 3 | NAICS-22 Cogen | ST | AB | ORW | SEPA | 67083 | 3383 | 2022
other | TRUE | 62874 | N | . | Acorn I Energy Storage LLC | Acorn I Energy Storage LLC | 62747 | CA | PACC | WECC |  | 22 | 2 | NAICS-22 Non-Cogen | BA | MWH | OTH | CISO | 0 | -148 | 2022
other | TRUE | 62875 | N | . | Wildcat I Energy Storage LLC | Wildcat I Energy Storage LLC | 62748 | CA | PACC | WECC |  | 22 | 2 | NAICS-22 Non-Cogen | BA | MWH | OTH | CISO | 0 | -227 | 2022
solar pv | FALSE | 62876 | N | . | Amazon Maryland DCA1 | Westbound Solar LLC | 62715 | MD | SAT | RFC |  | 441 | 4 | Commercial NAICS Non-Cogen | PV | SUN | SUN | PJM | 8310 | 2435 | 2022
solar pv | FALSE | 62877 | N | . | Amazon Denver DEN3 | Westbound Solar LLC | 62715 | CO | MTN | WECC |  | 441 | 4 | Commercial NAICS Non-Cogen | PV | SUN | SUN | PSCO | 0 | 0 | 2022
solar pv | TRUE | 62878 | N | . | McCleskey Cotton | Westbound Solar LLC | 62715 | GA | SAT | SERC |  | 22 | 2 | NAICS-22 Non-Cogen | PV | SUN | SUN | SOCO | 13584 | 3981 | 2022
solar pv | TRUE | 62879 | N | . | Columbia Bryson | Westbound Solar LLC | 62715 | GA | SAT | SERC |  | 22 | 2 | NAICS-22 Non-Cogen | PV | SUN | SUN | SOCO | 9459 | 2772 | 2022
solar pv | TRUE | 62880 | N | . | Bibb Jones | Westbound Solar LLC | 62715 | GA | SAT | SERC |  | 22 | 2 | NAICS-22 Non-Cogen | PV | SUN | SUN | SOCO | 4156 | 1218 | 2022
solar pv | TRUE | 62881 | N | . | Muscogee Public Works | Westbound Solar LLC | 62715 | GA | SAT | SERC |  | 22 | 2 | NAICS-22 Non-Cogen | PV | SUN | SUN | SOCO | 9382 | 2750 | 2022
solar pv | TRUE | 62882 | N | . | Oil Dri 2 Solar | Westbound Solar LLC | 62715 | GA | SAT | SERC |  | 22 | 2 | NAICS-22 Non-Cogen | PV | SUN | SUN | SOCO | 9204 | 2697 | 2022
solar pv | TRUE | 62883 | N | . | Telfair Thompson | Westbound Solar LLC | 62715 | GA | SAT | SERC |  | 22 | 2 | NAICS-22 Non-Cogen | PV | SUN | SUN | SOCO | 14869 | 4358 | 2022
solar pv | TRUE | 62884 | N | . | Richmond Hayes Solar | Westbound Solar LLC | 62715 | GA | SAT | SERC |  | 22 | 2 | NAICS-22 Non-Cogen | PV | SUN | SUN | SOCO | 10852 | 3180 | 2022
solar pv | TRUE | 62885 | N | . | Troup RC50 | Westbound Solar LLC | 62715 | GA | SAT | SERC |  | 22 | 2 | NAICS-22 Non-Cogen | PV | SUN | SUN | SOCO | 16654 | 4881 | 2022
solar pv | TRUE | 62886 | N | . | Wilkinson DeFore | Westbound Solar LLC | 62715 | GA | SAT | SERC |  | 22 | 2 | NAICS-22 Non-Cogen | PV | SUN | SUN | SOCO | 16263 | 4766 | 2022
solar pv | TRUE | 62887 | N | . | Freeman Avenue | Westbound Solar LLC | 62715 | GA | SAT | SERC |  | 22 | 2 | NAICS-22 Non-Cogen | PV | SUN | SUN | SOCO | 10147 | 2974 | 2022
solar pv | TRUE | 62890 | N | . | GSPP Boxborough Littleton (MA) | GSPP Boxborough Littleton, LLC | 62762 | MA | NEW | NPCC |  | 22 | 2 | NAICS-22 Non-Cogen | PV | SUN | SUN | ISNE | 20963 | 6144 | 2022
onshore wind | TRUE | 62891 | N | . | Rosewater Wind Farm | Rosewater Wind Farm LLC | 62761 | IN | ENC | RFC |  | 22 | 2 | NAICS-22 Non-Cogen | WT | WND | WND | MISO | 1141728 | 334621 | 2022
solar pv | TRUE | 62893 | N | . | Prairie Wolf Solar LLC | National Grid Renewables | 62759 | IL | ENC | SERC |  | 22 | 2 | NAICS-22 Non-Cogen | PV | SUN | SUN | MISO | 1365473 | 400197 | 2022
onshore wind | TRUE | 62897 | N | . | Holiday Hill Community Wind | Greenbacker Renewable Energy Corporation | 60025 | MA | NEW | NPCC |  | 22 | 2 | NAICS-22 Non-Cogen | WT | WND | WND | ISNE | 39616 | 11611 | 2022
solar pv | TRUE | 62898 | N | . | Town of Burrillville Solar CSG | Standard Solar | 60531 | RI | NEW | NPCC |  | 22 | 2 | NAICS-22 Non-Cogen | PV | SUN | SUN | ISNE | 13395 | 3926 | 2022
solar pv | TRUE | 62899 | N | . | East Line Solar | AES Distributed Energy | 61012 | AZ | MTN | WECC |  | 22 | 2 | NAICS-22 Non-Cogen | PV | SUN | SUN | SRP | 707483 | 207352 | 2022
solar pv | TRUE | 62900 | N | . | Somerville Solar | Somerville Solar, LLC | 62766 | TN | ESC | SERC |  | 22 | 2 | NAICS-22 Non-Cogen | PV | SUN | SUN | TVA | 12542 | 3676 | 2022
natural gas peaker | FALSE | 62901 | Y | . | Phoenix Contact - CCHP Plant | Phoenix Contact Services, Inc | 62767 | PA | MAT | RFC |  | 339 | 7 | Industrial NAICS Cogen | GT | NG | NG | PJM | 59631 | 5085 | 2022
solar pv | TRUE | 62902 | N | . | Windsor Floating Solar | CA ODEVI LLC | 62772 | CA | PACC | WECC |  | 22 | 2 | NAICS-22 Non-Cogen | PV | SUN | SUN | CISO | 9294 | 2724 | 2022
solar pv | TRUE | 62903 | N | . | NorthPark Solar | Altus Power America Management, LLC | 60281 | NJ | MAT | RFC |  | 22 | 2 | NAICS-22 Non-Cogen | PV | SUN | SUN | PJM | 49739 | 14578 | 2022
solar pv | TRUE | 62904 | N | . | Milhurst Solar | Altus Power America Management, LLC | 60281 | NJ | MAT | RFC |  | 22 | 2 | NAICS-22 Non-Cogen | PV | SUN | SUN | PJM | 7009 | 2055 | 2022
solar pv | TRUE | 62905 | N | . | Day Four Solar LLC | Altus Power America Management, LLC | 60281 | NJ | MAT | RFC |  | 22 | 2 | NAICS-22 Non-Cogen | PV | SUN | SUN | PJM | 27426 | 8038 | 2022
solar pv | TRUE | 62906 | N | . | Augusta Solar Farm | Altus Power America Management, LLC | 60281 | NJ | MAT | RFC |  | 22 | 2 | NAICS-22 Non-Cogen | PV | SUN | SUN | PJM | 14654 | 4295 | 2022
other | TRUE | 62907 | N | . | Hinesburg | Viridity Energy Solutions, Inc. | 61522 | VT | NEW | NPCC |  | 22 | 2 | NAICS-22 Non-Cogen | BA | MWH | OTH | ISNE | 0 | -338 | 2022
other | TRUE | 62908 | N | . | Anoka BESS | Gopher Energy Storage, LLC | 62731 | MN | WNC | MRO |  | 22 | 2 | NAICS-22 Non-Cogen | BA | MWH | OTH | MISO | 0 | -434 | 2022
onshore wind | TRUE | 62909 | N | . | Raymond Wind Farm, LLC | RWE Renewables Americas, LLC | 56215 | TX | WSC | TRE |  | 22 | 2 | NAICS-22 Non-Cogen | WT | WND | WND | ERCO | 2384483 | 698852 | 2022
solar pv | TRUE | 62910 | N | . | MNCPPC Germantown Solar | Standard Solar | 60531 | MD | SAT | SERC |  | 22 | 2 | NAICS-22 Non-Cogen | PV | SUN | SUN | PJM | 5735 | 1681 | 2022
solar pv | TRUE | 62911 | N | . | Kearsarge Gill | Kearsarge Gill LLC | 62773 | MA | NEW | NPCC |  | 22 | 2 | NAICS-22 Non-Cogen | PV | SUN | SUN | ISNE | 11448 | 3355 | 2022
solar pv | TRUE | 62912 | N | . | Solar Hagerstown | Greenbacker Renewable Energy Corporation | 60025 | MD | SAT | RFC |  | 22 | 2 | NAICS-22 Non-Cogen | PV | SUN | SUN | PJM | 60132 | 17624 | 2022
solar pv | TRUE | 62914 | N | . | Nassau Solar Center | Florida Power & Light Co | 6452 | FL | SAT | SERC |  | 22 | 1 | Electric Utility | PV | SUN | SUN | FPL | 524394 | 153691 | 2022
solar pv | TRUE | 62915 | N | . | Magnolia Springs Solar Center | Florida Power & Light Co | 6452 | FL | SAT | SERC |  | 22 | 1 | Electric Utility | PV | SUN | SUN | FPL | 539584 | 158143 | 2022
solar pv | TRUE | 62916 | N | . | Trailside Solar Center | Florida Power & Light Co | 6452 | FL | SAT | SERC |  | 22 | 1 | Electric Utility | PV | SUN | SUN | FPL | 523880 | 153541 | 2022
solar pv | TRUE | 62917 | N | . | Rodeo Solar Center | Florida Power & Light Co | 6452 | FL | SAT | SERC |  | 22 | 1 | Electric Utility | PV | SUN | SUN | FPL | 532153 | 155965 | 2022
hydro | FALSE | 62918 | N | . | Notre Dame Hydro | University of Notre Dame | 19564 | IN | ENC | RFC |  | 611 | 4 | Commercial NAICS Non-Cogen | HY | WAT | HYC | PJM | 12411 | 3637 | 2022
solar pv | TRUE | 62919 | N | . | Orange Blossom Solar Center | Florida Power & Light Co | 6452 | FL | SAT | SERC |  | 22 | 1 | Electric Utility | PV | SUN | SUN | FPL | 531552 | 155789 | 2022
natural gas peaker | TRUE | 62920 | Y | . | Burrstone Energy Center | Burrstone Energy Center | 62777 | NY | MAT | NPCC |  | 22 | 3 | NAICS-22 Cogen | IC | NG | NG | NYIS | 211303 | 18579 | 2022
solar pv | TRUE | 62921 | N | . | Palm Bay Solar | Florida Power & Light Co | 6452 | FL | SAT | SERC |  | 22 | 1 | Electric Utility | PV | SUN | SUN | FPL | 559694 | 164037 | 2022
solar pv | TRUE | 62922 | N | . | Lakeside Solar Center | Florida Power & Light Co | 6452 | FL | SAT | SERC |  | 22 | 1 | Electric Utility | PV | SUN | SUN | FPL | 518303 | 151906 | 2022
solar pv | TRUE | 62923 | N | . | Union Springs Solar Center | Florida Power & Light Co | 6452 | FL | SAT | SERC |  | 22 | 1 | Electric Utility | PV | SUN | SUN | FPL | 547602 | 160493 | 2022
solar pv | TRUE | 62924 | N | . | Pelican Solar Center | Florida Power & Light Co | 6452 | FL | SAT | SERC |  | 22 | 1 | Electric Utility | PV | SUN | SUN | FPL | 542538 | 159009 | 2022
solar pv | TRUE | 62925 | N | . | Egret Solar Center | Florida Power & Light Co | 6452 | FL | SAT | SERC |  | 22 | 1 | Electric Utility | PV | SUN | SUN | FPL | 536018 | 157098 | 2022
natural gas combined cycle | TRUE | 62926 | N | . | Jackson Generation, LLC | Jackson Generation, LLC | 62787 | IL | ENC | RFC |  | 22 | 2 | NAICS-22 Non-Cogen | CS | NG | NG | PJM | 33451618 | 5185217 | 2022
solar pv | TRUE | 62931 | N | . | City of Pratt Solar | Kenyon Energy KS Solar 1 LLC | 62784 | KS | WNC | MRO |  | 22 | 2 | NAICS-22 Non-Cogen | PV | SUN | SUN | SWPP | 38948 | 11415 | 2022
solar pv | TRUE | 62932 | N | . | Oberon IB | Oberon Solar IB | 62789 | TX | WSC | TRE |  | 22 | 2 | NAICS-22 Non-Cogen | PV | SUN | SUN | ERCO | 213199 | 62485 | 2022
solar pv | TRUE | 62933 | N | . | Oberon IA | Oberon Solar IA | 62788 | TX | WSC | TRE |  | 22 | 2 | NAICS-22 Non-Cogen | PV | SUN | SUN | ERCO | 1116107 | 327112 | 2022
onshore wind | TRUE | 62935 | N | . | Orchard Windfarm 1, LLC | Orchard Windfarm, LLC | 62758 | OR | PACC | WECC |  | 22 | 2 | NAICS-22 Non-Cogen | WT | WND | WND | PACW | 54339 | 15926 | 2022
onshore wind | TRUE | 62936 | N | . | Rattlesnake Flat | Rattlesnake Flat, LLC | 62778 | WA | PACC | WECC |  | 22 | 2 | NAICS-22 Non-Cogen | WT | WND | WND | AVA | 1249424 | 366185 | 2022
other | TRUE | 62937 | N | . | Athens BESS | Gopher Energy Storage, LLC | 62731 | MN | WNC | MRO |  | 22 | 2 | NAICS-22 Non-Cogen | BA | MWH | OTH | MISO | 0 | -433 | 2022
onshore wind | TRUE | 62938 | N | . | Glen Ullin Energy Center | Allete Clean Energy | 59496 | ND | WNC | MRO |  | 22 | 2 | NAICS-22 Non-Cogen | WT | WND | WND | MISO | 1540276 | 451429 | 2022
onshore wind | TRUE | 62939 | N | . | South Peak Wind | Allete Clean Energy | 59496 | MT | MTN | WECC |  | 22 | 2 | NAICS-22 Non-Cogen | WT | WND | WND | NWMT | 1053830 | 308860 | 2022
solar pv | TRUE | 62940 | N | . | Starratt Solar | C2 Starratt Solar LLC | 62764 | FL | SAT | SERC |  | 22 | 2 | NAICS-22 Non-Cogen | PV | SUN | SUN | JEA | 29745 | 8718 | 2022
solar pv | TRUE | 62941 | N | . | DG AMP Rittman Rd | DG AMP Solar, LLC | 60370 | OH | ENC | RFC |  | 22 | 2 | NAICS-22 Non-Cogen | PV | SUN | SUN | PJM | 11563 | 3389 | 2022
solar pv | TRUE | 62942 | N | . | DG AMP 1048 Wadsworth | DG AMP Solar, LLC | 60370 | OH | ENC | RFC |  | 22 | 2 | NAICS-22 Non-Cogen | PV | SUN | SUN | PJM | 37358 | 10949 | 2022
onshore wind | TRUE | 62943 | N | . | Deuel Harvest Wind Energy LLC | Southern Power Co | 17650 | SD | WNC | MRO |  | 22 | 2 | NAICS-22 Non-Cogen | WT | WND | WND | MISO | 3918317 | 1148393 | 2022
onshore wind | TRUE | 62944 | N | . | Timber Road IV | Paulding Wind Farm IV LLC | 62796 | OH | ENC | RFC |  | 22 | 2 | NAICS-22 Non-Cogen | WT | WND | WND | PJM | 1436792 | 421100 | 2022
solar pv | TRUE | 62945 | N | . | Fighting Jays Solar Project | AP Solar 2, LLC | 62794 | TX | WSC | TRE |  | 22 | 2 | NAICS-22 Non-Cogen | PV | SUN | SUN | ERCO | 853997 | 250292 | 2022
solar pv | TRUE | 62946 | N | . | Dickinson Solar | Dickinson Solar, LLC | 62795 | PA | MAT | RFC |  | 22 | 2 | NAICS-22 Non-Cogen | PV | SUN | SUN | PJM | 15721 | 4608 | 2022
solar pv | TRUE | 62948 | N | . | NASA Wallops Flight Facility Solar | Ameresco Federal Solutions | 60146 | VA | SAT | SERC |  | 22 | 2 | NAICS-22 Non-Cogen | PV | SUN | SUN | PJM | 18837 | 5521 | 2022
solar pv | TRUE | 62950 | N | . | Bluestone Solar | Bluestone Farm Solar, LLC | 62805 | VA | SAT | SERC |  | 22 | 2 | NAICS-22 Non-Cogen | PV | SUN | SUN | PJM | 291690 | 85490 | 2022
solar pv | TRUE | 62951 | N | . | Hawtree Solar | Hawtree Creek Farm Solar, LLC | 62807 | NC | SAT | SERC |  | 22 | 2 | NAICS-22 Non-Cogen | PV | SUN | SUN | PJM | 478277 | 140175 | 2022
onshore wind | TRUE | 62952 | N | . | Cheyenne Ridge Wind Farm | Public Service Co of Colorado | 15466 | CO | MTN | WECC |  | 22 | 1 | Electric Utility | WT | WND | WND | PSCO | 6669217 | 1954636 | 2022
solar pv | TRUE | 62953 | N | . | Griffin Solar | Sol Systems | 61677 | TX | WSC | TRE |  | 22 | 2 | NAICS-22 Non-Cogen | PV | SUN | SUN | ERCO | 36685 | 10751 | 2022
solar pv | TRUE | 62955 | N | . | Badger Hollow I | Wisconsin Public Service Corp | 20860 | WI | ENC | MRO |  | 22 | 1 | Electric Utility | PV | SUN | SUN | MISO | 673751 | 197465 | 2022
onshore wind | TRUE | 62956 | N | . | Thunderhead Wind Energy LLC | Invenergy Services LLC | 49893 | NE | WNC | MRO |  | 22 | 2 | NAICS-22 Non-Cogen | WT | WND | WND | SWPP | 683680 | 200375 | 2022
solar pv | TRUE | 62957 | N | . | DG Iron Mountain | DG Edison New Jersey LLC | 62800 | NJ | MAT | RFC |  | 22 | 2 | NAICS-22 Non-Cogen | PV | SUN | SUN | PJM | 22567 | 6614 | 2022
solar pv | TRUE | 62958 | N | . | DG Infineum | DG Linden New Jersey LLC | 62801 | NJ | MAT | RFC |  | 22 | 2 | NAICS-22 Non-Cogen | PV | SUN | SUN | PJM | 9025 | 2645 | 2022
solar pv | TRUE | 62959 | N | . | Whitehorn Solar | Whitehorn Solar, LLC | 62808 | VA | SAT | SERC |  | 22 | 2 | NAICS-22 Non-Cogen | PV | SUN | SUN | PJM | 317723 | 93119 | 2022
solar pv | TRUE | 62960 | N | . | Kimberly-Clark Solar | DG Georgia Solar II, LLC | 62817 | GA | SAT | SERC |  | 22 | 2 | NAICS-22 Non-Cogen | PV | SUN | SUN | SOCO | 14706 | 4310 | 2022
solar pv | TRUE | 62961 | N | . | Novel Brooten Solar CSG | REA Investments, LLC | 63359 | MN | WNC | MRO |  | 22 | 2 | NAICS-22 Non-Cogen | PV | SUN | SUN | MISO | 6441 | 1888 | 2022
solar pv | TRUE | 62962 | N | . | Novel Reber Solar CSG | REA Investments, LLC | 63359 | MN | WNC | MRO |  | 22 | 2 | NAICS-22 Non-Cogen | PV | SUN | SUN | MISO | 6899 | 2022 | 2022
solar pv | TRUE | 62963 | N | . | Novel Historical Society Solar CSG | REA Investments, LLC | 63359 | MN | WNC | MRO |  | 22 | 2 | NAICS-22 Non-Cogen | PV | SUN | SUN | MISO | 5060 | 1483 | 2022
solar pv | TRUE | 62966 | N | . | Novel Herber Solar CSG | REA Investments, LLC | 63359 | MN | WNC | MRO |  | 22 | 2 | NAICS-22 Non-Cogen | PV | SUN | SUN | MISO | 5871 | 1721 | 2022
solar pv | TRUE | 62967 | N | . | Novel Herickhoff Solar CSG | REA Investments, LLC | 63359 | MN | WNC | MRO |  | 22 | 2 | NAICS-22 Non-Cogen | PV | SUN | SUN | MISO | 6109 | 1790 | 2022
other | TRUE | 62968 | N | . | Syncarpha Tewksbury Hybrid CSG | Syncarpha Tewksbury, LLC | 62812 | MA | NEW | NPCC |  | 22 | 2 | NAICS-22 Non-Cogen | BA | MWH | OTH | ISNE | 0 | -47 | 2022
solar pv | TRUE | 62968 | N | . | Syncarpha Tewksbury Hybrid CSG | Syncarpha Tewksbury, LLC | 62812 | MA | NEW | NPCC |  | 22 | 2 | NAICS-22 Non-Cogen | PV | SUN | SUN | ISNE | 11806 | 3460 | 2022
other | TRUE | 62969 | N | . | Syncarpha Puddon I Hybrid CSG | Syncarpha Puddon I, LLC | 62826 | MA | NEW | NPCC |  | 22 | 2 | NAICS-22 Non-Cogen | BA | MWH | OTH | ISNE | 0 | -189 | 2022
solar pv | TRUE | 62969 | N | . | Syncarpha Puddon I Hybrid CSG | Syncarpha Puddon I, LLC | 62826 | MA | NEW | NPCC |  | 22 | 2 | NAICS-22 Non-Cogen | PV | SUN | SUN | ISNE | 31056 | 9102 | 2022
other | TRUE | 62970 | N | . | Syncarpha Puddon II Hybrid CSG | Syncarpha Puddon II, LLC | 62827 | MA | NEW | NPCC |  | 22 | 2 | NAICS-22 Non-Cogen | BA | MWH | OTH | ISNE | 0 | -159 | 2022
solar pv | TRUE | 62970 | N | . | Syncarpha Puddon II Hybrid CSG | Syncarpha Puddon II, LLC | 62827 | MA | NEW | NPCC |  | 22 | 2 | NAICS-22 Non-Cogen | PV | SUN | SUN | ISNE | 32238 | 9448 | 2022
solar pv | TRUE | 62971 | N | . | Syncarpha Westminster Hybrid CSG | Syncarpha Westminster, LLC | 62813 | MA | NEW | NPCC |  | 22 | 2 | NAICS-22 Non-Cogen | PV | SUN | SUN | ISNE | 1150 | 337 | 2022
other | TRUE | 62972 | N | . | Syncarpha Leicester Hybrid CSG | Syncarpha Leicester, LLC | 62814 | MA | NEW | NPCC |  | 22 | 2 | NAICS-22 Non-Cogen | BA | MWH | OTH | ISNE | 0 | -24 | 2022
solar pv | TRUE | 62972 | N | . | Syncarpha Leicester Hybrid CSG | Syncarpha Leicester, LLC | 62814 | MA | NEW | NPCC |  | 22 | 2 | NAICS-22 Non-Cogen | PV | SUN | SUN | ISNE | 15222 | 4461 | 2022
other | TRUE | 62973 | N | . | Syncarpha Halifax Hybrid CSG | Syncarpha Halifax, LLC | 62819 | MA | NEW | NPCC |  | 22 | 2 | NAICS-22 Non-Cogen | BA | MWH | OTH | ISNE | 0 | -59 | 2022
solar pv | TRUE | 62973 | N | . | Syncarpha Halifax Hybrid CSG | Syncarpha Halifax, LLC | 62819 | MA | NEW | NPCC |  | 22 | 2 | NAICS-22 Non-Cogen | PV | SUN | SUN | ISNE | 9863 | 2890 | 2022
solar pv | TRUE | 62974 | N | . | Syncarpha Millbury Hybrid (CSG) | Syncarpha Millbury, LLC | 62820 | MA | NEW | NPCC |  | 22 | 2 | NAICS-22 Non-Cogen | PV | SUN | SUN | ISNE | 3702 | 1085 | 2022
other | TRUE | 62975 | N | . | Syncarpha Blandford Hybrid CSG | Syncarpha Blandford, LLC | 62822 | MA | NEW | NPCC |  | 22 | 2 | NAICS-22 Non-Cogen | BA | MWH | OTH | ISNE | 0 | -162 | 2022
solar pv | TRUE | 62975 | N | . | Syncarpha Blandford Hybrid CSG | Syncarpha Blandford, LLC | 62822 | MA | NEW | NPCC |  | 22 | 2 | NAICS-22 Non-Cogen | PV | SUN | SUN | ISNE | 29778 | 8728 | 2022
other | TRUE | 62976 | N | . | Syncarpha Northampton Hybrid CSG | Syncarpha Northampton, LLC | 62821 | MA | NEW | NPCC |  | 22 | 2 | NAICS-22 Non-Cogen | BA | MWH | OTH | ISNE | 0 | -100 | 2022
solar pv | TRUE | 62976 | N | . | Syncarpha Northampton Hybrid CSG | Syncarpha Northampton, LLC | 62821 | MA | NEW | NPCC |  | 22 | 2 | NAICS-22 Non-Cogen | PV | SUN | SUN | ISNE | 16850 | 4938 | 2022
other | TRUE | 62977 | N | . | Syncarpha Northbridge I Hybrid(CSG) | Syncarpha Northbridge I, LLC | 62824 | MA | NEW | NPCC |  | 22 | 2 | NAICS-22 Non-Cogen | BA | MWH | OTH | ISNE | 0 | 0 | 2022
solar pv | TRUE | 62977 | N | . | Syncarpha Northbridge I Hybrid(CSG) | Syncarpha Northbridge I, LLC | 62824 | MA | NEW | NPCC |  | 22 | 2 | NAICS-22 Non-Cogen | PV | SUN | SUN | ISNE | 26723 | 7832 | 2022
other | TRUE | 62978 | N | . | Syncarpha Northbridge II Hybrid CSG | Syncarpha Northbridge II, LLC | 62825 | MA | NEW | NPCC |  | 22 | 2 | NAICS-22 Non-Cogen | BA | MWH | OTH | ISNE | 0 | -96 | 2022
solar pv | TRUE | 62978 | N | . | Syncarpha Northbridge II Hybrid CSG | Syncarpha Northbridge II, LLC | 62825 | MA | NEW | NPCC |  | 22 | 2 | NAICS-22 Non-Cogen | PV | SUN | SUN | ISNE | 28995 | 8498 | 2022
solar pv | TRUE | 62979 | N | . | Novel DeCook Solar CSG | REA Investments, LLC | 63359 | MN | WNC | MRO |  | 22 | 2 | NAICS-22 Non-Cogen | PV | SUN | SUN | MISO | 6223 | 1824 | 2022
solar pv | TRUE | 62980 | N | . | Turquoise Liberty Solar | Liberty Utilities (CalPeco Electric) LLC | 57222 | NV | MTN | WECC |  | 22 | 1 | Electric Utility | PV | SUN | SUN | NEVP | 83511 | 24476 | 2022
other | TRUE | 62981 | N | . | East Pulaski BESS | National Grid | 56404 | NY | MAT | NPCC |  | 22 | 1 | Electric Utility | BA | MWH | OTH | NYIS | 0 | -123 | 2022
solar pv | TRUE | 62982 | N | . | Novel Schmoll Farms Solar CSG | REA Investments, LLC | 63359 | MN | WNC | MRO |  | 22 | 2 | NAICS-22 Non-Cogen | PV | SUN | SUN | MISO | 6448 | 1890 | 2022
solar pv | TRUE | 62983 | N | . | Novel Pederson Solar CSG | REA Investments, LLC | 63359 | MN | WNC | MRO |  | 22 | 2 | NAICS-22 Non-Cogen | PV | SUN | SUN | MISO | 5778 | 1693 | 2022
solar pv | TRUE | 62984 | N | . | Novel Jewison Solar CSG | REA Investments, LLC | 63359 | MN | WNC | MRO |  | 22 | 2 | NAICS-22 Non-Cogen | PV | SUN | SUN | MISO | 4033 | 1182 | 2022
solar pv | TRUE | 62985 | N | . | Novel Byron Solar CSG | REA Investments, LLC | 63359 | MN | WNC | MRO |  | 22 | 2 | NAICS-22 Non-Cogen | PV | SUN | SUN | MISO | 6176 | 1810 | 2022
solar pv | TRUE | 62986 | N | . | Novel Kanewischer Solar CSG | REA Investments, LLC | 63359 | MN | WNC | MRO |  | 22 | 2 | NAICS-22 Non-Cogen | PV | SUN | SUN | MISO | 6087 | 1784 | 2022
solar pv | FALSE | 62987 | N | . | Grossmont HS Solar Project | MN8 Energy LLC | 61944 | CA | PACC | WECC |  | 611 | 4 | Commercial NAICS Non-Cogen | PV | SUN | SUN | CISO | 7840 | 2298 | 2022
solar pv | TRUE | 62988 | N | . | Wildflower Solar 1 | Lightsource Renewable Energy Asset Management, LLC | 62842 | CA | PACC | WECC |  | 22 | 2 | NAICS-22 Non-Cogen | PV | SUN | SUN | BANC | 107625 | 31543 | 2022
solar pv | TRUE | 62989 | N | . | Whitetail Solar 1 | Lightsource Renewable Energy Asset Management, LLC | 62842 | PA | MAT | RFC |  | 22 | 2 | NAICS-22 Non-Cogen | PV | SUN | SUN | PJM | 86926 | 25476 | 2022
solar pv | TRUE | 62990 | N | . | Whitetail Solar 2 | Lightsource Renewable Energy Asset Management, LLC | 62842 | PA | MAT | RFC |  | 22 | 2 | NAICS-22 Non-Cogen | PV | SUN | SUN | PJM | 127379 | 37333 | 2022
solar pv | TRUE | 62991 | N | . | Whitetail Solar 3 | Lightsource Renewable Energy Asset Management, LLC | 62842 | PA | MAT | RFC |  | 22 | 2 | NAICS-22 Non-Cogen | PV | SUN | SUN | PJM | 118556 | 34747 | 2022
solar pv | TRUE | 62992 | N | . | Goose Pond Solar | LSE Dorado, LLC | 62838 | MA | NEW | NPCC |  | 22 | 2 | NAICS-22 Non-Cogen | PV | SUN | SUN | ISNE | 24486 | 7176 | 2022
solar pv | TRUE | 62993 | N | . | Johnson Corner Solar 1 | Lightsource Renewable Energy Asset Management, LLC | 62842 | KS | WNC | MRO |  | 22 | 2 | NAICS-22 Non-Cogen | PV | SUN | SUN | SWPP | 149947 | 43947 | 2022
solar pv | TRUE | 62994 | N | . | Bluewater CDEC 1 | Lightsource Renewable Energy Asset Management, LLC | 62842 | NM | MTN | WECC |  | 22 | 2 | NAICS-22 Non-Cogen | PV | SUN | SUN | PNM | 21805 | 6391 | 2022
solar pv | TRUE | 62995 | N | . | Grants CDEC 2 | Lightsource Renewable Energy Asset Management, LLC | 62842 | NM | MTN | WECC |  | 22 | 2 | NAICS-22 Non-Cogen | PV | SUN | SUN | PNM | 41224 | 12082 | 2022
solar pv | TRUE | 62996 | N | . | ESA Four Oaks 2 NC LLC | ESA Four Oaks 2 NC LLC | 62845 | NC | SAT | SERC |  | 22 | 2 | NAICS-22 Non-Cogen | PV | SUN | SUN | CPLE | 11243 | 3295 | 2022
solar pv | TRUE | 62997 | N | . | Spring Hope Solar 3, LLC | Spring Hope Solar 3, LLC | 62844 | NC | SAT | SERC |  | 22 | 2 | NAICS-22 Non-Cogen | PV | SUN | SUN | CPLE | 24656 | 7227 | 2022
solar pv | TRUE | 62998 | N | . | 25 Ashdown Road Solar, LLC | AES Distributed Energy | 61012 | NY | MAT | NPCC |  | 22 | 2 | NAICS-22 Non-Cogen | PV | SUN | SUN | NYIS | 21626 | 6338 | 2022
other | TRUE | 62999 | N | . | Finchville Solar, LLC Hybrid CSG | AES Distributed Energy | 61012 | NY | MAT | NPCC |  | 22 | 2 | NAICS-22 Non-Cogen | BA | MWH | OTH | NYIS | 0 | 11 | 2022
solar pv | TRUE | 62999 | N | . | Finchville Solar, LLC Hybrid CSG | AES Distributed Energy | 61012 | NY | MAT | NPCC |  | 22 | 2 | NAICS-22 Non-Cogen | PV | SUN | SUN | NYIS | 24300 | 7122 | 2022
other | TRUE | 63000 | N | . | RT 52 Walden Solar 1, LLC Hybrid | AES Distributed Energy | 61012 | NY | MAT | NPCC |  | 22 | 2 | NAICS-22 Non-Cogen | BA | MWH | OTH | NYIS | 0 | 249 | 2022
solar pv | TRUE | 63000 | N | . | RT 52 Walden Solar 1, LLC Hybrid | AES Distributed Energy | 61012 | NY | MAT | NPCC |  | 22 | 2 | NAICS-22 Non-Cogen | PV | SUN | SUN | NYIS | 24385 | 7147 | 2022
geothermal | TRUE | 63001 | N | . | Whitegrass No. 1 | Open Mountain Energy LLC. | 62861 | NV | MTN | WECC |  | 22 | 2 | NAICS-22 Non-Cogen | BT | GEO | GEO | NEVP | 64929 | 19030 | 2022
solar pv | TRUE | 63004 | N | . | Novel Bartel Solar CSG | REA Investments, LLC | 63359 | MN | WNC | MRO |  | 22 | 2 | NAICS-22 Non-Cogen | PV | SUN | SUN | MISO | 5772 | 1692 | 2022
solar pv | TRUE | 63005 | N | . | Novel Haley Solar CSG | REA Investments, LLC | 63359 | MN | WNC | MRO |  | 22 | 2 | NAICS-22 Non-Cogen | PV | SUN | SUN | MISO | 6087 | 1784 | 2022
solar pv | TRUE | 63007 | N | . | Novel MNDot Solar CSG | REA Investments, LLC | 63359 | MN | WNC | MRO |  | 22 | 2 | NAICS-22 Non-Cogen | PV | SUN | SUN | MISO | 6171 | 1809 | 2022
solar pv | TRUE | 63008 | N | . | Novel Winegar Partnership Solar CSG | REA Investments, LLC | 63359 | MN | WNC | MRO |  | 22 | 2 | NAICS-22 Non-Cogen | PV | SUN | SUN | MISO | 6567 | 1925 | 2022
solar pv | TRUE | 63009 | N | . | Novel Peter Solar CSG | REA Investments, LLC | 63359 | MN | WNC | MRO |  | 22 | 2 | NAICS-22 Non-Cogen | PV | SUN | SUN | MISO | 5843 | 1713 | 2022
solar pv | TRUE | 63010 | N | . | Novel Benedix Solar CSG | REA Investments, LLC | 63359 | MN | WNC | MRO |  | 22 | 2 | NAICS-22 Non-Cogen | PV | SUN | SUN | MISO | 6662 | 1953 | 2022
other | TRUE | 63011 | N | . | Cronin Road Solar 1, LLC CSG Hybrid | AES Distributed Energy | 61012 | MA | NEW | NPCC |  | 22 | 2 | NAICS-22 Non-Cogen | BA | MWH | OTH | ISNE | 0 | 30 | 2022
solar pv | TRUE | 63011 | N | . | Cronin Road Solar 1, LLC CSG Hybrid | AES Distributed Energy | 61012 | MA | NEW | NPCC |  | 22 | 2 | NAICS-22 Non-Cogen | PV | SUN | SUN | ISNE | 11679 | 3423 | 2022
solar pv | TRUE | 63012 | N | . | Ransomville Solar 1, LLC | AES Distributed Energy | 61012 | NY | MAT | NPCC |  | 22 | 2 | NAICS-22 Non-Cogen | PV | SUN | SUN | NYIS | 21489 | 6298 | 2022
solar pv | TRUE | 63013 | N | . | Johnstown Solar 1, LLC | AES Distributed Energy | 61012 | NY | MAT | NPCC |  | 22 | 2 | NAICS-22 Non-Cogen | PV | SUN | SUN | NYIS | 23154 | 6786 | 2022
solar pv | TRUE | 63015 | N | . | Plott Hound Solar | Plott Hound Solar, LLC | 62873 | NC | SAT | SERC |  | 22 | 2 | NAICS-22 Non-Cogen | PV | SUN | SUN | CPLE | 25710 | 7535 | 2022
solar pv | TRUE | 63016 | N | . | Carolina Lily Solar | Carolina Lily Solar, LLC | 62872 | NC | SAT | SERC |  | 22 | 2 | NAICS-22 Non-Cogen | PV | SUN | SUN | DUK | 27792 | 8145 | 2022
solar pv | TRUE | 63017 | N | . | Ray Wilson Solar | Ray Wilson Solar, LLC | 62871 | NC | SAT | SERC |  | 22 | 2 | NAICS-22 Non-Cogen | PV | SUN | SUN | DUK | 28573 | 8374 | 2022
solar pv | TRUE | 63019 | N | . | Green Lake Solar | Heritage Sustainable Energy. LLC | 62870 | MI | ENC | RFC |  | 22 | 2 | NAICS-22 Non-Cogen | PV | SUN | SUN | MISO | 4487 | 1315 | 2022
solar pv | TRUE | 63020 | N | . | TCLP Solar Phase 1 | Heritage Sustainable Energy. LLC | 62870 | MI | ENC | RFC |  | 22 | 2 | NAICS-22 Non-Cogen | PV | SUN | SUN | MISO | 4405 | 1291 | 2022
solar pv | TRUE | 63021 | N | . | SCCCD - Clovis Community College | Forefront Power, LLC | 62856 | CA | PACC | WECC |  | 22 | 2 | NAICS-22 Non-Cogen | PV | SUN | SUN | CISO | 7141 | 2093 | 2022
other | FALSE | 63022 | N | . | Fort Carson Battery Energy Storage System | Department of the Army, Fort Carson | 62876 | CO | MTN | WECC |  | 928 | 4 | Commercial NAICS Non-Cogen | BA | MWH | OTH | WACM | 0 | -265 | 2022
natural gas peaker | FALSE | 63023 | Y | . | Jefferson Torresdale Hospital | Jefferson Torresdale Hospital | 62877 | PA | MAT | RFC |  | 622 | 5 | Commercial NAICS Cogen | IC | NG | NG | PJM | 17404 | 1823 | 2022
solar pv | TRUE | 63024 | N | . | Hertford Solar Power, LLC | Four Brothers 2, LLC | 63631 | NC | SAT | SERC |  | 22 | 2 | NAICS-22 Non-Cogen | PV | SUN | SUN | PJM | 21913 | 6422 | 2022
onshore wind | TRUE | 63025 | N | . | Clear Creek Wind | Clear Creek Wind, LLC | 62855 | MO | WNC | MRO |  | 22 | 2 | NAICS-22 Non-Cogen | WT | WND | WND | AECI | 2230229 | 653643 | 2022
solar pv | TRUE | 63027 | N | . | Mars Solar | Sol Systems | 61677 | TX | WSC | TRE |  | 22 | 2 | NAICS-22 Non-Cogen | PV | SUN | SUN | ERCO | 68963 | 20212 | 2022
solar pv | TRUE | 63029 | N | . | Hardin Solar Energy LLC | Invenergy Services LLC | 49893 | OH | ENC | RFC |  | 22 | 2 | NAICS-22 Non-Cogen | PV | SUN | SUN | PJM | 1058882 | 310341 | 2022
onshore wind | TRUE | 63030 | N | . | Canadian Breaks, LLC | Canadian Breaks LLC | 64495 | TX | WSC | TRE |  | 22 | 2 | NAICS-22 Non-Cogen | WT | WND | WND | ERCO | 2977084 | 872533 | 2022
solar pv | TRUE | 63031 | N | . | Gloucester Solar | Dominion Energy Inc. | 5248 | VA | SAT | SERC |  | 22 | 1 | Electric Utility | PV | SUN | SUN | PJM | 138824 | 40687 | 2022
solar pv | TRUE | 63033 | N | . | FastSun 19 CSG | Altus Power America Management, LLC | 60281 | MN | WNC | MRO |  | 22 | 2 | NAICS-22 Non-Cogen | PV | SUN | SUN | MISO | 5458 | 1600 | 2022
solar pv | TRUE | 63034 | N | . | FastSun 18 CSG | Altus Power America Management, LLC | 60281 | MN | WNC | MRO |  | 22 | 2 | NAICS-22 Non-Cogen | PV | SUN | SUN | MISO | 4381 | 1284 | 2022
solar pv | TRUE | 63035 | N | . | FastSun 13 CSG | Altus Power America Management, LLC | 60281 | MN | WNC | MRO |  | 22 | 2 | NAICS-22 Non-Cogen | PV | SUN | SUN | MISO | 5502 | 1613 | 2022
solar pv | TRUE | 63036 | N | . | FastSun 14 CSG | Altus Power America Management, LLC | 60281 | MN | WNC | MRO |  | 22 | 2 | NAICS-22 Non-Cogen | PV | SUN | SUN | MISO | 5744 | 1684 | 2022
solar pv | TRUE | 63037 | N | . | FastSun 11 CSG | Altus Power America Management, LLC | 60281 | MN | WNC | MRO |  | 22 | 2 | NAICS-22 Non-Cogen | PV | SUN | SUN | MISO | 4399 | 1289 | 2022
solar pv | TRUE | 63038 | N | . | FastSun 10 CSG | Altus Power America Management, LLC | 60281 | MN | WNC | MRO |  | 22 | 2 | NAICS-22 Non-Cogen | PV | SUN | SUN | MISO | 5357 | 1570 | 2022
solar pv | TRUE | 63039 | N | . | FastSun 8 CSG | Altus Power America Management, LLC | 60281 | MN | WNC | MRO |  | 22 | 2 | NAICS-22 Non-Cogen | PV | SUN | SUN | MISO | 6374 | 1868 | 2022
solar pv | TRUE | 63040 | N | . | FastSun 9 CSG | Altus Power America Management, LLC | 60281 | MN | WNC | MRO |  | 22 | 2 | NAICS-22 Non-Cogen | PV | SUN | SUN | MISO | 4994 | 1464 | 2022
solar pv | TRUE | 63041 | N | . | Lane Ave Solar LLC | AES Distributed Energy | 61012 | MA | NEW | NPCC |  | 22 | 2 | NAICS-22 Non-Cogen | PV | SUN | SUN | ISNE | 8220 | 2409 | 2022
solar pv | TRUE | 63042 | N | . | FastSun 3 CSG | Altus Power America Management, LLC | 60281 | MN | WNC | MRO |  | 22 | 2 | NAICS-22 Non-Cogen | PV | SUN | SUN | MISO | 5430 | 1591 | 2022
solar pv | TRUE | 63043 | N | . | FastSun 7 CSG | Altus Power America Management, LLC | 60281 | MN | WNC | MRO |  | 22 | 2 | NAICS-22 Non-Cogen | PV | SUN | SUN | MISO | 5681 | 1665 | 2022
other | TRUE | 63044 | N | . | Ryan Road Solar LLC Hybrid(CSG) | AES Distributed Energy | 61012 | MA | NEW | NPCC |  | 22 | 2 | NAICS-22 Non-Cogen | BA | MWH | OTH | ISNE | 0 | -23 | 2022
solar pv | TRUE | 63044 | N | . | Ryan Road Solar LLC Hybrid(CSG) | AES Distributed Energy | 61012 | MA | NEW | NPCC |  | 22 | 2 | NAICS-22 Non-Cogen | PV | SUN | SUN | ISNE | 13351 | 3913 | 2022
solar pv | TRUE | 63045 | N | . | FastSun 5 CSG | Altus Power America Management, LLC | 60281 | MN | WNC | MRO |  | 22 | 2 | NAICS-22 Non-Cogen | PV | SUN | SUN | MISO | 5548 | 1626 | 2022
solar pv | TRUE | 63046 | N | . | FastSun 1 CSG | Altus Power America Management, LLC | 60281 | MN | WNC | MRO |  | 22 | 2 | NAICS-22 Non-Cogen | PV | SUN | SUN | MISO | 4729 | 1386 | 2022
solar pv | TRUE | 63047 | N | . | W. Orange Rd Solar LLC | AES Distributed Energy | 61012 | MA | NEW | NPCC |  | 22 | 2 | NAICS-22 Non-Cogen | PV | SUN | SUN | ISNE | 23954 | 7021 | 2022
solar pv | TRUE | 63048 | N | . | Wilbur Woods Solar LLC | AES Distributed Energy | 61012 | MA | NEW | NPCC |  | 22 | 2 | NAICS-22 Non-Cogen | PV | SUN | SUN | ISNE | 28240 | 8277 | 2022
solar pv | TRUE | 63049 | N | . | Prineville Solar Energy LLC | Invenergy Services LLC | 49893 | OR | PACC | WECC |  | 22 | 2 | NAICS-22 Non-Cogen | PV | SUN | SUN | PACW | 334519 | 98042 | 2022
solar pv | TRUE | 63050 | N | . | Millican Solar Energy LLC | Invenergy Services LLC | 49893 | OR | PACC | WECC |  | 22 | 2 | NAICS-22 Non-Cogen | PV | SUN | SUN | PACW | 483276 | 141640 | 2022
solar pv | TRUE | 63051 | N | . | Hollygrove CSG | Nautilus Solar Solutions | 61227 | NY | MAT | NPCC |  | 22 | 2 | NAICS-22 Non-Cogen | PV | SUN | SUN | NYIS | 10896 | 3193 | 2022
solar pv | TRUE | 63052 | N | . | Guildlerland CSG | Nautilus Solar Solutions | 61227 | NY | MAT | NPCC |  | 22 | 2 | NAICS-22 Non-Cogen | PV | SUN | SUN | NYIS | 12534 | 3673 | 2022
onshore wind | TRUE | 63053 | N | . | Palo Alto Wind Farm | MidAmerican Energy Co | 12341 | IA | WNC | MRO |  | 22 | 1 | Electric Utility | WT | WND | WND | MISO | 5566652 | 1631492 | 2022
solar pv | TRUE | 63054 | N | . | CalCity Solar 1 | CalCity Solar 1, LLC | 62885 | CA | PACC | WECC |  | 22 | 2 | NAICS-22 Non-Cogen | PV | SUN | SUN | CISO | 24550 | 7195 | 2022
solar pv | TRUE | 63055 | N | . | Howland CSG | Nautilus Solar Solutions | 61227 | NY | MAT | NPCC |  | 22 | 2 | NAICS-22 Non-Cogen | PV | SUN | SUN | NYIS | 10877 | 3188 | 2022
solar pv | TRUE | 63056 | N | . | Gifford CSG | Nautilus Solar Solutions | 61227 | NY | MAT | NPCC |  | 22 | 2 | NAICS-22 Non-Cogen | PV | SUN | SUN | NYIS | 12344 | 3618 | 2022
solar pv | TRUE | 63057 | N | . | Czub CSG | Nautilus Solar Solutions | 61227 | NY | MAT | NPCC |  | 22 | 2 | NAICS-22 Non-Cogen | PV | SUN | SUN | NYIS | 12525 | 3671 | 2022
solar pv | TRUE | 63058 | N | . | Mereand CSG | Nautilus Solar Solutions | 61227 | NY | MAT | NPCC |  | 22 | 2 | NAICS-22 Non-Cogen | PV | SUN | SUN | NYIS | 11472 | 3362 | 2022
solar pv | TRUE | 63059 | N | . | Aegis CSG | Nautilus Solar Solutions | 61227 | NY | MAT | NPCC |  | 22 | 2 | NAICS-22 Non-Cogen | PV | SUN | SUN | NYIS | 11853 | 3474 | 2022
solar pv | TRUE | 63060 | N | . | Pearl CSG | Nautilus Solar Solutions | 61227 | NY | MAT | NPCC |  | 22 | 2 | NAICS-22 Non-Cogen | PV | SUN | SUN | NYIS | 11355 | 3328 | 2022
solar pv | TRUE | 63061 | N | . | Clover Creek Solar Community Solar | AES Distributed Energy | 61012 | UT | MTN | WECC |  | 22 | 2 | NAICS-22 Non-Cogen | PV | SUN | SUN | PACE | 706253 | 206991 | 2022
solar pv | TRUE | 63062 | N | . | Fort Valley State University Solar | Georgia Power Co | 7140 | GA | SAT | SERC |  | 22 | 1 | Electric Utility | PV | SUN | SUN | SOCO | 74649 | 21879 | 2022
natural gas peaker | TRUE | 63063 | N | . | Duke Energy CHP at Clemson University | Duke Energy Carolinas, LLC | 5416 | SC | SAT | SERC |  | 22 | 1 | Electric Utility | GT | NG | NG | DUK | 1147693 | 91218 | 2022
other | TRUE | 63064 | N | . | Asheville-Rock Hill Battery | Duke Energy Progress - (NC) | 3046 | NC | SAT | SERC |  | 22 | 1 | Electric Utility | BA | MWH | OTH | CPLW | 0 | -229 | 2022
solar pv | TRUE | 63068 | N | . | SCCCD - Fresno Community College | Forefront Power, LLC | 62856 | CA | PACC | WECC |  | 22 | 2 | NAICS-22 Non-Cogen | PV | SUN | SUN | CISO | 13166 | 3859 | 2022
solar pv | TRUE | 63069 | N | . | Harmony Road Solar | Forefront Power, LLC | 62856 | IL | ENC | RFC |  | 22 | 2 | NAICS-22 Non-Cogen | PV | SUN | SUN | PJM | 10042 | 2943 | 2022
solar pv | TRUE | 63070 | N | . | Square Barn Solar | Forefront Power, LLC | 62856 | IL | ENC | RFC |  | 22 | 2 | NAICS-22 Non-Cogen | PV | SUN | SUN | PJM | 7656 | 2244 | 2022
solar pv | TRUE | 63071 | N | . | Reed Road Solar | Forefront Power, LLC | 62856 | IL | ENC | RFC |  | 22 | 2 | NAICS-22 Non-Cogen | PV | SUN | SUN | PJM | 6984 | 2047 | 2022
solar pv | TRUE | 63072 | N | . | BTC2 Solar (CSG) | Nautilus Solar Solutions | 61227 | MD | SAT | NPCC |  | 22 | 2 | NAICS-22 Non-Cogen | PV | SUN | SUN | PJM | 13472 | 3948 | 2022
solar pv | TRUE | 63073 | N | . | Mooseheart School Solar | Forefront Power, LLC | 62856 | IL | ENC | RFC |  | 22 | 2 | NAICS-22 Non-Cogen | PV | SUN | SUN | PJM | 10626 | 3115 | 2022
solar pv | TRUE | 63074 | N | . | Reedley Community College Solar | Forefront Power, LLC | 62856 | CA | PACC | WECC |  | 22 | 2 | NAICS-22 Non-Cogen | PV | SUN | SUN | CISO | 13358 | 3915 | 2022
solar pv | TRUE | 63075 | N | . | Upper Marlboro 1 CSG | Nautilus Solar Solutions | 61227 | MD | SAT | NPCC |  | 22 | 2 | NAICS-22 Non-Cogen | PV | SUN | SUN | PJM | 10849 | 3180 | 2022
solar pv | TRUE | 63076 | N | . | Gutenberg Solar | Dominion Energy Inc. | 5248 | NC | SAT | SERC |  | 22 | 1 | Electric Utility | PV | SUN | SUN | PJM | 546183 | 160077 | 2022
solar pv | TRUE | 63077 | N | . | Twittys Creek Solar, LLC | Alchemy Renewable Energy | 62627 | VA | SAT | SERC |  | 22 | 2 | NAICS-22 Non-Cogen | PV | SUN | SUN | PJM | 92039 | 26975 | 2022
solar pv | TRUE | 63078 | N | . | Eagle Creek | ZGlobal Inc | 60059 | CA | PACC | WECC |  | 22 | 2 | NAICS-22 Non-Cogen | PV | SUN | SUN | CISO | 29251 | 8573 | 2022
solar pv | TRUE | 63079 | N | . | Bethlehem Solar | Nautilus Solar Solutions | 61227 | NY | MAT | NPCC |  | 22 | 2 | NAICS-22 Non-Cogen | PV | SUN | SUN | NYIS | 9323 | 2733 | 2022
solar pv | TRUE | 63080 | N | . | Harry Allen Solar Energy LLC | AEP Renewables | 60639 | NV | MTN | WECC |  | 22 | 2 | NAICS-22 Non-Cogen | PV | SUN | SUN | NEVP | 1009957 | 296001 | 2022
solar pv | TRUE | 63081 | N | . | San Miguel I Solar Energy Center | PNM Resources | 59300 | NM | MTN | WECC |  | 22 | 1 | Electric Utility | PV | SUN | SUN | PNM | 89707 | 26292 | 2022
solar pv | TRUE | 63082 | N | . | San Miguel II Solar Energy Center | PNM Resources | 59300 | NM | MTN | WECC |  | 22 | 1 | Electric Utility | PV | SUN | SUN | PNM | 90474 | 26517 | 2022
solar pv | TRUE | 63083 | N | . | Caden Energix Pamplin LLC | Caden Energix Pamplin LLC | 62834 | VA | SAT | SERC |  | 22 | 2 | NAICS-22 Non-Cogen | PV | SUN | SUN | PJM | 106670 | 31263 | 2022
solar pv | TRUE | 63084 | N | . | Caden Energix Hickory LLC | Caden Energix Hickory LLC | 62835 | VA | SAT | SERC |  | 22 | 2 | NAICS-22 Non-Cogen | PV | SUN | SUN | PJM | 191927 | 56251 | 2022
solar pv | TRUE | 63085 | N | . | White CSG | Nautilus Solar Solutions | 61227 | MD | SAT | NPCC |  | 22 | 2 | NAICS-22 Non-Cogen | PV | SUN | SUN | PJM | 11235 | 3293 | 2022
solar pv | TRUE | 63086 | N | . | Frog Hollow CSG | Nautilus Solar Solutions | 61227 | NY | MAT | NPCC |  | 22 | 2 | NAICS-22 Non-Cogen | PV | SUN | SUN | NYIS | 12499 | 3663 | 2022
solar pv | TRUE | 63087 | N | . | Caden Energix Rives Road LLC | Caden Energix Rives Road LLC | 62900 | VA | SAT | SERC |  | 22 | 2 | NAICS-22 Non-Cogen | PV | SUN | SUN | PJM | 108679 | 31852 | 2022
solar pv | TRUE | 63089 | N | . | Gibbons CSG | Nautilus Solar Solutions | 61227 | MD | SAT | NPCC |  | 22 | 2 | NAICS-22 Non-Cogen | PV | SUN | SUN | PJM | 13154 | 3855 | 2022
other | TRUE | 63090 | N | . | Athens - Coopers Corner BESS | Gopher Energy Storage, LLC | 62731 | MN | WNC | MRO |  | 22 | 2 | NAICS-22 Non-Cogen | BA | MWH | OTH | MISO | 0 | -197 | 2022
other | TRUE | 63091 | N | . | UC Santa Cruz Solar | Forefront Power, LLC | 62856 | CA | PACC | WECC |  | 22 | 2 | NAICS-22 Non-Cogen | BA | MWH | OTH | CISO | 0 | 0 | 2022
solar pv | TRUE | 63091 | N | . | UC Santa Cruz Solar | Forefront Power, LLC | 62856 | CA | PACC | WECC |  | 22 | 2 | NAICS-22 Non-Cogen | PV | SUN | SUN | CISO | 11800 | 3458 | 2022
solar pv | TRUE | 63092 | N | . | Riverview Solar | Highline Services, LLC | 62902 | CO | MTN | MRO |  | 22 | 1 | Electric Utility | PV | SUN | SUN | WACM | 12379 | 3628 | 2022
biomass | TRUE | 63094 | Y | . | Tajiguas Resource Recovery Project | MSB Investors, LLC | 62897 | CA | PACC | WECC |  | 22 | 3 | NAICS-22 Cogen | IC | OBG | ORW | CISO | 37941 | 3206 | 2022
onshore wind | TRUE | 63100 | N | . | Prairie Hill Wind Project | Engie North America | 56201 | TX | WSC | TRE |  | 22 | 2 | NAICS-22 Non-Cogen | WT | WND | WND | ERCO | 2361995 | 692261 | 2022
onshore wind | TRUE | 63101 | N | . | Las Lomas Wind Project | Engie North America | 56201 | TX | WSC | TRE |  | 22 | 2 | NAICS-22 Non-Cogen | WT | WND | WND | ERCO | 2129388 | 624088 | 2022
onshore wind | TRUE | 63102 | N | . | Dakota Range III Wind Project | Engie North America | 56201 | SD | WNC | MRO |  | 22 | 2 | NAICS-22 Non-Cogen | WT | WND | WND | SWPP | 1784079 | 522883 | 2022
onshore wind | TRUE | 63103 | N | . | Triple H Wind Project | Engie North America | 56201 | SD | WNC | MRO |  | 22 | 2 | NAICS-22 Non-Cogen | WT | WND | WND | SWPP | 3475949 | 1018742 | 2022
onshore wind | TRUE | 63104 | N | . | King Plains Wind Project | Engie North America | 56201 | OK | WSC | MRO |  | 22 | 2 | NAICS-22 Non-Cogen | WT | WND | WND | SWPP | 2379972 | 697530 | 2022
solar pv | TRUE | 63105 | N | . | Two Creeks Solar | Wisconsin Public Service Corp | 20860 | WI | ENC | RFC |  | 22 | 1 | Electric Utility | PV | SUN | SUN | MISO | 647612 | 189804 | 2022
solar pv | TRUE | 63106 | N | . | Dover CSG | Nautilus Solar Solutions | 61227 | NY | MAT | NPCC |  | 22 | 2 | NAICS-22 Non-Cogen | PV | SUN | SUN | NYIS | 12993 | 3808 | 2022
solar pv | TRUE | 63107 | N | . | Howell CSG | Nautilus Solar Solutions | 61227 | NY | MAT | NPCC |  | 22 | 2 | NAICS-22 Non-Cogen | PV | SUN | SUN | NYIS | 7498 | 2198 | 2022
solar pv | TRUE | 63108 | N | . | Strauss CSG | Nautilus Solar Solutions | 61227 | NY | MAT | NPCC |  | 22 | 2 | NAICS-22 Non-Cogen | PV | SUN | SUN | NYIS | 12296 | 3604 | 2022
solar pv | TRUE | 63109 | N | . | Discovery Solar Center | Florida Power & Light Co | 6452 | FL | SAT | SERC |  | 22 | 1 | Electric Utility | PV | SUN | SUN | FPL | 511197 | 149823 | 2022
solar pv | TRUE | 63110 | N | . | Sabal Palm Solar Center | Florida Power & Light Co | 6452 | FL | SAT | SERC |  | 22 | 1 | Electric Utility | PV | SUN | SUN | FPL | 551505 | 161637 | 2022
solar pv | TRUE | 63112 | N | . | Ellsworth I CSG | Nautilus Solar Solutions | 61227 | NY | MAT | NPCC |  | 22 | 2 | NAICS-22 Non-Cogen | PV | SUN | SUN | NYIS | 13198 | 3868 | 2022
onshore wind | TRUE | 63114 | N | . | Mohave County Wind Farm | Mohave County Wind Farm | 62916 | AZ | MTN | WECC |  | 22 | 2 | NAICS-22 Non-Cogen | WT | WND | WND | WALC | 3544896 | 1038950 | 2022
solar pv | TRUE | 63116 | N | . | Dakota Community Solar One LLC CSG | Madison Energy Holdings LLC | 62915 | MN | WNC | MRO |  | 22 | 2 | NAICS-22 Non-Cogen | PV | SUN | SUN | MISO | 6075 | 1781 | 2022
solar pv | TRUE | 63117 | N | . | Douglas Todd Community Solar One LLC CSG | Madison Energy Holdings LLC | 62915 | MN | WNC | MRO |  | 22 | 2 | NAICS-22 Non-Cogen | PV | SUN | SUN | MISO | 5787 | 1696 | 2022
solar pv | TRUE | 63118 | N | . | Meeker Community Solar One LLC CSG | Madison Energy Holdings LLC | 62915 | MN | WNC | MRO |  | 22 | 2 | NAICS-22 Non-Cogen | PV | SUN | SUN | MISO | 6210 | 1820 | 2022
solar pv | TRUE | 63119 | N | . | McLeod Community Solar One LLC CSG | Madison Energy Holdings LLC | 62915 | MN | WNC | MRO |  | 22 | 2 | NAICS-22 Non-Cogen | PV | SUN | SUN | MISO | 6111 | 1791 | 2022
solar pv | TRUE | 63120 | N | . | Nicollet Community Solar One LLC | Madison Energy Holdings LLC | 62915 | MN | WNC | MRO |  | 22 | 2 | NAICS-22 Non-Cogen | PV | SUN | SUN | MISO | 6139 | 1799 | 2022
solar pv | TRUE | 63121 | N | . | Stearns Community Solar One LLC CSG | Madison Energy Holdings LLC | 62915 | MN | WNC | MRO |  | 22 | 2 | NAICS-22 Non-Cogen | PV | SUN | SUN | MISO | 5805 | 1701 | 2022
solar pv | TRUE | 63122 | N | . | Sherburne Community Solar One LLC CSG | Madison Energy Holdings LLC | 62915 | MN | WNC | MRO |  | 22 | 2 | NAICS-22 Non-Cogen | PV | SUN | SUN | MISO | 5935 | 1739 | 2022
solar pv | TRUE | 63123 | N | . | Syncarpha Taos | Syncarpha Taos I, LLC | 62905 | NM | MTN | WECC |  | 22 | 2 | NAICS-22 Non-Cogen | PV | SUN | SUN | PNM | 27662 | 8107 | 2022
solar pv | TRUE | 63124 | N | . | Syncarpha El Rito | Syncarpha El Rito I, LLC | 62904 | NM | MTN | WECC |  | 22 | 2 | NAICS-22 Non-Cogen | PV | SUN | SUN | PNM | 12851 | 3766 | 2022
solar pv | TRUE | 63125 | N | . | Syncarpha Questa | Syncarpha Questa I, LLC | 62906 | NM | MTN | WECC |  | 22 | 2 | NAICS-22 Non-Cogen | PV | SUN | SUN | PNM | 13714 | 4019 | 2022
solar pv | TRUE | 63127 | N | . | Drew Solar LLC | Drew Solar LLC | 62911 | CA | PACC | WECC |  | 22 | 2 | NAICS-22 Non-Cogen | PV | SUN | SUN | CISO | 136538 | 40017 | 2022
solar pv | TRUE | 63128 | N | . | Iris Solar LLC | Iris Solar LLC | 62912 | LA | WSC | SERC |  | 22 | 2 | NAICS-22 Non-Cogen | PV | SUN | SUN | MISO | 105007 | 30776 | 2022
solar pv | TRUE | 63129 | N | . | Allis Medina Solar LLC CSG | AES Distributed Energy | 61012 | NY | MAT | NPCC |  | 22 | 2 | NAICS-22 Non-Cogen | PV | SUN | SUN | NYIS | 28043 | 8219 | 2022
solar pv | TRUE | 63130 | N | . | Beals Medina Solar LLC CSG | AES Distributed Energy | 61012 | NY | MAT | NPCC |  | 22 | 2 | NAICS-22 Non-Cogen | PV | SUN | SUN | NYIS | 18994 | 5567 | 2022
solar pv | TRUE | 63131 | N | . | West Street Solar 1 LLC | AES Distributed Energy | 61012 | MA | NEW | NPCC |  | 22 | 2 | NAICS-22 Non-Cogen | PV | SUN | SUN | ISNE | 31284 | 9169 | 2022
onshore wind | TRUE | 63132 | N | . | Weaver Wind | Longroad Energy Services LLC | 61219 | ME | NEW | NPCC |  | 22 | 2 | NAICS-22 Non-Cogen | WT | WND | WND | ISNE | 761657 | 223229 | 2022
onshore wind | TRUE | 63133 | N | . | Roundhouse Wind Energy Project | Roundhouse Renewable Energy, LLC | 62913 | WY | MTN | WECC |  | 22 | 2 | NAICS-22 Non-Cogen | WT | WND | WND | WACM | 3308023 | 969526 | 2022
solar pv | TRUE | 63136 | N | . | Hopkins Hill CSG | Nautilus Solar Solutions | 61227 | RI | NEW | NPCC |  | 22 | 2 | NAICS-22 Non-Cogen | PV | SUN | SUN | ISNE | 32465 | 9515 | 2022
solar pv | TRUE | 63137 | N | . | Tippecanoe Solar Power Plant | Duke Energy Indiana, LLC | 15470 | IN | ENC | RFC |  | 22 | 1 | Electric Utility | PV | SUN | SUN | MISO | 9662 | 2832 | 2022
solar pv | TRUE | 63138 | N | . | USS Haven Solar LLC CSG | Standard Solar | 60531 | MN | WNC | MRO |  | 22 | 2 | NAICS-22 Non-Cogen | PV | SUN | SUN | MISO | 6388 | 1872 | 2022
solar pv | TRUE | 63139 | N | . | USS White Cloud LLC CSG | Standard Solar | 60531 | MN | WNC | MRO |  | 22 | 2 | NAICS-22 Non-Cogen | PV | SUN | SUN | MISO | 5495 | 1610 | 2022
solar pv | TRUE | 63140 | N | . | USS Westeros Solar LLC CSG | Standard Solar | 60531 | MN | WNC | MRO |  | 22 | 2 | NAICS-22 Non-Cogen | PV | SUN | SUN | MISO | 2098 | 615 | 2022
solar pv | TRUE | 63141 | N | . | USS Sunrise Solar LLC CSG | Standard Solar | 60531 | MN | WNC | MRO |  | 22 | 2 | NAICS-22 Non-Cogen | PV | SUN | SUN | MISO | 5064 | 1484 | 2022
solar pv | TRUE | 63142 | N | . | USS Milkweed Solar LLC CSG | Standard Solar | 60531 | MN | WNC | MRO |  | 22 | 2 | NAICS-22 Non-Cogen | PV | SUN | SUN | MISO | 3688 | 1081 | 2022
solar pv | TRUE | 63143 | N | . | USS Greenhouse Solar LLC CSG | Standard Solar | 60531 | MN | WNC | MRO |  | 22 | 2 | NAICS-22 Non-Cogen | PV | SUN | SUN | MISO | 3658 | 1072 | 2022
solar pv | TRUE | 63144 | N | . | USS Mayhew Solar LLC CSG | Standard Solar | 60531 | MN | WNC | MRO |  | 22 | 2 | NAICS-22 Non-Cogen | PV | SUN | SUN | MISO | 6168 | 1808 | 2022
solar pv | TRUE | 63145 | N | . | USS Cheyenne Solar LLC CSG | Standard Solar | 60531 | MN | WNC | MRO |  | 22 | 2 | NAICS-22 Non-Cogen | PV | SUN | SUN | MISO | 5305 | 1555 | 2022
solar pv | TRUE | 63146 | N | . | USS Midtown Solar LLC CSG | Standard Solar | 60531 | MN | WNC | MRO |  | 22 | 2 | NAICS-22 Non-Cogen | PV | SUN | SUN | MISO | 6576 | 1927 | 2022
solar pv | TRUE | 63147 | N | . | USS Monarch Solar LLC CSG | Standard Solar | 60531 | MN | WNC | MRO |  | 22 | 2 | NAICS-22 Non-Cogen | PV | SUN | SUN | MISO | 6876 | 2015 | 2022
solar pv | TRUE | 63148 | N | . | USS Turkey Solar LLC CSG | Standard Solar | 60531 | MN | WNC | MRO |  | 22 | 2 | NAICS-22 Non-Cogen | PV | SUN | SUN | MISO | 6594 | 1932 | 2022
solar pv | TRUE | 63149 | N | . | Franklin Solar | NJR Clean Energy Ventures Corporation | 56990 | NJ | MAT | RFC |  | 22 | 2 | NAICS-22 Non-Cogen | PV | SUN | SUN | PJM | 46325 | 13577 | 2022
solar pv | TRUE | 63150 | N | . | Pohatcong Solar Farm | NJR Clean Energy Ventures Corporation | 56990 | NJ | MAT | RFC |  | 22 | 2 | NAICS-22 Non-Cogen | PV | SUN | SUN | PJM | 43704 | 12809 | 2022
solar pv | TRUE | 63151 | N | . | USS Solar Sources LLC CSG | Standard Solar | 60531 | MN | WNC | MRO |  | 22 | 2 | NAICS-22 Non-Cogen | PV | SUN | SUN | MISO | 6492 | 1903 | 2022
solar pv | TRUE | 63152 | N | . | USS Christoffer Solar LLC CSG | Standard Solar | 60531 | MN | WNC | MRO |  | 22 | 2 | NAICS-22 Non-Cogen | PV | SUN | SUN | MISO | 6009 | 1761 | 2022
solar pv | TRUE | 63153 | N | . | USS Buckaroo Solar LLC CSG | Standard Solar | 60531 | MN | WNC | MRO |  | 22 | 2 | NAICS-22 Non-Cogen | PV | SUN | SUN | MISO | 7237 | 2121 | 2022
solar pv | TRUE | 63154 | N | . | USS Horne North Solar LLC CSG | Standard Solar | 60531 | MN | WNC | MRO |  | 22 | 2 | NAICS-22 Non-Cogen | PV | SUN | SUN | MISO | 6761 | 1982 | 2022
solar pv | TRUE | 63155 | N | . | USS Horne South Solar LLC CSG | Standard Solar | 60531 | MN | WNC | MRO |  | 22 | 2 | NAICS-22 Non-Cogen | PV | SUN | SUN | MISO | 6319 | 1852 | 2022
solar pv | TRUE | 63156 | N | . | USS JJ Clay Solar LLC CSG | Standard Solar | 60531 | MN | WNC | MRO |  | 22 | 2 | NAICS-22 Non-Cogen | PV | SUN | SUN | MISO | 6620 | 1940 | 2022
solar pv | TRUE | 63157 | N | . | USS Verde Solar LLC CSG | Standard Solar | 60531 | MN | WNC | MRO |  | 22 | 2 | NAICS-22 Non-Cogen | PV | SUN | SUN | MISO | 6734 | 1974 | 2022
solar pv | TRUE | 63158 | N | . | USS Cougar Solar LLC CSG | Standard Solar | 60531 | MN | WNC | MRO |  | 22 | 2 | NAICS-22 Non-Cogen | PV | SUN | SUN | MISO | 6469 | 1896 | 2022
solar pv | TRUE | 63159 | N | . | USS Flower Solar LLC CSG | Standard Solar | 60531 | MN | WNC | MRO |  | 22 | 2 | NAICS-22 Non-Cogen | PV | SUN | SUN | MISO | 6854 | 2009 | 2022
solar pv | TRUE | 63160 | N | . | USS All In Solar LLC CSG | Standard Solar | 60531 | MN | WNC | MRO |  | 22 | 2 | NAICS-22 Non-Cogen | PV | SUN | SUN | MISO | 7093 | 2079 | 2022
solar pv | TRUE | 63161 | N | . | AES Tonawanda Solar LLC | AES Distributed Energy | 61012 | NY | MAT | NPCC |  | 22 | 2 | NAICS-22 Non-Cogen | PV | SUN | SUN | NYIS | 10754 | 3152 | 2022
solar pv | TRUE | 63163 | N | . | Tom Sifers Solar | Mountain Parks Services, Inc. | 62961 | CO | MTN | WECC |  | 22 | 2 | NAICS-22 Non-Cogen | PV | SUN | SUN | WACM | 7759 | 2274 | 2022
solar pv | TRUE | 63164 | N | . | Whiskey Hill Solar | Mountain Parks Services, Inc. | 62961 | CO | MTN | WECC |  | 22 | 2 | NAICS-22 Non-Cogen | PV | SUN | SUN | WACM | 8137 | 2385 | 2022
solar pv | TRUE | 63165 | N | . | USS Reindeer Solar LLC CSG | United States Solar Corporation | 65173 | MN | WNC | MRO |  | 22 | 2 | NAICS-22 Non-Cogen | PV | SUN | SUN | MISO | 7022 | 2058 | 2022
solar pv | TRUE | 63166 | N | . | USS Bush Solar LLC CSG | United States Solar Corporation | 65173 | MN | WNC | MRO |  | 22 | 2 | NAICS-22 Non-Cogen | PV | SUN | SUN | MISO | 7188 | 2107 | 2022
solar pv | TRUE | 63167 | N | . | USS Hancock Solar LLC CSG | United States Solar Corporation | 65173 | MN | WNC | MRO |  | 22 | 2 | NAICS-22 Non-Cogen | PV | SUN | SUN | MISO | 7011 | 2055 | 2022
solar pv | TRUE | 63168 | N | . | USS Pheasant Solar LLC CSG | United States Solar Corporation | 65173 | MN | WNC | MRO |  | 22 | 2 | NAICS-22 Non-Cogen | PV | SUN | SUN | MISO | 5398 | 1582 | 2022
solar pv | TRUE | 63169 | N | . | USS KVPV Solar LLC CSG | Standard Solar | 60531 | MN | WNC | MRO |  | 22 | 2 | NAICS-22 Non-Cogen | PV | SUN | SUN | MISO | 6251 | 1832 | 2022
solar pv | TRUE | 63170 | N | . | USS Kass Solar LLC | Standard Solar | 60531 | MN | WNC | MRO |  | 22 | 2 | NAICS-22 Non-Cogen | PV | SUN | SUN | MISO | 6741 | 1975 | 2022
solar pv | TRUE | 63171 | N | . | USS Chariot Solar LLC | United States Solar Corporation | 65173 | MN | WNC | MRO |  | 22 | 2 | NAICS-22 Non-Cogen | PV | SUN | SUN | MISO | 6759 | 1981 | 2022
petroleum | TRUE | 63173 | N | . | Orange Street G1 | Town of Bedford - (VA) | 1456 | VA | SAT | RFC |  | 22 | 1 | Electric Utility | IC | DFO | DFO | PJM | 796 | 83 | 2022
solar pv | TRUE | 63174 | N | . | Hartmann Project CSG | Hartmann Community Solar LLC | 62962 | MN | WNC | MRO |  | 22 | 2 | NAICS-22 Non-Cogen | PV | SUN | SUN | MISO | 4712 | 1381 | 2022
solar pv | TRUE | 63175 | N | . | E. Goenner Project CSG | E. Goenner Community Solar LLC | 62963 | MN | WNC | MRO |  | 22 | 2 | NAICS-22 Non-Cogen | PV | SUN | SUN | MISO | 4575 | 1341 | 2022
solar pv | TRUE | 63176 | N | . | Prawer Project CSG | Prawer Community Solar LLC | 62964 | MN | WNC | MRO |  | 22 | 2 | NAICS-22 Non-Cogen | PV | SUN | SUN | MISO | 5935 | 1739 | 2022
solar pv | TRUE | 63177 | N | . | Schwinghamer Project CSG | Schwinghamer Community Solar LLC | 62965 | MN | WNC | MRO |  | 22 | 2 | NAICS-22 Non-Cogen | PV | SUN | SUN | MISO | 5163 | 1513 | 2022
solar pv | TRUE | 63178 | N | . | STAG St. Paul Project CSG | STAG St. Paul Community Solar LLC | 62966 | MN | WNC | MRO |  | 22 | 2 | NAICS-22 Non-Cogen | PV | SUN | SUN | MISO | 4870 | 1427 | 2022
solar pv | TRUE | 63179 | N | . | Linden 01 CSG | SunShare Management | 60970 | MN | WNC | MRO |  | 22 | 2 | NAICS-22 Non-Cogen | PV | SUN | SUN | MISO | 6071 | 1779 | 2022
solar pv | TRUE | 63180 | N | . | TPE Whitney Solar, LLC | Alchemy Renewable Energy | 62627 | TX | WSC | TRE |  | 22 | 2 | NAICS-22 Non-Cogen | PV | SUN | SUN | ERCO | 64297 | 18845 | 2022
solar pv | TRUE | 63181 | N | . | Monroeville Solar | Solar Planet Power | 62923 | OH | ENC | RFC |  | 22 | 2 | NAICS-22 Non-Cogen | PV | SUN | SUN | PJM | 14518 | 4255 | 2022
solar pv | TRUE | 63182 | N | . | Linden 02 CSG | SunShare Management | 60970 | MN | WNC | MRO |  | 22 | 2 | NAICS-22 Non-Cogen | PV | SUN | SUN | MISO | 6063 | 1777 | 2022
solar pv | TRUE | 63183 | N | . | Linden 03 CSG | SunShare Management | 60970 | MN | WNC | MRO |  | 22 | 2 | NAICS-22 Non-Cogen | PV | SUN | SUN | MISO | 6189 | 1814 | 2022
solar pv | TRUE | 63184 | N | . | Rio Rancho Solar Energy Center | PNM Resources | 59300 | NM | MTN | WECC |  | 22 | 1 | Electric Utility | PV | SUN | SUN | PNM | 93901 | 27521 | 2022
solar pv | TRUE | 63185 | N | . | Sayreville Solar Project | NJR Clean Energy Ventures Corporation | 56990 | NJ | MAT | RFC |  | 22 | 2 | NAICS-22 Non-Cogen | PV | SUN | SUN | PJM | 19152 | 5613 | 2022
other | TRUE | 63186 | N | . | Imeson Solar | Imeson Solar Farm LLC | 62894 | FL | SAT | SERC |  | 22 | 2 | NAICS-22 Non-Cogen | BA | MWH | OTH | JEA | 0 | -21 | 2022
solar pv | TRUE | 63186 | N | . | Imeson Solar | Imeson Solar Farm LLC | 62894 | FL | SAT | SERC |  | 22 | 2 | NAICS-22 Non-Cogen | PV | SUN | SUN | JEA | 42058 | 12327 | 2022
solar pv | TRUE | 63187 | N | . | FL Solar 4, LLC | FL Solar 4, LLC | 62951 | FL | SAT | SERC |  | 22 | 2 | NAICS-22 Non-Cogen | PV | SUN | SUN | TAL | 250840 | 73517 | 2022
solar pv | TRUE | 63189 | N | . | Bio-Rad | Vista Solar, Inc. | 62701 | CA | PACC | WECC |  | 22 | 2 | NAICS-22 Non-Cogen | PV | SUN | SUN | CISO | 13274 | 3890 | 2022
solar pv | TRUE | 63191 | N | . | Hopkinton Phase 2 | Vista Solar, Inc. | 62701 | RI | NEW | NPCC |  | 22 | 2 | NAICS-22 Non-Cogen | PV | SUN | SUN | ISNE | 12397 | 3633 | 2022
solar pv | TRUE | 63194 | N | . | Delilah Solar Energy LLC | Invenergy Services LLC | 49893 | TX | WSC | TRE |  | 22 | 2 | NAICS-22 Non-Cogen | PV | SUN | SUN | ERCO | 0 | 0 | 2022
solar pv | TRUE | 63198 | N | . | ACCP NJ 1 | NJR Clean Energy Ventures Corporation | 56990 | NJ | MAT | RFC |  | 22 | 2 | NAICS-22 Non-Cogen | PV | SUN | SUN | PJM | 6756 | 1980 | 2022
solar pv | TRUE | 63200 | N | . | Bergenmand Solar Partners, LLC Mahwah | Vanguard Energy Partners, LLC | 60474 | NJ | MAT | RFC |  | 22 | 2 | NAICS-22 Non-Cogen | PV | SUN | SUN | PJM | 5773 | 1692 | 2022
petroleum | TRUE | 63203 | N | . | VPPSA Project 10 | Vermont Public Power Supply Authority | 19780 | VT | NEW | NPCC |  | 22 | 1 | Electric Utility | GT | DFO | DFO | ISNE | 16170 | 904 | 2022
solar pv | TRUE | 63204 | N | . | CID Solar (CA) | DG California Solar LLC | 62988 | CA | PACC | WECC |  | 22 | 2 | NAICS-22 Non-Cogen | PV | SUN | SUN | CISO | 12508 | 3666 | 2022
onshore wind | TRUE | 63205 | N | . | Skookumchuck Wind Facility | Southern Power Co | 17650 | WA | PACC | WECC |  | 22 | 2 | NAICS-22 Non-Cogen | WT | WND | WND | PSEI | 1065744 | 312352 | 2022
solar pv | TRUE | 63206 | N | . | Rafael Solar | Rafael Solar LLC | 62989 | OR | PACC | WECC |  | 22 | 2 | NAICS-22 Non-Cogen | PV | SUN | SUN | PGE | 13120 | 3845 | 2022
solar pv | TRUE | 63207 | N | . | Case Creek Solar | Case Creek Solar LLC | 62990 | OR | PACC | WECC |  | 22 | 2 | NAICS-22 Non-Cogen | PV | SUN | SUN | PGE | 12984 | 3806 | 2022
solar pv | TRUE | 63208 | N | . | Kale Patch Solar | Kale Patch Solar LLC | 62991 | OR | PACC | WECC |  | 22 | 2 | NAICS-22 Non-Cogen | PV | SUN | SUN | PGE | 13098 | 3839 | 2022
onshore wind | TRUE | 63209 | N | . | Aviator Wind | Aviator Wind, LLC | 62993 | TX | WSC | TRE |  | 22 | 2 | NAICS-22 Non-Cogen | WT | WND | WND | ERCO | 6465292 | 1894869 | 2022
solar pv | TRUE | 63211 | N | . | Samson Solar Energy | Invenergy Services LLC | 49893 | TX | WSC | TRE |  | 22 | 2 | NAICS-22 Non-Cogen | PV | SUN | SUN | ERCO | 1161967 | 340553 | 2022
solar pv | TRUE | 63212 | N | . | Battle Creek Solar | Ecos Energy LLC | 58135 | VT | NEW | NPCC |  | 22 | 2 | NAICS-22 Non-Cogen | PV | SUN | SUN | ISNE | 12381 | 3629 | 2022
solar pv | FALSE | 63213 | N | . | Sheridan School Corporation Solar | Johnson Melloh Solutions | 62947 | IN | ENC | RFC |  | 611 | 4 | Commercial NAICS Non-Cogen | PV | SUN | SUN | MISO | 4974 | 1457 | 2022
other | TRUE | 63214 | N | . | Middleton Solar Park | HG Solar Development, LLC | 62950 | MA | NEW | NPCC |  | 22 | 2 | NAICS-22 Non-Cogen | BA | MWH | OTH | ISNE | 0 | -85 | 2022
solar pv | TRUE | 63214 | N | . | Middleton Solar Park | HG Solar Development, LLC | 62950 | MA | NEW | NPCC |  | 22 | 2 | NAICS-22 Non-Cogen | PV | SUN | SUN | ISNE | 27960 | 8195 | 2022
solar pv | TRUE | 63215 | N | . | USS Dot Com Solar LLC CSG | Standard Solar | 60531 | MN | WNC | MRO |  | 22 | 2 | NAICS-22 Non-Cogen | PV | SUN | SUN | MISO | 6440 | 1887 | 2022
solar pv | TRUE | 63216 | N | . | USS B&B Solar LLC CSG | Standard Solar | 60531 | MN | WNC | MRO |  | 22 | 2 | NAICS-22 Non-Cogen | PV | SUN | SUN | MISO | 6374 | 1868 | 2022
solar pv | TRUE | 63218 | N | . | USS Water Town Solar LLC CSG | United States Solar Corporation | 65173 | MN | WNC | MRO |  | 22 | 2 | NAICS-22 Non-Cogen | PV | SUN | SUN | MISO | 7266 | 2130 | 2022
solar pv | TRUE | 63219 | N | . | USS Water Fowl Solar LLC CSG | United States Solar Corporation | 65173 | MN | WNC | MRO |  | 22 | 2 | NAICS-22 Non-Cogen | PV | SUN | SUN | MISO | 598 | 175 | 2022
solar pv | TRUE | 63220 | N | . | USS Water City Solar LLC CSG | United States Solar Corporation | 65173 | MN | WNC | MRO |  | 22 | 2 | NAICS-22 Non-Cogen | PV | SUN | SUN | MISO | 7135 | 2091 | 2022
solar pv | TRUE | 63221 | N | . | USS Steamboat Solar LLC CSG | Standard Solar | 60531 | MN | WNC | MRO |  | 22 | 2 | NAICS-22 Non-Cogen | PV | SUN | SUN | MISO | 6195 | 1816 | 2022
solar pv | TRUE | 63222 | N | . | Impact Solar 1 | Lightsource Renewable Energy Asset Management, LLC | 62842 | TX | WSC | TRE |  | 22 | 2 | NAICS-22 Non-Cogen | PV | SUN | SUN | ERCO | 1534872 | 449845 | 2022
solar pv | TRUE | 63223 | N | . | Brightside | Luminant Generation Company LLC | 55983 | TX | WSC | TRE |  | 22 | 2 | NAICS-22 Non-Cogen | PV | SUN | SUN | ERCO | 230924 | 67680 | 2022
solar pv | TRUE | 63224 | N | . | NY 26 Carthage CSG | Standard Solar | 60531 | NY | MAT | NPCC |  | 22 | 2 | NAICS-22 Non-Cogen | PV | SUN | SUN | NYIS | 14439 | 4232 | 2022
solar pv | TRUE | 63225 | N | . | AGA TAG Solar IV LLC | AGA TAG Solar IV LLC | 63006 | NC | SAT | SERC |  | 22 | 2 | NAICS-22 Non-Cogen | PV | SUN | SUN | CPLE | 13273 | 3890 | 2022
solar pv | FALSE | 63229 | N | . | Manheim New Jersey | Cox Enterprises | 62998 | NJ | MAT | RFC |  | 421 | 4 | Commercial NAICS Non-Cogen | PV | SUN | SUN | PJM | 10182 | 2985 | 2022
solar pv | FALSE | 63230 | N | . | Knaggs Brothers Farm | Dynamic Energy Solutions, LLC | 62994 | NY | MAT | NPCC |  | 111 | 6 | Industrial NAICS Non-Cogen | PV | SUN | SUN | NYIS | 24880 | 7292 | 2022
solar pv | TRUE | 63231 | N | . | Woodbury Solar | MN CSG 2, LLC | 63001 | MN | WNC | MRO |  | 22 | 2 | NAICS-22 Non-Cogen | PV | SUN | SUN | MISO | 13487 | 3952 | 2022
solar pv | FALSE | 63232 | N | . | Brookfield Wire Company | Dynamic Energy Solutions, LLC | 62994 | MA | NEW | NPCC |  | 335 | 6 | Industrial NAICS Non-Cogen | PV | SUN | SUN | ISNE | 7161 | 2099 | 2022
solar pv | TRUE | 63233 | N | . | Emerald Grove | Luminant Generation Company LLC | 55983 | TX | WSC | TRE |  | 22 | 2 | NAICS-22 Non-Cogen | PV | SUN | SUN | ERCO | 462035 | 135415 | 2022
solar pv | TRUE | 63235 | N | . | O'Neill Creek Solar | O'Neill Creek Solar LLC | 62992 | OR | PACC | WECC |  | 22 | 2 | NAICS-22 Non-Cogen | PV | SUN | SUN | PGE | 13315 | 3902 | 2022
natural gas peaker | FALSE | 63236 | Y | . | Kings Plaza Total Energy Plant (TEP) | Veolia North America | 62997 | NY | MAT | NPCC |  | 441 | 5 | Commercial NAICS Cogen | IC | NG | NG | NYIS | 96367 | 8473 | 2022
solar pv | TRUE | 63237 | N | . | Old Court Rd Solar | Old Court Rd Solar, LLC | 62999 | MD | SAT | RFC |  | 22 | 2 | NAICS-22 Non-Cogen | PV | SUN | SUN | PJM | 12375 | 3627 | 2022
solar pv | TRUE | 63239 | N | . | Sherman Solar | Ecos Energy LLC | 58135 | CT | NEW | NPCC |  | 22 | 2 | NAICS-22 Non-Cogen | PV | SUN | SUN | ISNE | 5353 | 1569 | 2022
solar pv | TRUE | 63240 | N | . | Jackson Solar (CT) | Ecos Energy LLC | 58135 | CT | NEW | NPCC |  | 22 | 2 | NAICS-22 Non-Cogen | PV | SUN | SUN | ISNE | 5353 | 1569 | 2022
solar pv | TRUE | 63241 | N | . | Limelight Solar II LLC | Limelight Solar II LLC | 63016 | SC | SAT | SERC |  | 22 | 2 | NAICS-22 Non-Cogen | PV | SUN | SUN | DUK | 10303 | 3020 | 2022
solar pv | TRUE | 63242 | N | . | ATOOD Solar III LLC | ATOOD Solar III LLC | 63018 | SC | SAT | SERC |  | 22 | 2 | NAICS-22 Non-Cogen | PV | SUN | SUN | DUK | 11915 | 3492 | 2022
solar pv | TRUE | 63243 | N | . | AGA TAG Solar III LLC | AGA TAG Solar III LLC | 63019 | SC | SAT | SERC |  | 22 | 2 | NAICS-22 Non-Cogen | PV | SUN | SUN | DUK | 13272 | 3890 | 2022
solar pv | TRUE | 63244 | N | . | Sydney Solar | Ecos Energy LLC | 58135 | CT | NEW | NPCC |  | 22 | 2 | NAICS-22 Non-Cogen | PV | SUN | SUN | ISNE | 9860 | 2890 | 2022
solar pv | TRUE | 63245 | N | . | Dickinson Solar (CT) | Ecos Energy LLC | 58135 | CT | NEW | NPCC |  | 22 | 2 | NAICS-22 Non-Cogen | PV | SUN | SUN | ISNE | 9864 | 2891 | 2022
biomass | TRUE | 63246 | N | . | New River Clean Energy | Cox Enterprises | 62998 | WV | SAT | RFC |  | 22 | 2 | NAICS-22 Non-Cogen | IC | LFG | MLG | PJM | 43184 | 10202 | 2022
solar pv | TRUE | 63247 | N | . | Novel Debra Solar LLC CSG | REA Investments, LLC | 63359 | MN | WNC | MRO |  | 22 | 2 | NAICS-22 Non-Cogen | PV | SUN | SUN | MISO | 6650 | 1949 | 2022
solar pv | TRUE | 63249 | N | . | Novel Wayne Solar LLC CSG | REA Investments, LLC | 63359 | MN | WNC | MRO |  | 22 | 2 | NAICS-22 Non-Cogen | PV | SUN | SUN | MISO | 6406 | 1878 | 2022
onshore wind | TRUE | 63251 | N | . | Lone Tree Wind, LLC | Leeward Asset Management, LLC | 50123 | IL | ENC | RFC |  | 22 | 2 | NAICS-22 Non-Cogen | WT | WND | WND | PJM | 1086486 | 318431 | 2022
solar pv | TRUE | 63252 | N | . | Cannon Garden Solar | Cannon Garden LLC | 63049 | MN | WNC | MRO |  | 22 | 2 | NAICS-22 Non-Cogen | PV | SUN | SUN | MISO | 5530 | 1621 | 2022
solar pv | FALSE | 63253 | N | . | Francis Scott Key Mall | Francis Scott Key Mall | 63054 | MD | SAT | RFC |  | 441 | 4 | Commercial NAICS Non-Cogen | PV | SUN | SUN | PJM | 1867 | 547 | 2022
solar pv | FALSE | 63254 | N | . | Altamonte Mall | Altamonte Mall | 63055 | FL | SAT | SERC |  | 441 | 4 | Commercial NAICS Non-Cogen | PV | SUN | SUN | FPC | 3009 | 882 | 2022
other | TRUE | 63255 | N | . | 2W Permian Solar Project Hybrid | 2W Permian Solar, LLC | 63012 | TX | WSC | TRE |  | 22 | 2 | NAICS-22 Non-Cogen | BA | MWH | OTH | ERCO | 0 | -2360 | 2022
solar pv | TRUE | 63255 | N | . | 2W Permian Solar Project Hybrid | 2W Permian Solar, LLC | 63012 | TX | WSC | TRE |  | 22 | 2 | NAICS-22 Non-Cogen | PV | SUN | SUN | ERCO | 3215020 | 942269 | 2022
solar pv | FALSE | 63256 | N | . | Pembroke Lakes Mall | Pembroke Lakes Mall | 63056 | FL | SAT | SERC |  | 441 | 4 | Commercial NAICS Non-Cogen | PV | SUN | SUN | FPL | 1635 | 479 | 2022
solar pv | FALSE | 63257 | N | . | Short Hills Mall | Short Hills Mall | 63057 | NJ | MAT | RFC |  | 441 | 4 | Commercial NAICS Non-Cogen | PV | SUN | SUN | PJM | 13255 | 3885 | 2022
onshore wind | TRUE | 63258 | N | . | Aurora Wind Project | Aurora Wind Project, LLC | 63021 | ND | WNC | MRO |  | 22 | 2 | NAICS-22 Non-Cogen | WT | WND | WND | SWPP | 4044064 | 1185247 | 2022
natural gas combined cycle | TRUE | 63259 | N | . | Delta Energy Park | Lansing Board of Water and Light | 56155 | MI | ENC | RFC |  | 22 | 1 | Electric Utility | CA | NG | NG | MISO | 0 | 152033 | 2022
natural gas combined cycle | TRUE | 63259 | N | . | Delta Energy Park | Lansing Board of Water and Light | 56155 | MI | ENC | RFC |  | 22 | 1 | Electric Utility | CT | NG | NG | MISO | 4135872 | 313825 | 2022
natural gas peaker | TRUE | 63259 | N | . | Delta Energy Park | Lansing Board of Water and Light | 56155 | MI | ENC | RFC |  | 22 | 1 | Electric Utility | GT | NG | NG | MISO | 763352 | 58706 | 2022
solar pv | TRUE | 63260 | N | . | AC Power | AC Power 1, LLC | 62982 | NJ | MAT | RFC |  | 22 | 2 | NAICS-22 Non-Cogen | PV | SUN | SUN | PJM | 7709 | 2259 | 2022
solar pv | TRUE | 63262 | N | . | Becton Canaan | DG Northeast 1, LLC | 63058 | CT | NEW | NPCC |  | 22 | 2 | NAICS-22 Non-Cogen | PV | SUN | SUN | ISNE | 11919 | 3493 | 2022
solar pv | TRUE | 63263 | N | . | Plainfield Solar 2 | Ecos Energy LLC | 58135 | CT | NEW | NPCC |  | 22 | 2 | NAICS-22 Non-Cogen | PV | SUN | SUN | ISNE | 5188 | 1521 | 2022
other | TRUE | 63264 | N | . | Partridge Hill Solar Hybrid | AES Distributed Energy | 61012 | MA | NEW | NPCC |  | 22 | 2 | NAICS-22 Non-Cogen | BA | MWH | OTH | ISNE | 0 | -64 | 2022
solar pv | TRUE | 63264 | N | . | Partridge Hill Solar Hybrid | AES Distributed Energy | 61012 | MA | NEW | NPCC |  | 22 | 2 | NAICS-22 Non-Cogen | PV | SUN | SUN | ISNE | 11361 | 3330 | 2022
solar pv | TRUE | 63266 | N | . | Penny Hill Solar | Alchemy Renewable Energy | 62627 | NC | SAT | SERC |  | 22 | 2 | NAICS-22 Non-Cogen | PV | SUN | SUN | PJM | 10399 | 3048 | 2022
solar pv | TRUE | 63267 | N | . | Meeks Solar, LLC | Alchemy Renewable Energy | 62627 | NC | SAT | SERC |  | 22 | 2 | NAICS-22 Non-Cogen | PV | SUN | SUN | PJM | 10786 | 3161 | 2022
onshore wind | TRUE | 63269 | N | . | Crowned Ridge Wind II Energy Center | Northern States Power Co - Minnesota | 13781 | SD | WNC | MRO |  | 22 | 1 | Electric Utility | WT | WND | WND | MISO | 3013292 | 883145 | 2022
solar pv | TRUE | 63270 | N | . | Strider Solar, LLC | Alchemy Renewable Energy | 62627 | NC | SAT | SERC |  | 22 | 2 | NAICS-22 Non-Cogen | PV | SUN | SUN | DUK | 29291 | 8585 | 2022
solar pv | TRUE | 63271 | N | . | Huntley | Cubico USA, LLC | 62161 | SC | SAT | SERC |  | 22 | 2 | NAICS-22 Non-Cogen | PV | SUN | SUN | SCEG | 559874 | 164090 | 2022
solar pv | TRUE | 63272 | N | . | Woodsdale Farm, LLC | Alchemy Renewable Energy | 62627 | NC | SAT | SERC |  | 22 | 2 | NAICS-22 Non-Cogen | PV | SUN | SUN | DUK | 12471 | 3655 | 2022
solar pv | TRUE | 63273 | N | . | Wagyu | Cubico USA, LLC | 62161 | TX | WSC | TRE |  | 22 | 2 | NAICS-22 Non-Cogen | PV | SUN | SUN | ERCO | 807276 | 236599 | 2022
solar pv | TRUE | 63276 | N | . | Mtn. Solar 1 | Standard Solar | 60531 | CO | MTN | WECC |  | 22 | 2 | NAICS-22 Non-Cogen | PV | SUN | SUN | PSCO | 9766 | 2862 | 2022
solar pv | TRUE | 63277 | N | . | Mtn. Solar 2 | Standard Solar | 60531 | CO | MTN | WECC |  | 22 | 2 | NAICS-22 Non-Cogen | PV | SUN | SUN | PSCO | 11229 | 3291 | 2022
solar pv | TRUE | 63278 | N | . | CO LI CSG 1 - Kamerra | Standard Solar | 60531 | CO | MTN | WECC |  | 22 | 2 | NAICS-22 Non-Cogen | PV | SUN | SUN | PSCO | 11859 | 3476 | 2022
solar pv | TRUE | 63279 | N | . | Barneveld Solar | Citizens Enterprises Corporation | 58871 | NY | MAT | NPCC |  | 22 | 2 | NAICS-22 Non-Cogen | PV | SUN | SUN | NYIS | 5019 | 1471 | 2022
other | TRUE | 63280 | N | . | AES Kekaha Solar, LLC Hybrid | AES Distributed Energy | 61012 | HI | PACN |  |  | 22 | 2 | NAICS-22 Non-Cogen | BA | MWH | OTH |  | 0 | -777 | 2022
solar pv | TRUE | 63280 | N | . | AES Kekaha Solar, LLC Hybrid | AES Distributed Energy | 61012 | HI | PACN |  |  | 22 | 2 | NAICS-22 Non-Cogen | PV | SUN | SUN |  | 93346 | 27358 | 2022
natural gas peaker | FALSE | 63285 | Y | . | Valero Wilmington Cogeneration Plant | Valero Wilmington | 63067 | CA | PACC | WECC |  | 32411 | 7 | Industrial NAICS Cogen | GT | NG | NG | LDWP | 1875152 | 221405 | 2022
solar pv | TRUE | 63286 | N | . | DG Amaze ACY1 | DG Amaze New Jersey, LLC | 63071 | NJ | MAT | RFC |  | 22 | 2 | NAICS-22 Non-Cogen | PV | SUN | SUN | PJM | 18687 | 5477 | 2022
onshore wind | TRUE | 63287 | N | . | Cerro Gordo Wind Farm | Cerro Gordo Wind Farm | 63072 | IA | WNC | MRO |  | 22 | 2 | NAICS-22 Non-Cogen | WT | WND | WND | MISO | 683423 | 200300 | 2022
solar pv | FALSE | 63289 | N | . | White Marsh Mall | White Marsh Mall | 63062 | MD | SAT | RFC |  | 441 | 4 | Commercial NAICS Non-Cogen | PV | SUN | SUN | PJM | 3911 | 1146 | 2022
solar pv | FALSE | 63290 | N | . | Natick Mall | Natick Mall | 63061 | MA | NEW | NPCC |  | 441 | 4 | Commercial NAICS Non-Cogen | PV | SUN | SUN | ISNE | 8005 | 2346 | 2022
solar pv | FALSE | 63291 | N | . | Grand Prix Solar | Diamond Properties | 63059 | NY | MAT | NPCC |  | 441 | 4 | Commercial NAICS Non-Cogen | PV | SUN | SUN | NYIS | 2169 | 635 | 2022
solar pv | FALSE | 63292 | N | . | 100 Brook Hill Drive Solar | Diamond Properties | 63059 | NY | MAT | NPCC |  | 441 | 4 | Commercial NAICS Non-Cogen | PV | SUN | SUN | NYIS | 7517 | 2203 | 2022
solar pv | TRUE | 63293 | N | . | Cottonwood Solar, LLC | Alchemy Renewable Energy | 62627 | NC | SAT | SERC |  | 22 | 2 | NAICS-22 Non-Cogen | PV | SUN | SUN | PJM | 17600 | 5158 | 2022
solar pv | FALSE | 63294 | N | . | Parking Lot Array | Cincinnati Zoo & Botanical Garden | 63079 | OH | ENC | RFC |  | 712 | 4 | Commercial NAICS Non-Cogen | PV | SUN | SUN | PJM | 4579 | 1342 | 2022
solar pv | TRUE | 63295 | N | . | Chicot Solar | Chicot Solar, LLC | 63073 | AR | WSC | SERC |  | 22 | 2 | NAICS-22 Non-Cogen | PV | SUN | SUN | MISO | 826798 | 242321 | 2022
solar pv | TRUE | 63296 | N | . | 232 Long Branch 29 Solar I, LLC | Alchemy Renewable Energy | 62627 | NC | SAT | SERC |  | 22 | 2 | NAICS-22 Non-Cogen | PV | SUN | SUN | DUK | 8122 | 2380 | 2022
solar pv | FALSE | 63297 | N | . | Hobart & William Smith College Gates Rd. | Dynamic Energy Solutions, LLC | 62994 | NY | MAT | NPCC |  | 611 | 4 | Commercial NAICS Non-Cogen | PV | SUN | SUN | NYIS | 10126 | 2968 | 2022
solar pv | FALSE | 63298 | N | . | Barrette Outdoor Living, Inc. | Dynamic Energy Solutions, LLC | 62994 | NJ | MAT | RFC |  | 339 | 6 | Industrial NAICS Non-Cogen | PV | SUN | SUN | PJM | 9479 | 2778 | 2022
solar pv | TRUE | 63299 | N | . | Harvest Beulaville, LLC | Alchemy Renewable Energy | 62627 | NC | SAT | SERC |  | 22 | 2 | NAICS-22 Non-Cogen | PV | SUN | SUN | CPLE | 12232 | 3585 | 2022
solar pv | TRUE | 63300 | N | . | Athos Solar Project | SE Athos I, LLC | 62983 | CA | PACC | WECC |  | 22 | 2 | NAICS-22 Non-Cogen | PV | SUN | SUN | CISO | 1502222 | 440276 | 2022
solar pv | TRUE | 63301 | N | . | Garrett Solar | SOLV Energy LLC | 63065 | OR | PACC | WECC |  | 22 | 2 | NAICS-22 Non-Cogen | PV | SUN | SUN | PACW | 86412 | 25326 | 2022
other | TRUE | 63302 | N | . | South Windsor Fuel Cell | South Energy Investments LLC | 62971 | CT | NEW | RFC |  | 22 | 2 | NAICS-22 Non-Cogen | FC | NG | NG | ISNE | 375728 | 40433 | 2022
solar pv | TRUE | 63303 | N | . | Alticor Inc - Solar Project | MN8 Energy LLC | 61944 | CA | PACC | WECC |  | 22 | 2 | NAICS-22 Non-Cogen | PV | SUN | SUN | CISO | 5616 | 1646 | 2022
solar pv | TRUE | 63304 | N | . | Allium Community Solar Garden, LLC | National Grid Renewables | 62759 | MN | WNC | MRO |  | 22 | 2 | NAICS-22 Non-Cogen | PV | SUN | SUN | MISO | 7218 | 2115 | 2022
solar pv | TRUE | 63305 | N | . | Aster Community Solar Garden, LLC | National Grid Renewables | 62759 | MN | WNC | MRO |  | 22 | 2 | NAICS-22 Non-Cogen | PV | SUN | SUN | MISO | 5978 | 1752 | 2022
solar pv | TRUE | 63307 | N | . | Westport Community Solar, LLC | National Grid Renewables | 62759 | MN | WNC | MRO |  | 22 | 2 | NAICS-22 Non-Cogen | PV | SUN | SUN | MISO | 6319 | 1852 | 2022
solar pv | TRUE | 63308 | N | . | Marigold Community Solar Garden, LLC | National Grid Renewables | 62759 | MN | WNC | MRO |  | 22 | 2 | NAICS-22 Non-Cogen | PV | SUN | SUN | MISO | 6715 | 1968 | 2022
solar pv | TRUE | 63309 | N | . | Honeysuckle Solar, LLC | National Grid Renewables | 62759 | MN | WNC | MRO |  | 22 | 2 | NAICS-22 Non-Cogen | PV | SUN | SUN | MISO | 6583 | 1930 | 2022
solar pv | TRUE | 63311 | N | . | Lantana Solar, LLC | National Grid Renewables | 62759 | MN | WNC | MRO |  | 22 | 2 | NAICS-22 Non-Cogen | PV | SUN | SUN | MISO | 7100 | 2081 | 2022
solar pv | TRUE | 63312 | N | . | Hyacinth Solar, LLC | National Grid Renewables | 62759 | MN | WNC | MRO |  | 22 | 2 | NAICS-22 Non-Cogen | PV | SUN | SUN | MISO | 6497 | 1904 | 2022
solar pv | TRUE | 63313 | N | . | Coral Bells Solar, LLC | National Grid Renewables | 62759 | MN | WNC | MRO |  | 22 | 2 | NAICS-22 Non-Cogen | PV | SUN | SUN | MISO | 5586 | 1637 | 2022
solar pv | TRUE | 63314 | N | . | Primrose Solar, LLC | National Grid Renewables | 62759 | MN | WNC | MRO |  | 22 | 2 | NAICS-22 Non-Cogen | PV | SUN | SUN | MISO | 6961 | 2040 | 2022
solar pv | TRUE | 63315 | N | . | Kerria Solar, LLC | National Grid Renewables | 62759 | MN | WNC | MRO |  | 22 | 2 | NAICS-22 Non-Cogen | PV | SUN | SUN | MISO | 5751 | 1685 | 2022
solar pv | TRUE | 63317 | N | . | Geranium Solar, LLC | National Grid Renewables | 62759 | MN | WNC | MRO |  | 22 | 2 | NAICS-22 Non-Cogen | PV | SUN | SUN | MISO | 6131 | 1797 | 2022
solar pv | TRUE | 63318 | N | . | Bellflower Solar, LLC | National Grid Renewables | 62759 | MN | WNC | MRO |  | 22 | 2 | NAICS-22 Non-Cogen | PV | SUN | SUN | MISO | 7169 | 2101 | 2022
solar pv | TRUE | 63319 | N | . | Iris Solar, LLC (MN) | National Grid Renewables | 62759 | MN | WNC | MRO |  | 22 | 2 | NAICS-22 Non-Cogen | PV | SUN | SUN | MISO | 7083 | 2076 | 2022
solar pv | TRUE | 63320 | N | . | Titan Solar Project | SE Titan, LLC | 63092 | TX | WSC | TRE |  | 22 | 2 | NAICS-22 Non-Cogen | PV | SUN | SUN | ERCO | 2453162 | 718981 | 2022
solar pv | TRUE | 63321 | N | . | Bingham Solar, LLC | National Grid Renewables | 62759 | MI | ENC | MRO |  | 22 | 2 | NAICS-22 Non-Cogen | PV | SUN | SUN | MISO | 135217 | 39630 | 2022
solar pv | TRUE | 63322 | N | . | Temperance Solar, LLC | National Grid Renewables | 62759 | MI | ENC | MRO |  | 22 | 2 | NAICS-22 Non-Cogen | PV | SUN | SUN | MISO | 139838 | 40984 | 2022
solar pv | TRUE | 63323 | N | . | Bluefin Origination 1 | Bluefin Origination 1, LLC | 63080 | MD | SAT | RFC |  | 22 | 2 | NAICS-22 Non-Cogen | PV | SUN | SUN | PJM | 14222 | 4168 | 2022
other | TRUE | 63324 | N | . | Camp Atterbury Microgrid Hybrid | Duke Energy Indiana, LLC | 15470 | IN | ENC | RFC |  | 22 | 1 | Electric Utility | BA | MWH | OTH | MISO | 0 | -323 | 2022
solar pv | TRUE | 63324 | N | . | Camp Atterbury Microgrid Hybrid | Duke Energy Indiana, LLC | 15470 | IN | ENC | RFC |  | 22 | 1 | Electric Utility | PV | SUN | SUN | MISO | 10392 | 3045 | 2022
onshore wind | TRUE | 63327 | N | . | Diamond Spring, LLC | Allete Clean Energy | 59496 | OK | WSC | MRO |  | 22 | 2 | NAICS-22 Non-Cogen | WT | WND | WND | SWPP | 3520520 | 1031805 | 2022
solar pv | TRUE | 63328 | N | . | Juno Solar Project | SE Juno, LLC | 63100 | TX | WSC | TRE |  | 22 | 2 | NAICS-22 Non-Cogen | PV | SUN | SUN | ERCO | 2789313 | 817501 | 2022
solar pv | TRUE | 63329 | N | . | Aragorn Solar Project | SE Aragorn, LLC | 63101 | TX | WSC | TRE |  | 22 | 2 | NAICS-22 Non-Cogen | PV | SUN | SUN | ERCO | 1382847 | 405289 | 2022
solar pv | TRUE | 63330 | N | . | Duus Solar, LLC | Alchemy Renewable Energy | 62627 | OR | PACC | WECC |  | 22 | 2 | NAICS-22 Non-Cogen | PV | SUN | SUN | PGE | 58382 | 17111 | 2022
solar pv | TRUE | 63331 | N | . | Firwood Solar, LLC | Alchemy Renewable Energy | 62627 | OR | PACC | WECC |  | 22 | 2 | NAICS-22 Non-Cogen | PV | SUN | SUN | PGE | 62399 | 18288 | 2022
solar pv | TRUE | 63332 | N | . | Aulander Hwy 42 Solar, LLC | Alchemy Renewable Energy | 62627 | NC | SAT | SERC |  | 22 | 2 | NAICS-22 Non-Cogen | PV | SUN | SUN | PJM | 31997 | 9378 | 2022
solar pv | TRUE | 63334 | N | . | Campus Drive Solar | NJR Clean Energy Ventures Corporation | 56990 | NJ | MAT | RFC |  | 22 | 2 | NAICS-22 Non-Cogen | PV | SUN | SUN | PJM | 21474 | 6294 | 2022
natural gas peaker | TRUE | 63335 | N | . | HO Clarke Generating | ProEnergy Services | 63082 | TX | WSC | TRE |  | 22 | 2 | NAICS-22 Non-Cogen | GT | NG | NG | ERCO | 3577848 | 347158 | 2022
solar pv | TRUE | 63336 | N | . | Sutton Solar 2, LLC CSG | Sutton Solar 2, LLC | 63106 | MA | NEW | NPCC |  | 22 | 2 | NAICS-22 Non-Cogen | PV | SUN | SUN | ISNE | 14636 | 4290 | 2022
other | TRUE | 63337 | N | . | Lansing Renewables, LLC | Lansing Renewables, LLC | 63107 | NY | MAT | NPCC |  | 22 | 2 | NAICS-22 Non-Cogen | BA | MWH | OTH | NYIS | 0 | 0 | 2022
solar pv | TRUE | 63337 | N | . | Lansing Renewables, LLC | Lansing Renewables, LLC | 63107 | NY | MAT | NPCC |  | 22 | 2 | NAICS-22 Non-Cogen | PV | SUN | SUN | NYIS | 15789 | 4628 | 2022
other | TRUE | 63338 | N | . | Granby Solar, LLC CSG | Granby Solar, LLC | 63108 | MA | NEW | NPCC |  | 22 | 2 | NAICS-22 Non-Cogen | BA | MWH | OTH | ISNE | 0 | 0 | 2022
solar pv | TRUE | 63338 | N | . | Granby Solar, LLC CSG | Granby Solar, LLC | 63108 | MA | NEW | NPCC |  | 22 | 2 | NAICS-22 Non-Cogen | PV | SUN | SUN | ISNE | 19034 | 5579 | 2022
solar pv | TRUE | 63339 | N | . | Hales Mills Solar, LLC | Hales Mills Solar, LLC | 63109 | NY | MAT | NPCC |  | 22 | 2 | NAICS-22 Non-Cogen | PV | SUN | SUN | NYIS | 17531 | 5138 | 2022
other | TRUE | 63340 | N | . | Owlville Creek Solar 2, LLC | Owlville Creek Solar 2, LLC | 63110 | NY | MAT | NPCC |  | 22 | 2 | NAICS-22 Non-Cogen | BA | MWH | OTH | NYIS | 0 | 0 | 2022
solar pv | TRUE | 63340 | N | . | Owlville Creek Solar 2, LLC | Owlville Creek Solar 2, LLC | 63110 | NY | MAT | NPCC |  | 22 | 2 | NAICS-22 Non-Cogen | PV | SUN | SUN | NYIS | 21122 | 6190 | 2022
other | TRUE | 63341 | N | . | Owlville Creek Solar, LLC | Owlville Creek Solar, LLC | 63111 | NY | MAT | NPCC |  | 22 | 2 | NAICS-22 Non-Cogen | BA | MWH | OTH | NYIS | 0 | 0 | 2022
solar pv | TRUE | 63341 | N | . | Owlville Creek Solar, LLC | Owlville Creek Solar, LLC | 63111 | NY | MAT | NPCC |  | 22 | 2 | NAICS-22 Non-Cogen | PV | SUN | SUN | NYIS | 18697 | 5480 | 2022
solar pv | TRUE | 63344 | N | . | Starvation | Starvation Solar I, LLC | 63121 | OR | PACC | WECC |  | 22 | 2 | NAICS-22 Non-Cogen | PV | SUN | SUN | BPAT | 81247 | 23812 | 2022
solar pv | TRUE | 63345 | N | . | Scotch Bonnet Solar, LLC | Scotch Bonnet Solar, LLC | 63119 | NC | SAT | SERC |  | 22 | 2 | NAICS-22 Non-Cogen | PV | SUN | SUN | CPLE | 24676 | 7232 | 2022
solar pv | TRUE | 63346 | N | . | Cubera Solar, LLC | Cubera Solar, LLC | 63120 | NC | SAT | SERC |  | 22 | 2 | NAICS-22 Non-Cogen | PV | SUN | SUN | CPLE | 13884 | 4069 | 2022
petroleum | FALSE | 63347 | Y | . | AOC, Capitol Power Plant | Architect of the Capitol, Capitol Power Plant | 63113 | DC | SAT | RFC |  | 921 | 5 | Commercial NAICS Cogen | GT | DFO | DFO | PJM | 208 | 17.866 | 2022
natural gas peaker | FALSE | 63347 | Y | . | AOC, Capitol Power Plant | Architect of the Capitol, Capitol Power Plant | 63113 | DC | SAT | RFC |  | 921 | 5 | Commercial NAICS Cogen | GT | NG | NG | PJM | 597574 | 51490.934 | 2022
solar pv | TRUE | 63349 | N | . | OE_AZ1 | AZ Solar 1, LLC | 63115 | AZ | MTN | WECC |  | 22 | 2 | NAICS-22 Non-Cogen | PV | SUN | SUN | WALC | 266595 | 78135 | 2022
solar pv | TRUE | 63350 | N | . | OE_GA3 | GA Solar 3, LLC | 63114 | GA | SAT | SERC |  | 22 | 2 | NAICS-22 Non-Cogen | PV | SUN | SUN | SOCO | 452262 | 132550 | 2022
solar pv | TRUE | 63351 | N | . | Bluebell Solar II | Bluebell Solar II, LLC | 63116 | TX | WSC | TRE |  | 22 | 2 | NAICS-22 Non-Cogen | PV | SUN | SUN | ERCO | 937462 | 274754 | 2022
solar pv | TRUE | 63353 | N | . | Allied Beverages Elizabeth | EnterSolar | 62067 | NJ | MAT | RFC |  | 22 | 2 | NAICS-22 Non-Cogen | PV | SUN | SUN | PJM | 19309 | 5659 | 2022
solar pv | TRUE | 63354 | N | . | Ticket Network South Windsor | EnterSolar | 62067 | CT | NEW | NPCC |  | 22 | 2 | NAICS-22 Non-Cogen | PV | SUN | SUN | ISNE | 5527 | 1620 | 2022
solar pv | TRUE | 63355 | N | . | Chanel Piscataway Rooftop | EnterSolar | 62067 | NJ | MAT | RFC |  | 22 | 2 | NAICS-22 Non-Cogen | PV | SUN | SUN | PJM | 10800 | 3165 | 2022
solar pv | TRUE | 63356 | N | . | Colonial Pipeline Allentown Chesterfield | EnterSolar | 62067 | NJ | MAT | RFC |  | 22 | 2 | NAICS-22 Non-Cogen | PV | SUN | SUN | PJM | 9877 | 2895 | 2022
solar pv | TRUE | 63357 | N | . | Colonial Pipeline Woodbury West Deptford | EnterSolar | 62067 | NJ | MAT | RFC |  | 22 | 2 | NAICS-22 Non-Cogen | PV | SUN | SUN | PJM | 19022 | 5575 | 2022
solar pv | TRUE | 63358 | N | . | Corbin Russwin Phase 3 Berlin | EnterSolar | 62067 | CT | NEW | NPCC |  | 22 | 2 | NAICS-22 Non-Cogen | PV | SUN | SUN | ISNE | 6121 | 1794 | 2022
solar pv | TRUE | 63361 | N | . | Medline Ind. Phase 2 Tracy | EnterSolar | 62067 | CA | PACC | WECC |  | 22 | 2 | NAICS-22 Non-Cogen | PV | SUN | SUN | CISO | 7243 | 2123 | 2022
solar pv | TRUE | 63363 | N | . | Niagara Bottling Stockton | EnterSolar | 62067 | CA | PACC | WECC |  | 22 | 2 | NAICS-22 Non-Cogen | PV | SUN | SUN | CISO | 5317 | 1558 | 2022
geothermal | TRUE | 63365 | N | . | Soda Lake 3 | AMOR IX, LLC | 63102 | NV | MTN | WECC |  | 22 | 2 | NAICS-22 Non-Cogen | BT | GEO | GEO | NEVP | 0 | 0 | 2022
geothermal | TRUE | 63365 | N | . | Soda Lake 3 | AMOR IX, LLC | 63102 | NV | MTN | WECC |  | 22 | 2 | NAICS-22 Non-Cogen | ST | GEO | GEO | NEVP | 414020 | 121342 | 2022
solar pv | FALSE | 63366 | N | . | 435A Bergen Avenue | Hartz Solar, LLC | 60268 | NJ | MAT | RFC |  | 421 | 4 | Commercial NAICS Non-Cogen | PV | SUN | SUN | PJM | 7694 | 2255 | 2022
solar pv | TRUE | 63367 | N | . | Strandness Garden | Strandness Garden LLC | 63131 | MN | WNC | MRO |  | 22 | 2 | NAICS-22 Non-Cogen | PV | SUN | SUN | MISO | 5274 | 1546 | 2022
solar pv | TRUE | 63368 | N | . | GSPP Gilman, LLC | Green Street Power Partners | 62719 | VT | NEW | NPCC |  | 22 | 2 | NAICS-22 Non-Cogen | PV | SUN | SUN | ISNE | 11512 | 3374 | 2022
solar pv | TRUE | 63369 | N | . | Riley Road LLC | Green Street Power Partners | 62719 | NY | MAT | NPCC |  | 22 | 2 | NAICS-22 Non-Cogen | PV | SUN | SUN | NYIS | 23362 | 6847 | 2022
solar pv | TRUE | 63370 | N | . | GSSP Schneider LLC | Green Street Power Partners | 62719 | MN | WNC | MRO |  | 22 | 2 | NAICS-22 Non-Cogen | PV | SUN | SUN | MISO | 27243 | 7985 | 2022
solar pv | TRUE | 63371 | N | . | Hope Solar Farm LLC | Green Street Power Partners | 62719 | NY | MAT | NPCC |  | 22 | 2 | NAICS-22 Non-Cogen | PV | SUN | SUN | NYIS | 11494 | 3369 | 2022
solar pv | TRUE | 63372 | N | . | Catlin Solar 1 LLC | Green Street Power Partners | 62719 | NY | MAT | NPCC |  | 22 | 2 | NAICS-22 Non-Cogen | PV | SUN | SUN | NYIS | 24286 | 7118 | 2022
solar pv | TRUE | 63373 | N | . | Saratoga Solar LLC | Green Street Power Partners | 62719 | NY | MAT | NPCC |  | 22 | 2 | NAICS-22 Non-Cogen | PV | SUN | SUN | NYIS | 26627 | 7804 | 2022
solar pv | TRUE | 63374 | N | . | CP Middletown Solar I LLC | Green Street Power Partners | 62719 | CT | NEW | NPCC |  | 22 | 2 | NAICS-22 Non-Cogen | PV | SUN | SUN | ISNE | 6140 | 1800 | 2022
solar pv | TRUE | 63375 | N | . | CP Middletown Solar II LLC | Green Street Power Partners | 62719 | CT | NEW | NPCC |  | 22 | 2 | NAICS-22 Non-Cogen | PV | SUN | SUN | ISNE | 6084 | 1783 | 2022
solar pv | TRUE | 63376 | N | . | Phelan Pinon Hills CSD Solar | Phelan Pinon Hills Community Services District | 63125 | CA | PACC | WECC |  | 22 | 2 | NAICS-22 Non-Cogen | PV | SUN | SUN | CISO | 9189 | 2693 | 2022
solar pv | TRUE | 63377 | N | . | ESA Hamlet NC , LLC | ESA Hamlet NC LLC | 62852 | NC | SAT | SERC |  | 22 | 2 | NAICS-22 Non-Cogen | PV | SUN | SUN | CPLE | 29937 | 8774 | 2022
solar pv | TRUE | 63378 | N | . | Wapello Solar LLC | Wapello Solar LLC | 63129 | IA | WNC | MRO |  | 22 | 2 | NAICS-22 Non-Cogen | PV | SUN | SUN | MISO | 725453 | 212618 | 2022
solar pv | TRUE | 63379 | N | . | Mtn. Solar 3 CSG | Standard Solar | 60531 | CO | MTN | WECC |  | 22 | 2 | NAICS-22 Non-Cogen | PV | SUN | SUN | PSCO | 8577 | 2514 | 2022
solar pv | TRUE | 63380 | N | . | Goodhue Community Solar One LLC CSG | Madison Energy Holdings LLC | 62915 | MN | WNC | MRO |  | 22 | 2 | NAICS-22 Non-Cogen | PV | SUN | SUN | MISO | 5620 | 1647 | 2022
solar pv | TRUE | 63381 | N | . | Railroad Solar Farm, LLC | Alchemy Renewable Energy | 62627 | NC | SAT | SERC |  | 22 | 2 | NAICS-22 Non-Cogen | PV | SUN | SUN | CPLE | 24545 | 7194 | 2022
solar pv | TRUE | 63383 | N | . | ATOOD Solar IV, LLC | Alchemy Renewable Energy | 62627 | NC | SAT | SERC |  | 22 | 2 | NAICS-22 Non-Cogen | PV | SUN | SUN | CPLE | 24248 | 7107 | 2022
onshore wind | TRUE | 63384 | N | . | Bennington Wind | Minonk Stewardship Wind LLC | 63139 | IL | ENC | SERC |  | 22 | 2 | NAICS-22 Non-Cogen | WT | WND | WND | MISO | 1163721 | 341067 | 2022
solar pv | TRUE | 63385 | N | . | Castaic Lake Phase II | MN8 Energy LLC | 61944 | CA | PACC | WECC |  | 22 | 2 | NAICS-22 Non-Cogen | PV | SUN | SUN | CISO | 9431 | 2764 | 2022
solar pv | TRUE | 63387 | N | . | Rancho Seco Solar II, LLC | Rancho Seco Solar II, LLC | 63141 | CA | PACC | WECC |  | 22 | 2 | NAICS-22 Non-Cogen | PV | SUN | SUN | BANC | 739432 | 216715 | 2022
solar pv | TRUE | 63388 | N | . | Oxy Renewable Energy - Goldsmith | Oxy Renewable Energy LLC | 63183 | TX | WSC | TRE |  | 22 | 2 | NAICS-22 Non-Cogen | PV | SUN | SUN | ERCO | 147824 | 43324 | 2022
onshore wind | TRUE | 63389 | N | . | Jordan Creek Wind Farm, LLC | Jordan Creek Wind Farm, LLC | 63128 | IN | ENC | RFC |  | 22 | 2 | NAICS-22 Non-Cogen | WT | WND | WND | MISO | 4647646 | 1362147 | 2022
solar pv | TRUE | 63390 | N | . | Shelby Solar Array | AEP Onsite Partners, LLC | 60571 | OH | ENC | RFC |  | 22 | 2 | NAICS-22 Non-Cogen | PV | SUN | SUN | PJM | 12237 | 3586 | 2022
solar pv | TRUE | 63391 | N | . | City of Rio Rancho WWTP | New Mexico Renewable Development LLC | 61724 | NM | MTN | WECC |  | 22 | 2 | NAICS-22 Non-Cogen | PV | SUN | SUN | PNM | 9496 | 2783 | 2022
solar pv | TRUE | 63392 | N | . | DEC Phase II at Georgetown | Luminace Solar MC, LLC | 61419 | DE | SAT | RFC |  | 22 | 2 | NAICS-22 Non-Cogen | PV | SUN | SUN | PJM | 19892 | 5830 | 2022
onshore wind | TRUE | 63393 | N | . | Cuming County Renewables, LLC | Cuming County Renewables. LLC | 63124 | NE | WNC | MRO |  | 22 | 2 | NAICS-22 Non-Cogen | WT | WND | WND | SWPP | 32016 | 9383 | 2022
solar pv | TRUE | 63394 | N | . | Falls Creek Garden | Falls Creek Garden LLC | 63143 | MN | WNC | MRO |  | 22 | 2 | NAICS-22 Non-Cogen | PV | SUN | SUN | MISO | 5676 | 1663 | 2022
solar pv | TRUE | 63395 | N | . | Star Garden | Star Garden LLC | 63144 | MN | WNC | MRO |  | 22 | 2 | NAICS-22 Non-Cogen | PV | SUN | SUN | MISO | 5156 | 1511 | 2022
solar pv | TRUE | 63396 | N | . | Buffalo Garden | Buffalo Garden LLC | 63157 | MN | WNC | MRO |  | 22 | 2 | NAICS-22 Non-Cogen | PV | SUN | SUN | MISO | 5724 | 1677 | 2022
solar pv | TRUE | 63397 | N | . | Loon Garden | Loon Garden LLC | 63158 | MN | WNC | MRO |  | 22 | 2 | NAICS-22 Non-Cogen | PV | SUN | SUN | MISO | 5937 | 1740 | 2022
other | TRUE | 63398 | N | . | Kearsarge Amesbury Hybrid | Kearsarge Amesbury LLC | 63163 | MA | NEW | NPCC |  | 22 | 2 | NAICS-22 Non-Cogen | BA | MWH | OTH | ISNE | 0 | -134 | 2022
solar pv | TRUE | 63398 | N | . | Kearsarge Amesbury Hybrid | Kearsarge Amesbury LLC | 63163 | MA | NEW | NPCC |  | 22 | 2 | NAICS-22 Non-Cogen | PV | SUN | SUN | ISNE | 19946 | 5846 | 2022
solar pv | TRUE | 63399 | N | . | Galesburg Solar Array | AEP Onsite Partners, LLC | 60571 | IL | ENC | SERC |  | 22 | 2 | NAICS-22 Non-Cogen | PV | SUN | SUN | MISO | 10499 | 3077 | 2022
solar pv | TRUE | 63400 | N | . | Stearns Solar I | Stearns Solar I LLC | 63159 | MN | WNC | MRO |  | 22 | 2 | NAICS-22 Non-Cogen | PV | SUN | SUN | MISO | 7213 | 2114 | 2022
solar pv | TRUE | 63401 | N | . | Olinda Trail Solar | Olinda Trail Solar LLC | 63160 | MN | WNC | MRO |  | 22 | 2 | NAICS-22 Non-Cogen | PV | SUN | SUN | MISO | 6984 | 2047 | 2022
solar pv | TRUE | 63402 | N | . | New Munich Solar | New Munich Solar LLC | 63161 | MN | WNC | MRO |  | 22 | 2 | NAICS-22 Non-Cogen | PV | SUN | SUN | MISO | 7387 | 2165 | 2022
solar pv | TRUE | 63403 | N | . | Clara City Solar | Clara City Solar LLC | 63162 | MN | WNC | MRO |  | 22 | 2 | NAICS-22 Non-Cogen | PV | SUN | SUN | MISO | 6071 | 1779 | 2022
solar pv | TRUE | 63404 | N | . | Thermo Fisher | MN8 Energy LLC | 61944 | NJ | MAT | RFC |  | 22 | 2 | NAICS-22 Non-Cogen | PV | SUN | SUN | PJM | 6627 | 1942 | 2022
solar pv | TRUE | 63405 | N | . | Pearl II | Nautilus Solar Solutions | 61227 | NY | MAT | NPCC |  | 22 | 2 | NAICS-22 Non-Cogen | PV | SUN | SUN | NYIS | 11008 | 3227 | 2022
solar pv | TRUE | 63406 | N | . | Vermillion River_MN_GRE DEA-GM | SoCore Energy LLC | 60520 | MN | WNC | MRO |  | 22 | 2 | NAICS-22 Non-Cogen | PV | SUN | SUN | MISO | 16499 | 4836 | 2022
solar pv | TRUE | 63407 | N | . | Macedon | Solar Planet Power | 62923 | NY | MAT | NPCC |  | 22 | 2 | NAICS-22 Non-Cogen | PV | SUN | SUN | NYIS | 8585 | 2516 | 2022
solar pv | TRUE | 63408 | N | . | Whittier | Solar Planet Power | 62923 | NY | MAT | NPCC |  | 22 | 2 | NAICS-22 Non-Cogen | PV | SUN | SUN | NYIS | 8900 | 2608 | 2022
solar pv | TRUE | 63409 | N | . | Williamson | Solar Planet Power | 62923 | NY | MAT | NPCC |  | 22 | 2 | NAICS-22 Non-Cogen | PV | SUN | SUN | NYIS | 6176 | 1810 | 2022
solar pv | TRUE | 63410 | N | . | Bennett | Solar Planet Power | 62923 | NY | MAT | NPCC |  | 22 | 2 | NAICS-22 Non-Cogen | PV | SUN | SUN | NYIS | 5960 | 1747 | 2022
solar pv | TRUE | 63411 | N | . | Greenwich Solar 1, LLC CSG | AES Distributed Energy | 61012 | NY | MAT | NPCC |  | 22 | 2 | NAICS-22 Non-Cogen | PV | SUN | SUN | NYIS | 28681 | 8406 | 2022
solar pv | TRUE | 63413 | N | . | LTMUA | MN8 Energy LLC | 61944 | NJ | MAT | RFC |  | 22 | 2 | NAICS-22 Non-Cogen | PV | SUN | SUN | PJM | 5831 | 1709 | 2022
solar pv | TRUE | 63414 | N | . | IOS II-LAX9 | IOS II LLC | 61620 | CA | PACC | WECC |  | 22 | 2 | NAICS-22 Non-Cogen | PV | SUN | SUN | CISO | 2291 | 671 | 2022
other | TRUE | 63415 | N | . | Middletown Solar 1, LLC Hybrid CSG | AES Distributed Energy | 61012 | NY | MAT | NPCC |  | 22 | 2 | NAICS-22 Non-Cogen | BA | MWH | OTH | NYIS | 0 | -73 | 2022
solar pv | TRUE | 63415 | N | . | Middletown Solar 1, LLC Hybrid CSG | AES Distributed Energy | 61012 | NY | MAT | NPCC |  | 22 | 2 | NAICS-22 Non-Cogen | PV | SUN | SUN | NYIS | 10686 | 3132 | 2022
solar pv | FALSE | 63416 | N | . | Sierra Pacific Industries (2042-RD) | Sierra Pacific Industries | 17164 | CA | PACC | WECC |  | 321 | 6 | Industrial NAICS Non-Cogen | PV | SUN | SUN | CISO | 60819 | 17825 | 2022
solar pv | TRUE | 63417 | N | . | Goodhue Community Solar Three LLC CSG | Madison Energy Holdings LLC | 62915 | MN | WNC | MRO |  | 22 | 2 | NAICS-22 Non-Cogen | PV | SUN | SUN | MISO | 5412 | 1586 | 2022
solar pv | TRUE | 63418 | N | . | DGS Wasco State Prison | Forefront Power, LLC | 62856 | CA | PACC | WECC |  | 22 | 2 | NAICS-22 Non-Cogen | PV | SUN | SUN | CISO | 17165 | 5031 | 2022
solar pv | TRUE | 63419 | N | . | DGS Central California Womens Facility | Forefront Power, LLC | 62856 | CA | PACC | WECC |  | 22 | 2 | NAICS-22 Non-Cogen | PV | SUN | SUN | CISO | 13944 | 4087 | 2022
other | TRUE | 63420 | N | . | Fresno Bullard High School Hybrid | Forefront Power, LLC | 62856 | CA | PACC | WECC |  | 22 | 2 | NAICS-22 Non-Cogen | BA | MWH | OTH | CISO | 0 | -13 | 2022
solar pv | TRUE | 63420 | N | . | Fresno Bullard High School Hybrid | Forefront Power, LLC | 62856 | CA | PACC | WECC |  | 22 | 2 | NAICS-22 Non-Cogen | PV | SUN | SUN | CISO | 7589 | 2224 | 2022
other | TRUE | 63421 | N | . | Fresno Hoover High School Hybrid | Forefront Power, LLC | 62856 | CA | PACC | WECC |  | 22 | 2 | NAICS-22 Non-Cogen | BA | MWH | OTH | CISO | 0 | -7 | 2022
solar pv | TRUE | 63421 | N | . | Fresno Hoover High School Hybrid | Forefront Power, LLC | 62856 | CA | PACC | WECC |  | 22 | 2 | NAICS-22 Non-Cogen | PV | SUN | SUN | CISO | 7197 | 2109 | 2022
other | TRUE | 63422 | N | . | Fresno Sunnyside High School Hybrid | Forefront Power, LLC | 62856 | CA | PACC | WECC |  | 22 | 2 | NAICS-22 Non-Cogen | BA | MWH | OTH | CISO | 0 | -10 | 2022
solar pv | TRUE | 63422 | N | . | Fresno Sunnyside High School Hybrid | Forefront Power, LLC | 62856 | CA | PACC | WECC |  | 22 | 2 | NAICS-22 Non-Cogen | PV | SUN | SUN | CISO | 8589 | 2517 | 2022
natural gas peaker | TRUE | 63423 | Y | . | BYU Central Heating Plant | Brigham Young University (BYU) | 63170 | UT | MTN | WECC |  | 22 | 3 | NAICS-22 Cogen | GT | NG | NG | PACE | 1231153 | 113438 | 2022
solar pv | TRUE | 63424 | N | . | Straight Garden Solar | Straight Garden LLC | 63171 | MN | WNC | MRO |  | 22 | 2 | NAICS-22 Non-Cogen | PV | SUN | SUN | MISO | 5874 | 1722 | 2022
solar pv | TRUE | 63425 | N | . | Leven Garden Solar | Leven Garden LLC | 63172 | MN | WNC | MRO |  | 22 | 2 | NAICS-22 Non-Cogen | PV | SUN | SUN | MISO | 5935 | 1739 | 2022
solar pv | TRUE | 63426 | N | . | Zumbro Solar Garden | Zumbro Garden LLC | 63173 | MN | WNC | MRO |  | 22 | 2 | NAICS-22 Non-Cogen | PV | SUN | SUN | MISO | 5559 | 1629 | 2022
solar pv | TRUE | 63427 | N | . | Mud Garden Solar | Mud Garden LLC | 63175 | MN | WNC | MRO |  | 22 | 2 | NAICS-22 Non-Cogen | PV | SUN | SUN | MISO | 5955 | 1745 | 2022
solar pv | TRUE | 63428 | N | . | IGS CC, LLC | Greenbacker Renewable Energy Corporation | 60025 | DC | SAT | RFC |  | 22 | 2 | NAICS-22 Non-Cogen | PV | SUN | SUN | PJM | 7311 | 2143 | 2022
solar pv | TRUE | 63429 | N | . | Erin Garden Solar | Erin Garden LLC | 63176 | MN | WNC | MRO |  | 22 | 2 | NAICS-22 Non-Cogen | PV | SUN | SUN | MISO | 5819 | 1706 | 2022
solar pv | TRUE | 63430 | N | . | Chub Garden Solar | Chub Garden LLC | 63177 | MN | WNC | MRO |  | 22 | 2 | NAICS-22 Non-Cogen | PV | SUN | SUN | MISO | 5412 | 1586 | 2022
onshore wind | TRUE | 63431 | N | . | Cisco | Allete Clean Energy | 59496 | MN | WNC | MRO |  | 22 | 2 | NAICS-22 Non-Cogen | WT | WND | WND | MISO | 59862 | 17545 | 2022
onshore wind | TRUE | 63432 | N | . | Lincoln Heights I | Allete Clean Energy | 59496 | MN | WNC | MRO |  | 22 | 2 | NAICS-22 Non-Cogen | WT | WND | WND | MISO | 44480 | 13037 | 2022
onshore wind | TRUE | 63433 | N | . | Lincoln Heights II | Allete Clean Energy | 59496 | MN | WNC | MRO |  | 22 | 2 | NAICS-22 Non-Cogen | WT | WND | WND | MISO | 31144 | 9128 | 2022
solar pv | TRUE | 63434 | N | . | Maston Garden Solar | Maston Garden LLC | 63174 | MN | WNC | MRO |  | 22 | 2 | NAICS-22 Non-Cogen | PV | SUN | SUN | MISO | 5948 | 1743 | 2022
onshore wind | TRUE | 63436 | N | . | Corriedale Wind Energy | Black Hills Service Company LLC | 56771 | WY | MTN | WECC |  | 22 | 1 | Electric Utility | WT | WND | WND | WACM | 824611 | 241680 | 2022
other | TRUE | 63438 | Y | . | UB Fuel Cell | UB Fuel Cell | 65296 | CT | NEW | NPCC |  | 22 | 3 | NAICS-22 Cogen | FC | NG | NG | ISNE | 101735 | 10865 | 2022
other | TRUE | 63439 | Y | . | Central CA Fuel Cell 1 | Central CA Fuel Cell 1 | 65297 | CA | PACC | NPCC |  | 22 | 3 | NAICS-22 Cogen | FC | NG | NG | CISO | 191266 | 20045 | 2022
solar pv | TRUE | 63440 | N | . | Sun Streams 2 | Sun Streams 2, LLC | 64851 | AZ | MTN | WECC |  | 22 | 2 | NAICS-22 Non-Cogen | PV | SUN | SUN | CISO | 1349172 | 395420 | 2022
solar pv | TRUE | 63442 | N | . | Tickle Creek Solar | Neighborhood Power Corp. | 63185 | OR | PACC | WECC |  | 22 | 2 | NAICS-22 Non-Cogen | PV | SUN | SUN | PGE | 9955 | 2917 | 2022
solar pv | TRUE | 63443 | N | . | Thomas Creek Solar | Neighborhood Power Corp. | 63185 | OR | PACC | WECC |  | 22 | 2 | NAICS-22 Non-Cogen | PV | SUN | SUN | PGE | 12839 | 3763 | 2022
solar pv | TRUE | 63444 | N | . | 1001 Ebenezer Church Solar | 1001 Ebenezer Church Solar, LLC | 63186 | NC | SAT | SERC |  | 22 | 2 | NAICS-22 Non-Cogen | PV | SUN | SUN | DUK | 30482 | 8934 | 2022
solar pv | TRUE | 63445 | N | . | 1009 Yadkin Solar | 1009 Yadkin Solar, LLC | 63190 | NC | SAT | SERC |  | 22 | 2 | NAICS-22 Non-Cogen | PV | SUN | SUN | DUK | 27112 | 7946 | 2022
solar pv | TRUE | 63446 | N | . | 1073 Onslow Solar | 1073 Onslow Solar, LLC | 63191 | NC | SAT | SERC |  | 22 | 2 | NAICS-22 Non-Cogen | PV | SUN | SUN | DUK | 30665 | 8987 | 2022
solar pv | TRUE | 63447 | N | . | 1008 Matthews Solar | 1008 Matthews Solar, LLC | 63192 | NC | SAT | SERC |  | 22 | 2 | NAICS-22 Non-Cogen | PV | SUN | SUN | DUK | 30752 | 9013 | 2022
solar pv | TRUE | 63448 | N | . | 1045 Tomlin Mill Solar | 1045 Tomlin Mill Solar, LLC | 63193 | NC | SAT | SERC |  | 22 | 2 | NAICS-22 Non-Cogen | PV | SUN | SUN | DUK | 29357 | 8604 | 2022
solar pv | TRUE | 63449 | N | . | Lang Solar Farm | Lang Solar Farm, LLC | 63197 | NC | SAT | SERC |  | 22 | 2 | NAICS-22 Non-Cogen | PV | SUN | SUN | DUK | 32671 | 9575 | 2022
solar pv | TRUE | 63450 | N | . | Chenango Solar | Citizens Enterprises Corporation | 58871 | NY | MAT | NPCC |  | 22 | 2 | NAICS-22 Non-Cogen | PV | SUN | SUN | NYIS | 22580 | 6618 | 2022
solar pv | TRUE | 63451 | N | . | Monroe Solar Farm, LLC | NJR Clean Energy Ventures Corporation | 56990 | NJ | MAT | RFC |  | 22 | 2 | NAICS-22 Non-Cogen | PV | SUN | SUN | PJM | 65142 | 19092 | 2022
solar pv | TRUE | 63452 | N | . | Solvay Solar | West Deptford Distributed Solar, LLC | 63188 | NJ | MAT | NPCC |  | 22 | 2 | NAICS-22 Non-Cogen | PV | SUN | SUN | PJM | 34946 | 10242 | 2022
solar pv | TRUE | 63453 | N | . | Malmedal Solar Garden | Malmedal Garden LLC | 63194 | MN | WNC | MRO |  | 22 | 2 | NAICS-22 Non-Cogen | PV | SUN | SUN | MISO | 5106 | 1497 | 2022
solar pv | TRUE | 63454 | N | . | Wollan Garden Solar | Wollan Garden LLC | 63195 | MN | WNC | MRO |  | 22 | 2 | NAICS-22 Non-Cogen | PV | SUN | SUN | MISO | 4771 | 1399 | 2022
solar pv | TRUE | 63455 | N | . | RE-VFO LLC | RE-VFO LLC | 63198 | CA | PACC | WECC |  | 22 | 2 | NAICS-22 Non-Cogen | PV | SUN | SUN | CISO | 6608 | 1937 | 2022
solar pv | TRUE | 63456 | N | . | St Louis Solar | Neighborhood Power Corp. | 63185 | OR | PACC | WECC |  | 22 | 2 | NAICS-22 Non-Cogen | PV | SUN | SUN | PGE | 13487 | 3953 | 2022
petroleum | TRUE | 63457 | N | . | Progress Drive Generation Station | City of Shelby - (OH) | 17043 | OH | ENC | RFC |  | 22 | 1 | Electric Utility | IC | DFO | DFO | PJM | 1755 | 160 | 2022
solar pv | TRUE | 63459 | N | . | Selective Insurance | Selective Insurance | 63203 | NJ | MAT | RFC |  | 22 | 2 | NAICS-22 Non-Cogen | PV | SUN | SUN | PJM | 12455 | 3650 | 2022
onshore wind | TRUE | 63460 | N | . | Rock County Wind Fuel, LLC | Rock County Wind Fuel, LLC | 63189 | MN | WNC | MRO |  | 22 | 2 | NAICS-22 Non-Cogen | WT | WND | WND | MISO | 75729 | 22195 | 2022
solar pv | TRUE | 63461 | N | . | Bonefish Solar | Bonefish Solar, LLC | 63201 | SC | SAT | SERC |  | 22 | 2 | NAICS-22 Non-Cogen | PV | SUN | SUN | DUK | 14282 | 4186 | 2022
solar pv | TRUE | 63462 | N | . | Pika Solar | Pika Solar, LLC | 63202 | OR | PACC | WECC |  | 22 | 2 | NAICS-22 Non-Cogen | PV | SUN | SUN | PGE | 11442 | 3353 | 2022
solar pv | TRUE | 63463 | N | . | Mohea Solar Energy Center, LLC | Mohea Solar Energy Center, LLC | 63204 | SC | SAT | SERC |  | 22 | 2 | NAICS-22 Non-Cogen | PV | SUN | SUN | DUK | 25827 | 7570 | 2022
solar pv | TRUE | 63464 | N | . | Brush Creek Solar | Brush Creek Solar, LLC | 63205 | OR | PACC | WECC |  | 22 | 2 | NAICS-22 Non-Cogen | PV | SUN | SUN | PGE | 10393 | 3046 | 2022
solar pv | TRUE | 63465 | N | . | Minke Solar | Minke Solar, LLC | 63206 | OR | PACC | WECC |  | 22 | 2 | NAICS-22 Non-Cogen | PV | SUN | SUN | PGE | 10143 | 2973 | 2022
solar pv | TRUE | 63466 | N | . | Drift Creek Solar | Drift Creek Solar, LLC | 63207 | OR | PACC | WECC |  | 22 | 2 | NAICS-22 Non-Cogen | PV | SUN | SUN | PGE | 11817 | 3463 | 2022
solar pv | TRUE | 63467 | N | . | Bighorn Solar | Bighorn Solar, LLC | 63208 | OR | PACC | WECC |  | 22 | 2 | NAICS-22 Non-Cogen | PV | SUN | SUN | PGE | 11522 | 3377 | 2022
other | TRUE | 63468 | N | . | Hurteau Solar Project Hybrid | AES Distributed Energy | 61012 | MA | NEW | NPCC |  | 22 | 2 | NAICS-22 Non-Cogen | BA | MWH | OTH | ISNE | 0 | -17 | 2022
solar pv | TRUE | 63468 | N | . | Hurteau Solar Project Hybrid | AES Distributed Energy | 61012 | MA | NEW | NPCC |  | 22 | 2 | NAICS-22 Non-Cogen | PV | SUN | SUN | ISNE | 10860 | 3183 | 2022
other | TRUE | 63469 | N | . | Alicea Solar Project Hybrid CSG | AES Distributed Energy | 61012 | MA | NEW | NPCC |  | 22 | 2 | NAICS-22 Non-Cogen | BA | MWH | OTH | ISNE | 0 | -15 | 2022
solar pv | TRUE | 63469 | N | . | Alicea Solar Project Hybrid CSG | AES Distributed Energy | 61012 | MA | NEW | NPCC |  | 22 | 2 | NAICS-22 Non-Cogen | PV | SUN | SUN | ISNE | 14285 | 4187 | 2022
other | TRUE | 63470 | N | . | McDougle-Mitchell Solar Project Hybrid CSG | AES Distributed Energy | 61012 | MA | NEW | NPCC |  | 22 | 2 | NAICS-22 Non-Cogen | BA | MWH | OTH | ISNE | 0 | -69 | 2022
solar pv | TRUE | 63470 | N | . | McDougle-Mitchell Solar Project Hybrid CSG | AES Distributed Energy | 61012 | MA | NEW | NPCC |  | 22 | 2 | NAICS-22 Non-Cogen | PV | SUN | SUN | ISNE | 26306 | 7710 | 2022
other | TRUE | 63472 | N | . | Cycz Solar Project CSG Hybrid | AES Distributed Energy | 61012 | MA | NEW | NPCC |  | 22 | 2 | NAICS-22 Non-Cogen | BA | MWH | OTH | ISNE | 0 | -43 | 2022
solar pv | TRUE | 63472 | N | . | Cycz Solar Project CSG Hybrid | AES Distributed Energy | 61012 | MA | NEW | NPCC |  | 22 | 2 | NAICS-22 Non-Cogen | PV | SUN | SUN | ISNE | 10583 | 3102 | 2022
other | TRUE | 63473 | N | . | West A&B Solar Project Hybrid CSG | AES Distributed Energy | 61012 | MA | NEW | NPCC |  | 22 | 2 | NAICS-22 Non-Cogen | BA | MWH | OTH | ISNE | 0 | -49 | 2022
solar pv | TRUE | 63473 | N | . | West A&B Solar Project Hybrid CSG | AES Distributed Energy | 61012 | MA | NEW | NPCC |  | 22 | 2 | NAICS-22 Non-Cogen | PV | SUN | SUN | ISNE | 17162 | 5030 | 2022
other | TRUE | 63474 | N | . | Annese Solar Project Hybrid CSG | AES Distributed Energy | 61012 | MA | NEW | NPCC |  | 22 | 2 | NAICS-22 Non-Cogen | BA | MWH | OTH | ISNE | 0 | -181 | 2022
solar pv | TRUE | 63474 | N | . | Annese Solar Project Hybrid CSG | AES Distributed Energy | 61012 | MA | NEW | NPCC |  | 22 | 2 | NAICS-22 Non-Cogen | PV | SUN | SUN | ISNE | 27970 | 8198 | 2022
other | TRUE | 63475 | N | . | Randall Solar Project Hybrid | AES Distributed Energy | 61012 | MA | NEW | NPCC |  | 22 | 2 | NAICS-22 Non-Cogen | BA | MWH | OTH | ISNE | 0 | 41 | 2022
solar pv | TRUE | 63475 | N | . | Randall Solar Project Hybrid | AES Distributed Energy | 61012 | MA | NEW | NPCC |  | 22 | 2 | NAICS-22 Non-Cogen | PV | SUN | SUN | ISNE | 21464 | 6291 | 2022
solar pv | TRUE | 63476 | N | . | Saint Solar | Saint Solar LLC | 63210 | AZ | MTN | WECC |  | 22 | 2 | NAICS-22 Non-Cogen | PV | SUN | SUN | SRP | 1011525 | 296461 | 2022
solar pv | TRUE | 63477 | N | . | Alcalde Solar Array | Jemez Cuba LLC | 63213 | NM | MTN | WECC |  | 22 | 2 | NAICS-22 Non-Cogen | PV | SUN | SUN | PNM | 21276 | 6236 | 2022
natural gas peaker | FALSE | 63478 | Y | . | Ross Hall Central Utility Plant | The George Washington University | 63209 | DC | SAT | RFC |  | 611 | 5 | Commercial NAICS Cogen | GT | NG | NG | PJM | 197270 | 16998.1 | 2022
onshore wind | TRUE | 63479 | N | . | Traverse Wind Project, LLC | Invenergy Services LLC | 49893 | OK | WSC | MRO |  | 22 | 2 | NAICS-22 Non-Cogen | WT | WND | WND | SWPP | 7792483 | 2283846 | 2022
solar pv | TRUE | 63480 | N | . | Roberds Garden CSG | Roberds Garden LLC | 63219 | MN | WNC | MRO |  | 22 | 2 | NAICS-22 Non-Cogen | PV | SUN | SUN | MISO | 5578 | 1635 | 2022
solar pv | TRUE | 63481 | N | . | Clear Garden CSG | Clear Garden LLC | 63215 | MN | WNC | MRO |  | 22 | 2 | NAICS-22 Non-Cogen | PV | SUN | SUN | MISO | 5522 | 1618 | 2022
onshore wind | TRUE | 63482 | N | . | Point Wind | Terra-Gen Operating Co-Wind | 2770 | CA | PACC | WECC |  | 22 | 2 | NAICS-22 Non-Cogen | WT | WND | WND | CISO | 703182 | 206091 | 2022
petroleum | FALSE | 63483 | Y | . | ACM - Midtown Thermal | Cartier Energy, LLC | 65384 | NJ | MAT | RFC |  | 22133 | 5 | Commercial NAICS Cogen | GT | DFO | DFO | PJM | 139 | 12.841 | 2022
natural gas peaker | FALSE | 63483 | Y | . | ACM - Midtown Thermal | Cartier Energy, LLC | 65384 | NJ | MAT | RFC |  | 22133 | 5 | Commercial NAICS Cogen | GT | NG | NG | PJM | 503647 | 44283.159 | 2022
solar pv | TRUE | 63484 | N | . | Gohman Community Solar (CSG) | Gohman Community Solar LLC | 63228 | MN | WNC | MRO |  | 22 | 2 | NAICS-22 Non-Cogen | PV | SUN | SUN | MISO | 5434 | 1593 | 2022
natural gas peaker | TRUE | 63485 | Y | . | ECP Uptown Campus | ECP Uptown Campus LLC | 63220 | PA | MAT | RFC |  | 22 | 3 | NAICS-22 Cogen | GT | NG | NG | PJM | 323695 | 27891.78 | 2022
other | TRUE | 63486 | N | . | D'Arrigo Brothers - Phase 4 | CalCom Energy | 63226 | CA | PACC | WECC |  | 22 | 2 | NAICS-22 Non-Cogen | BA | MWH | OTH | CISO | 0 | 0 | 2022
solar pv | TRUE | 63486 | N | . | D'Arrigo Brothers - Phase 4 | CalCom Energy | 63226 | CA | PACC | WECC |  | 22 | 2 | NAICS-22 Non-Cogen | PV | SUN | SUN | CISO | 15471 | 4534 | 2022
solar pv | TRUE | 63487 | N | . | Wister Solar | Wister Solar | 63225 | CA | PACC | WECC |  | 22 | 2 | NAICS-22 Non-Cogen | PV | SUN | SUN | IID | 64327 | 18853 | 2022
onshore wind | TRUE | 63489 | N | . | Sundance Wind Project, LLC | Public Service Co of Oklahoma | 15474 | OK | WSC | MRO |  | 22 | 1 | Electric Utility | WT | WND | WND | SWPP | 2446684 | 717082 | 2022
geothermal | TRUE | 63490 | N | . | CD4 | CD4 | 63221 | CA | PACC | WECC |  | 22 | 2 | NAICS-22 Non-Cogen | BT | GEO | GEO | CISO | 451998 | 132473 | 2022
natural gas peaker | FALSE | 63492 | Y | . | DCO Burlington | Cartier Energy, LLC | 65384 | NJ | MAT | RFC |  | 327 | 7 | Industrial NAICS Cogen | GT | NG | NG | PJM | 211318 | 16187 | 2022
solar pv | TRUE | 63493 | N | . | PSREC/SIAD Solar | Plumas Sierra Rural Electric Coop | 57353 | CA | PACC | WECC |  | 22 | 1 | Electric Utility | PV | SUN | SUN | CISO | 20658 | 6054 | 2022
onshore wind | TRUE | 63494 | N | . | Maverick Wind Project, LLC | Public Service Co of Oklahoma | 15474 | OK | WSC | TRE |  | 22 | 1 | Electric Utility | WT | WND | WND | SWPP | 3204021 | 939045 | 2022
solar pv | TRUE | 63495 | N | . | Durrance | Tampa Electric Co | 18454 | FL | SAT | SERC |  | 22 | 1 | Electric Utility | PV | SUN | SUN | TEC | 338177 | 99114 | 2022
solar pv | TRUE | 63496 | N | . | Frederick County - Landfill | Tesla Inc. | 60947 | MD | SAT | RFC |  | 22 | 2 | NAICS-22 Non-Cogen | PV | SUN | SUN | PJM | 12220 | 3581 | 2022
solar pv | TRUE | 63497 | N | . | Calabro Airport North Solar Project | CVI Renewables Holdings, LLC. | 63970 | NY | MAT | NPCC |  | 22 | 2 | NAICS-22 Non-Cogen | PV | SUN | SUN | NYIS | 7851 | 2301 | 2022
solar pv | TRUE | 63498 | N | . | Calabro Airport South Solar Project | CVI Renewables Holdings, LLC. | 63970 | NY | MAT | NPCC |  | 22 | 2 | NAICS-22 Non-Cogen | PV | SUN | SUN | NYIS | 7953 | 2331 | 2022
solar pv | TRUE | 63499 | N | . | Choctaw Nation Solar Farm | Oklahoma Gas & Electric Co | 14063 | OK | WSC | MRO |  | 22 | 1 | Electric Utility | PV | SUN | SUN | SWPP | 35313 | 10349 | 2022
solar pv | TRUE | 63500 | N | . | Chickasaw Nation Solar Farm | Oklahoma Gas & Electric Co | 14063 | OK | WSC | MRO |  | 22 | 1 | Electric Utility | PV | SUN | SUN | SWPP | 37965 | 11127 | 2022
petroleum | FALSE | 63501 | Y | . | Montclair State University Cogen | Cartier Energy, LLC | 65384 | NJ | MAT | RFC |  | 22133 | 5 | Commercial NAICS Cogen | GT | DFO | DFO | PJM | 2967 | 227.655 | 2022
natural gas peaker | FALSE | 63501 | Y | . | Montclair State University Cogen | Cartier Energy, LLC | 65384 | NJ | MAT | RFC |  | 22133 | 5 | Commercial NAICS Cogen | GT | NG | NG | PJM | 525712 | 40343.345 | 2022
natural gas peaker | FALSE | 63501 | Y | . | Montclair State University Cogen | Cartier Energy, LLC | 65384 | NJ | MAT | RFC |  | 22133 | 5 | Commercial NAICS Cogen | IC | NG | NG | PJM | 30333 | 2667 | 2022
onshore wind | TRUE | 63502 | N | . | Oso Grande Wind Farm | Tucson Electric Power Co | 24211 | NM | MTN | WECC |  | 22 | 1 | Electric Utility | WT | WND | WND | TEPC | 2442470 | 715847 | 2022
solar pv | TRUE | 63503 | N | . | Lakehurst Solar | Consolidated Edison Development Inc. | 56769 | NJ | MAT | RFC |  | 22 | 2 | NAICS-22 Non-Cogen | PV | SUN | SUN | PJM | 49505 | 14509 | 2022
solar pv | TRUE | 63504 | N | . | Copper Mountain Solar 5, LLC | Consolidated Edison Development Inc. | 56769 | NV | MTN | WECC |  | 22 | 2 | NAICS-22 Non-Cogen | PV | SUN | SUN | NEVP | 2288582 | 670745 | 2022
solar pv | TRUE | 63505 | N | . | Cherry Blossom Solar LLC | CBH Lessor LLC | 63242 | SC | SAT | SERC |  | 22 | 2 | NAICS-22 Non-Cogen | PV | SUN | SUN | CPLE | 70265 | 20593 | 2022
solar pv | TRUE | 63509 | N | . | Lund Hill Solar | Avangrid Renewables LLC | 15399 | WA | PACC | WECC |  | 22 | 2 | NAICS-22 Non-Cogen | PV | SUN | SUN | AVRN | 107970 | 31644 | 2022
other | TRUE | 63510 | N | . | Walnut Unified School District Walnut HS Hybrid | Tesla Inc. | 60947 | CA | PACC | WECC |  | 22 | 2 | NAICS-22 Non-Cogen | BA | MWH | OTH | CISO | 0 | -24 | 2022
solar pv | TRUE | 63510 | N | . | Walnut Unified School District Walnut HS Hybrid | Tesla Inc. | 60947 | CA | PACC | WECC |  | 22 | 2 | NAICS-22 Non-Cogen | PV | SUN | SUN | CISO | 6254 | 1833 | 2022
solar pv | TRUE | 63511 | N | . | Mohonasen Central School District | Tesla Inc. | 60947 | NY | MAT | NPCC |  | 22 | 2 | NAICS-22 Non-Cogen | PV | SUN | SUN | NYIS | 6388 | 1872 | 2022
solar pv | TRUE | 63512 | N | . | Wor-Wic Community College - Offsite | Tesla Inc. | 60947 | MD | SAT | RFC |  | 22 | 2 | NAICS-22 Non-Cogen | PV | SUN | SUN | PJM | 12153 | 3562 | 2022
solar pv | TRUE | 63514 | N | . | Moonlight Packing - Phase 2 | CalCom Energy | 63226 | CA | PACC | WECC |  | 22 | 2 | NAICS-22 Non-Cogen | PV | SUN | SUN | CISO | 9496 | 2783 | 2022
solar pv | TRUE | 63516 | N | . | California City | MN8 Energy LLC | 61944 | CA | PACC | WECC |  | 22 | 2 | NAICS-22 Non-Cogen | PV | SUN | SUN | CISO | 19043 | 5581 | 2022
solar pv | TRUE | 63517 | N | . | Santa Fe Solar Power Plant | Duke Energy Florida, LLC | 6455 | FL | SAT | SERC |  | 22 | 1 | Electric Utility | PV | SUN | SUN | FPC | 545327 | 159826 | 2022
solar pv | TRUE | 63518 | N | . | Twin Rivers Solar Power Plant | Duke Energy Florida, LLC | 6455 | FL | SAT | SERC |  | 22 | 1 | Electric Utility | PV | SUN | SUN | FPC | 567167 | 166227 | 2022
solar pv | TRUE | 63519 | N | . | CED Crane Solar | CED Crane Solar, LLC | 64403 | TX | WSC | TRE |  | 22 | 2 | NAICS-22 Non-Cogen | PV | SUN | SUN | ERCO | 1478761 | 433400 | 2022
solar pv | TRUE | 63520 | N | . | PA Solar Park II | Consolidated Edison Development Inc. | 56769 | PA | MAT | RFC |  | 22 | 2 | NAICS-22 Non-Cogen | PV | SUN | SUN | PJM | 54615 | 16006 | 2022
onshore wind | TRUE | 63521 | N | . | CED Mason City Wind | Consolidated Edison Development Inc. | 56769 | IA | WNC | MRO |  | 22 | 2 | NAICS-22 Non-Cogen | WT | WND | WND | MISO | 121209 | 35524 | 2022
other | TRUE | 63522 | N | . | Hickory Park Solar Hybrid | RWE Renewables Americas, LLC | 56215 | GA | SAT | SERC |  | 22 | 2 | NAICS-22 Non-Cogen | BA | MWH | OTH | SOCO | 0 | -2281 | 2022
solar pv | TRUE | 63522 | N | . | Hickory Park Solar Hybrid | RWE Renewables Americas, LLC | 56215 | GA | SAT | SERC |  | 22 | 2 | NAICS-22 Non-Cogen | PV | SUN | SUN | SOCO | 784971 | 230062 | 2022
solar pv | TRUE | 63523 | N | . | Spruce - WCMD - Rubble II | MN8 Energy LLC | 61944 | MD | SAT | RFC |  | 22 | 2 | NAICS-22 Non-Cogen | PV | SUN | SUN | PJM | 9300 | 2726 | 2022
solar pv | TRUE | 63524 | N | . | Spruce - WCMD - Rubble I | MN8 Energy LLC | 61944 | MD | SAT | RFC |  | 22 | 2 | NAICS-22 Non-Cogen | PV | SUN | SUN | PJM | 6417 | 1881 | 2022
solar pv | TRUE | 63525 | N | . | Spruce - WCMD - Creek | MN8 Energy LLC | 61944 | MD | SAT | RFC |  | 22 | 2 | NAICS-22 Non-Cogen | PV | SUN | SUN | PJM | 8135 | 2384 | 2022
solar pv | TRUE | 63526 | N | . | Spruce - WCMD - Resh I | MN8 Energy LLC | 61944 | MD | SAT | RFC |  | 22 | 2 | NAICS-22 Non-Cogen | PV | SUN | SUN | PJM | 7079 | 2075 | 2022
solar pv | TRUE | 63527 | N | . | Lafayette 2 - Internal Services Dept | MN8 Energy LLC | 61944 | CA | PACC | WECC |  | 22 | 2 | NAICS-22 Non-Cogen | PV | SUN | SUN | CISO | 10078 | 2954 | 2022
solar pv | TRUE | 63530 | N | . | Jersey City DWP | Onyx Asset Services Group | 60584 | NJ | MAT | RFC |  | 22 | 2 | NAICS-22 Non-Cogen | PV | SUN | SUN | PJM | 4545 | 1332 | 2022
solar pv | TRUE | 63531 | N | . | Pima Community College NW | Onyx Asset Services Group | 60584 | AZ | MTN | WECC |  | 22 | 2 | NAICS-22 Non-Cogen | PV | SUN | SUN | TEPC | 10599 | 3106 | 2022
solar pv | TRUE | 63532 | N | . | Winona Community Solar One LLC | Madison Energy Holdings LLC | 62915 | MN | WNC | MRO |  | 22 | 2 | NAICS-22 Non-Cogen | PV | SUN | SUN | MISO | 5667 | 1661 | 2022
solar pv | TRUE | 63533 | N | . | Goodhue Community Solar Two LLC | Madison Energy Holdings LLC | 62915 | MN | WNC | MRO |  | 22 | 2 | NAICS-22 Non-Cogen | PV | SUN | SUN | MISO | 5769 | 1691 | 2022
solar pv | TRUE | 63534 | N | . | Houston/Winona Community Solar One LLC | Madison Energy Holdings LLC | 62915 | MN | WNC | MRO |  | 22 | 2 | NAICS-22 Non-Cogen | PV | SUN | SUN | MISO | 5751 | 1685 | 2022
other | TRUE | 63535 | N | . | Solar BESS Hybrid | Cobb Electric Membership Corporation | 63260 | GA | SAT | SERC |  | 22 | 2 | NAICS-22 Non-Cogen | BA | MWH | OTH | SOCO | 0 | -123 | 2022
natural gas peaker | TRUE | 63535 | N | . | Solar BESS Hybrid | Cobb Electric Membership Corporation | 63260 | GA | SAT | SERC |  | 22 | 2 | NAICS-22 Non-Cogen | GT | NG | NG | SOCO | 0 | 0 | 2022
solar pv | TRUE | 63535 | N | . | Solar BESS Hybrid | Cobb Electric Membership Corporation | 63260 | GA | SAT | SERC |  | 22 | 2 | NAICS-22 Non-Cogen | PV | SUN | SUN | SOCO | 8433 | 2472 | 2022
solar pv | TRUE | 63536 | N | . | Amazon DEN2 Solar Project | Solar Star Prime 1 LLC | 63259 | CO | MTN | WECC |  | 22 | 2 | NAICS-22 Non-Cogen | PV | SUN | SUN | PSCO | 618 | 181 | 2022
solar pv | TRUE | 63537 | N | . | Amazon BDL3 Solar Project | Solar Star Prime 1 LLC | 63259 | CT | NEW | NPCC |  | 22 | 2 | NAICS-22 Non-Cogen | PV | SUN | SUN | ISNE | 3636 | 1066 | 2022
solar pv | TRUE | 63538 | N | . | Assembly Solar II LLC | Assembly Solar II LLC | 63253 | MI | ENC | NPCC |  | 22 | 2 | NAICS-22 Non-Cogen | PV | SUN | SUN | MISO | 771758 | 226189 | 2022
natural gas peaker | TRUE | 63540 | Y | . | Essex County Correctional Facility Cogen | Essex County Correctional Facility Cogen | 63229 | NJ | MAT | RFC |  | 22 | 3 | NAICS-22 Cogen | IC | NG | NG | PJM | 287126 | 26886.3 | 2022
solar pv | TRUE | 63542 | N | . | Enter Solar | Arcadia Solar, LLC | 63258 | MN | WNC | MRO |  | 22 | 2 | NAICS-22 Non-Cogen | PV | SUN | SUN | MISO | 6134 | 1798 | 2022
solar pv | TRUE | 63543 | N | . | Lange Solar | Arcadia Solar, LLC | 63258 | MN | WNC | MRO |  | 22 | 2 | NAICS-22 Non-Cogen | PV | SUN | SUN | MISO | 6761 | 1982 | 2022
petroleum | FALSE | 63544 | N | . | Fordham University | Fordham University | 63266 | NY | MAT | NPCC |  | 611 | 4 | Commercial NAICS Non-Cogen | IC | DFO | DFO | NYIS | 229 | 17 | 2022
solar pv | TRUE | 63545 | N | . | Chevron - Lost Hills Hybrid | MN8 Energy LLC | 61944 | CA | PACC | WECC |  | 22 | 2 | NAICS-22 Non-Cogen | PV | SUN | SUN | CISO | 253740 | 74367 | 2022
solar pv | TRUE | 63548 | N | . | Lily Solar | X-Elio North America Inc | 57354 | SC | SAT | SERC |  | 22 | 2 | NAICS-22 Non-Cogen | PV | SUN | SUN | SCEG | 558677 | 163739 | 2022
solar pv | TRUE | 63549 | N | . | Water Strider Solar | Consolidated Edison Development Inc. | 56769 | VA | SAT | SERC |  | 22 | 2 | NAICS-22 Non-Cogen | PV | SUN | SUN | PJM | 610369 | 178889 | 2022
solar pv | TRUE | 63552 | N | . | Woodfields Solar | Woodfields Solar, LLC | 63276 | SC | SAT | SERC |  | 22 | 2 | NAICS-22 Non-Cogen | PV | SUN | SUN | DUK | 13164 | 3858 | 2022
solar pv | TRUE | 63554 | N | . | Mohave Electric Cooperative at Joy Lane | Mohave Electric Cooperative, Inc. | 21538 | AZ | MTN | WECC |  | 22 | 2 | NAICS-22 Non-Cogen | PV | SUN | SUN | WALC | 32752 | 9599 | 2022
solar pv | TRUE | 63555 | N | . | St. Joseph's Solar, LLC CSG | 38 Degrees North, LLC | 63281 | MA | NEW | NPCC |  | 22 | 2 | NAICS-22 Non-Cogen | PV | SUN | SUN | ISNE | 5954 | 1745 | 2022
solar pv | TRUE | 63556 | N | . | Boutillier Solar, LLC CSG | 38 Degrees North, LLC | 63281 | MA | NEW | NPCC |  | 22 | 2 | NAICS-22 Non-Cogen | PV | SUN | SUN | ISNE | 16623 | 4872 | 2022
solar pv | TRUE | 63557 | N | . | Blair Wire Village Solar, LLC CSG | 38 Degrees North, LLC | 63281 | MA | NEW | NPCC |  | 22 | 2 | NAICS-22 Non-Cogen | PV | SUN | SUN | ISNE | 6053 | 1774 | 2022
solar pv | TRUE | 63558 | N | . | Barton Acres Solar, LLC CSG | 38 Degrees North, LLC | 63281 | MA | NEW | NPCC |  | 22 | 2 | NAICS-22 Non-Cogen | PV | SUN | SUN | ISNE | 5963 | 1748 | 2022
solar pv | TRUE | 63561 | N | . | Cherry Valley Solar, LLC CSG | 38 Degrees North, LLC | 63281 | MA | NEW | NPCC |  | 22 | 2 | NAICS-22 Non-Cogen | PV | SUN | SUN | ISNE | 5570 | 1632 | 2022
solar pv | TRUE | 63562 | N | . | ISM Solar Dighton 2, LLC CSG | 38 Degrees North, LLC | 63281 | MA | NEW | NPCC |  | 22 | 2 | NAICS-22 Non-Cogen | PV | SUN | SUN | ISNE | 13504 | 3958 | 2022
solar pv | TRUE | 63563 | N | . | Incom Solar, LLC CSG | 38 Degrees North, LLC | 63281 | MA | NEW | NPCC |  | 22 | 2 | NAICS-22 Non-Cogen | PV | SUN | SUN | ISNE | 12839 | 3763 | 2022
solar pv | TRUE | 63564 | N | . | JH Solar, LLC CSG | 38 Degrees North, LLC | 63281 | MA | NEW | NPCC |  | 22 | 2 | NAICS-22 Non-Cogen | PV | SUN | SUN | ISNE | 5651 | 1656 | 2022
solar pv | TRUE | 63565 | N | . | Woodchuck Solar, LLC CSG | 38 Degrees North, LLC | 63281 | MA | NEW | NPCC |  | 22 | 2 | NAICS-22 Non-Cogen | PV | SUN | SUN | ISNE | 5706 | 1672 | 2022
solar pv | TRUE | 63566 | N | . | HWY 158 PV | Ecoplexus, Inc | 58970 | NC | SAT | SERC |  | 22 | 2 | NAICS-22 Non-Cogen | PV | SUN | SUN | PJM | 65319 | 19144 | 2022
solar pv | TRUE | 63569 | N | . | Dudley River 3 Solar, LLC CSG | 38 Degrees North, LLC | 63281 | MA | NEW | NPCC |  | 22 | 2 | NAICS-22 Non-Cogen | PV | SUN | SUN | ISNE | 6247 | 1831 | 2022
solar pv | TRUE | 63570 | N | . | Dudley River 2 Solar, LLC CSG | 38 Degrees North, LLC | 63281 | MA | NEW | NPCC |  | 22 | 2 | NAICS-22 Non-Cogen | PV | SUN | SUN | ISNE | 6016 | 1763 | 2022
solar pv | TRUE | 63571 | N | . | Dudley River Solar, LLC CSG | 38 Degrees North, LLC | 63281 | MA | NEW | NPCC |  | 22 | 2 | NAICS-22 Non-Cogen | PV | SUN | SUN | ISNE | 4312 | 1264 | 2022
solar pv | TRUE | 63572 | N | . | Ledeaux Solar, LLC CSG | 38 Degrees North, LLC | 63281 | MA | NEW | NPCC |  | 22 | 2 | NAICS-22 Non-Cogen | PV | SUN | SUN | ISNE | 5254 | 1540 | 2022
solar pv | TRUE | 63573 | N | . | Cohasse Solar, LLC CSG | 38 Degrees North, LLC | 63281 | MA | NEW | NPCC |  | 22 | 2 | NAICS-22 Non-Cogen | PV | SUN | SUN | ISNE | 5570 | 1632 | 2022
onshore wind | TRUE | 63574 | N | . | Atchison County Wind | Union Electric Co - (MO) | 19436 | MO | WNC | MRO |  | 22 | 1 | Electric Utility | WT | WND | WND | SWPP | 3402000 | 997069 | 2022
petroleum | TRUE | 63575 | N | . | Thunderbird Generator (Tbird) | 4 Rivers Electric Cooperative Inc. | 63286 | KS | WNC | MRO |  | 22 | 1 | Electric Utility | IC | DFO | DFO | SWPP | 1092 | 112 | 2022
solar pv | TRUE | 63576 | N | . | FastSun 4 CSG | Altus Power America Management, LLC | 60281 | MN | WNC | MRO |  | 22 | 2 | NAICS-22 Non-Cogen | PV | SUN | SUN | MISO | 5508 | 1614 | 2022
solar pv | TRUE | 63577 | N | . | FastSun 21 CSG | Altus Power America Management, LLC | 60281 | MN | WNC | MRO |  | 22 | 2 | NAICS-22 Non-Cogen | PV | SUN | SUN | MISO | 5955 | 1745 | 2022
onshore wind | TRUE | 63578 | N | . | Sagamore Wind | Southwestern Public Service Co | 17718 | NM | MTN | MRO |  | 22 | 1 | Electric Utility | WT | WND | WND | SWPP | 6983144 | 2046642 | 2022
solar pv | TRUE | 63579 | N | . | Britton Solar Energy Center | NMRD Data Center, LLC | 61156 | NM | MTN | WECC |  | 22 | 2 | NAICS-22 Non-Cogen | PV | SUN | SUN | PNM | 471364 | 138149 | 2022
solar pv | TRUE | 63582 | N | . | Harmony Solar | Harmony Florida Solar LLC | 63292 | FL | SAT | SERC |  | 22 | 2 | NAICS-22 Non-Cogen | PV | SUN | SUN | FMPP | 616355 | 180643 | 2022
solar pv | TRUE | 63583 | N | . | Taylor Creek Solar | Taylor Creek Solar LLC | 63290 | FL | SAT | SERC |  | 22 | 2 | NAICS-22 Non-Cogen | PV | SUN | SUN | FMPP | 617352 | 180935 | 2022
other | TRUE | 63585 | N | . | NY3 Battery | Orange & Rockland Utils Inc | 14154 | NY | MAT | NPCC |  | 22 | 1 | Electric Utility | BA | MWH | OTH | NYIS | 0 | -6 | 2022
solar pv | TRUE | 63586 | N | . | SR Kersey II | SR Kersey II, LLC | 63282 | CO | MTN | WECC |  | 22 | 2 | NAICS-22 Non-Cogen | PV | SUN | SUN | WACM | 7793 | 2284 | 2022
solar pv | TRUE | 63587 | N | . | SR Skylark C | SR Skylark C, LLC | 63283 | CO | MTN | WECC |  | 22 | 2 | NAICS-22 Non-Cogen | PV | SUN | SUN | WACM | 8709 | 2552 | 2022
solar pv | TRUE | 63588 | N | . | Palombo Solar, LLC CSG | 38 Degrees North, LLC | 63281 | MA | NEW | NPCC |  | 22 | 2 | NAICS-22 Non-Cogen | PV | SUN | SUN | ISNE | 12081 | 3541 | 2022
solar pv | TRUE | 63589 | N | . | Palombo B Solar, LLC CSG | 38 Degrees North, LLC | 63281 | MA | NEW | NPCC |  | 22 | 2 | NAICS-22 Non-Cogen | PV | SUN | SUN | ISNE | 5902 | 1730 | 2022
onshore wind | TRUE | 63590 | N | . | Ponderosa Wind Energy Center | Ponderosa Wind, LLC | 63299 | OK | WSC | MRO |  | 22 | 2 | NAICS-22 Non-Cogen | WT | WND | WND | SWPP | 3235085 | 948149 | 2022
solar pv | TRUE | 63592 | N | . | Nutmeg Solar | Nutmeg Solar LLC | 63294 | CT | NEW | NPCC |  | 22 | 2 | NAICS-22 Non-Cogen | PV | SUN | SUN | ISNE | 130731 | 38315 | 2022
solar pv | TRUE | 63593 | N | . | Brooten CSG1, LLC | Nautilus Solar Solutions | 61227 | MN | WNC | MRO |  | 22 | 2 | NAICS-22 Non-Cogen | PV | SUN | SUN | MISO | 7660 | 2245 | 2022
solar pv | TRUE | 63594 | N | . | Buffalo Lake CSG1, LLC | Nautilus Solar Solutions | 61227 | MN | WNC | MRO |  | 22 | 2 | NAICS-22 Non-Cogen | PV | SUN | SUN | MISO | 7555 | 2214 | 2022
solar pv | TRUE | 63595 | N | . | Lowry CSG2, LLC | Nautilus Solar Solutions | 61227 | MN | WNC | MRO |  | 22 | 2 | NAICS-22 Non-Cogen | PV | SUN | SUN | MISO | 6749 | 1978 | 2022
solar pv | TRUE | 63596 | N | . | Paynesville CSG1, LLC | Nautilus Solar Solutions | 61227 | MN | WNC | MRO |  | 22 | 2 | NAICS-22 Non-Cogen | PV | SUN | SUN | MISO | 7478 | 2192 | 2022
solar pv | TRUE | 63597 | N | . | Plato CSG1, LLC | Nautilus Solar Solutions | 61227 | MN | WNC | MRO |  | 22 | 2 | NAICS-22 Non-Cogen | PV | SUN | SUN | MISO | 6717 | 1969 | 2022
solar pv | TRUE | 63598 | N | . | Sacred Heart CSG1, LLC | Nautilus Solar Solutions | 61227 | MN | WNC | MRO |  | 22 | 2 | NAICS-22 Non-Cogen | PV | SUN | SUN | MISO | 6813 | 1997 | 2022
solar pv | TRUE | 63599 | N | . | Stewart CSG1, LLC | Nautilus Solar Solutions | 61227 | MN | WNC | MRO |  | 22 | 2 | NAICS-22 Non-Cogen | PV | SUN | SUN | MISO | 7588 | 2224 | 2022
onshore wind | TRUE | 63601 | N | . | Isabella Wind Park | DTE Electric Company | 5109 | MI | ENC | RFC |  | 22 | 1 | Electric Utility | WT | WND | WND | MISO | 2660901 | 779865 | 2022
other | FALSE | 63603 | N | . | Illumina Way SD | Bloom Energy | 57128 | CA | PACC | WECC |  | 339 | 6 | Industrial NAICS Non-Cogen | FC | NG | NG | CISO | 182176 | 25496 | 2022
other | FALSE | 63604 | N | . | Extreme San Ignacio | Bloom Energy | 57128 | CA | PACC | WECC |  | 518 | 4 | Commercial NAICS Non-Cogen | FC | NG | NG | CISO | 47440 | 6876 | 2022
other | FALSE | 63605 | N | . | ATT North Watney | Bloom Energy | 57128 | CA | PACC | WECC |  | 517 | 4 | Commercial NAICS Non-Cogen | FC | NG | NG | CISO | 49789 | 6957 | 2022
other | FALSE | 63606 | N | . | ATT Ventura Blvd | Bloom Energy | 57128 | CA | PACC | WECC |  | 517 | 4 | Commercial NAICS Non-Cogen | FC | NG | NG | LDWP | 54476 | 7579 | 2022
other | FALSE | 63607 | N | . | Extreme Via Del Oro | Bloom Energy | 57128 | CA | PACC | WECC |  | 518 | 4 | Commercial NAICS Non-Cogen | FC | NG | NG | CISO | 58792 | 8167 | 2022
solar pv | TRUE | 63618 | N | . | USS Solar Brick | Standard Solar | 60531 | IL | ENC | SERC |  | 22 | 2 | NAICS-22 Non-Cogen | PV | SUN | SUN | MISO | 14875 | 4360 | 2022
solar pv | TRUE | 63620 | N | . | USS Goodrich Solar | Standard Solar | 60531 | IL | ENC | RFC |  | 22 | 2 | NAICS-22 Non-Cogen | PV | SUN | SUN | PJM | 3857 | 1130 | 2022
solar pv | TRUE | 63621 | N | . | USS Sycamore Solar (CSG) | Standard Solar | 60531 | IL | ENC | RFC |  | 22 | 2 | NAICS-22 Non-Cogen | PV | SUN | SUN | PJM | 6867 | 2013 | 2022
biomass | TRUE | 63622 | Y | . | OES Biogas Power | Organic Energy Solutions, Inc. | 63331 | CA | PACC | WECC |  | 22 | 3 | NAICS-22 Cogen | IC | LFG | MLG | CISO | 0 | 0 | 2022
biomass | TRUE | 63622 | Y | . | OES Biogas Power | Organic Energy Solutions, Inc. | 63331 | CA | PACC | WECC |  | 22 | 3 | NAICS-22 Cogen | IC | OBG | ORW | CISO | 45 | 4 | 2022
solar pv | TRUE | 63623 | N | . | Lafayette 2 - MLK Jr. Hospital (MLK) | MN8 Energy LLC | 61944 | CA | PACC | WECC |  | 22 | 2 | NAICS-22 Non-Cogen | PV | SUN | SUN | CISO | 6371 | 1868 | 2022
onshore wind | TRUE | 63624 | N | . | La Chalupa, LLC | Acciona Energy USA Global, LLC | 57416 | TX | WSC | TRE |  | 22 | 2 | NAICS-22 Non-Cogen | WT | WND | WND | ERCO | 1714944 | 502621 | 2022
solar pv | TRUE | 63626 | N | . | IGS FE Trenton, LLC | Greenbacker Renewable Energy Corporation | 60025 | NJ | MAT | RFC |  | 22 | 2 | NAICS-22 Non-Cogen | PV | SUN | SUN | PJM | 6968 | 2042 | 2022
solar pv | TRUE | 63627 | N | . | Scenic Hill Solar IV, LLC | Greenbacker Renewable Energy Corporation | 60025 | AR | WSC | SERC |  | 22 | 2 | NAICS-22 Non-Cogen | PV | SUN | SUN | SWPP | 13064 | 3829 | 2022
petroleum | TRUE | 63628 | N | . | Tinker | Oklahoma Gas & Electric Co | 14063 | OK | WSC | MRO |  | 22 | 1 | Electric Utility | GT | DFO | DFO | SWPP | 0 | 0 | 2022
natural gas peaker | TRUE | 63628 | N | . | Tinker | Oklahoma Gas & Electric Co | 14063 | OK | WSC | MRO |  | 22 | 1 | Electric Utility | GT | NG | NG | SWPP | 352915 | 24303 | 2022
solar pv | TRUE | 63629 | N | . | Hydra Community Solar Garden, LLC (CSG) | National Grid Renewables | 62759 | MN | WNC | MRO |  | 22 | 2 | NAICS-22 Non-Cogen | PV | SUN | SUN | MISO | 5807 | 1702 | 2022
solar pv | FALSE | 63630 | N | . | Pleasanton - Amador Valley High School | Westbound Solar LLC | 62715 | CA | PACC | WECC |  | 611 | 4 | Commercial NAICS Non-Cogen | PV | SUN | SUN | CISO | 5266 | 1544 | 2022
natural gas peaker | FALSE | 63632 | Y | . | Primient Loudon Plant | PRIMIENT, LLC | 63346 | TN | ESC | SERC |  | 311 | 7 | Industrial NAICS Cogen | GT | NG | NG | TVA | 4410829 | 386984 | 2022
solar pv | TRUE | 63635 | N | . | Crown | Crown Solar Center, LLC | 63338 | SC | SAT | SERC |  | 22 | 2 | NAICS-22 Non-Cogen | PV | SUN | SUN | DUK | 22803 | 6683 | 2022
solar pv | TRUE | 63636 | N | . | Fort Rock I | Fort Rock Solar I, LLC | 63339 | OR | PACC | WECC |  | 22 | 2 | NAICS-22 Non-Cogen | PV | SUN | SUN | BPAT | 79164 | 23202 | 2022
other | FALSE | 63637 | N | . | One Patriot | Bloom Energy | 57128 | MA | NEW | NPCC |  | 711 | 4 | Commercial NAICS Non-Cogen | FC | NG | NG | ISNE | 95752 | 13344 | 2022
other | FALSE | 63638 | N | . | Tracy 210 | Costco Wholesale | 58622 | CA | PACC | WECC |  | 311 | 6 | Industrial NAICS Non-Cogen | FC | NG | NG | CISO | 139652 | 18142 | 2022
onshore wind | TRUE | 63639 | N | . | Contrail Wind Farm | MidAmerican Energy Co | 12341 | IA | WNC | MRO |  | 22 | 1 | Electric Utility | WT | WND | WND | MISO | 1240397 | 363540 | 2022
onshore wind | TRUE | 63640 | N | . | Southern Hills Wind Farm | MidAmerican Energy Co | 12341 | IA | WNC | MRO |  | 22 | 1 | Electric Utility | WT | WND | WND | MISO | 3076701 | 901730 | 2022
onshore wind | TRUE | 63641 | N | . | Diamond Trail Wind Farm | MidAmerican Energy Co | 12341 | IA | WNC | MRO |  | 22 | 1 | Electric Utility | WT | WND | WND | MISO | 3268535 | 957953 | 2022
solar pv | TRUE | 63642 | N | . | Dunn Road Solar | Neighborhood Power Corp. | 63185 | OR | PACC | WECC |  | 22 | 2 | NAICS-22 Non-Cogen | PV | SUN | SUN | PGE | 10701 | 3136 | 2022
other | TRUE | 63647 | N | . | SDM000 Clarkson Fuel Cell | 2016 ESA Project Company, LLC | 62150 | NY | MAT | NPCC |  | 22 | 2 | NAICS-22 Non-Cogen | FC | NG | NG | NYIS | 87195 | 12262 | 2022
other | TRUE | 63648 | N | . | NHH003 Clarkson Fuel Cell | 2016 ESA Project Company, LLC | 62150 | NY | MAT | NPCC |  | 22 | 2 | NAICS-22 Non-Cogen | FC | NG | NG | NYIS | 48758 | 6461 | 2022
other | TRUE | 63649 | N | . | NHH004 Winthrop Fuel Cell | 2016 ESA Project Company, LLC | 62150 | NY | MAT | NPCC |  | 22 | 2 | NAICS-22 Non-Cogen | FC | NG | NG | NYIS | 48669 | 6677 | 2022
solar pv | TRUE | 63650 | N | . | Flodquist Community Solar LLC CSG | Flodquist Community Solar LLC | 63345 | MN | WNC | MRO |  | 22 | 2 | NAICS-22 Non-Cogen | PV | SUN | SUN | MISO | 6346 | 1860 | 2022
solar pv | TRUE | 63651 | N | . | North Kern State Prison Phase II | SunE P11L Holdings, LLC | 63344 | CA | PACC | WECC |  | 22 | 2 | NAICS-22 Non-Cogen | PV | SUN | SUN | CISO | 26297 | 7707 | 2022
solar pv | TRUE | 63654 | N | . | Sheriff Road | Sheriff Rd Solar LLC | 63357 | MD | SAT | RFC |  | 22 | 2 | NAICS-22 Non-Cogen | PV | SUN | SUN | PJM | 6592 | 1932 | 2022
onshore wind | TRUE | 63655 | N | . | Coyote Wind LLC | EDF Renewable Asset Holdings, Inc. | 57170 | TX | WSC | TRE |  | 22 | 2 | NAICS-22 Non-Cogen | WT | WND | WND | ERCO | 2183739 | 640017 | 2022
solar pv | TRUE | 63656 | N | . | CED Peoria Solar | Bay4 Energy Services, LLC | 64395 | IL | ENC | SERC |  | 22 | 2 | NAICS-22 Non-Cogen | PV | SUN | SUN | MISO | 13863 | 4063 | 2022
solar pv | TRUE | 63657 | N | . | Siems Solar Project CSG | Siems Community Solar LLC | 63365 | MN | WNC | MRO |  | 22 | 2 | NAICS-22 Non-Cogen | PV | SUN | SUN | MISO | 6919 | 2028 | 2022
solar pv | TRUE | 63658 | N | . | Schueler Community Solar | Schueler Community Solar LLC | 63366 | MN | WNC | MRO |  | 22 | 2 | NAICS-22 Non-Cogen | PV | SUN | SUN | MISO | 7034 | 2062 | 2022
solar pv | TRUE | 63659 | N | . | Bowden Solar LLC | 38DN Power Fund 1 LLC | 63368 | MA | NEW | NPCC |  | 22 | 2 | NAICS-22 Non-Cogen | PV | SUN | SUN | ISNE | 12144 | 3559 | 2022
solar pv | TRUE | 63660 | N | . | M72 West Solar | Heritage Sustainable Energy. LLC | 62870 | MI | ENC | RFC |  | 22 | 2 | NAICS-22 Non-Cogen | PV | SUN | SUN | MISO | 7619 | 2233 | 2022
other | TRUE | 63661 | N | . | SWM Fuel Cell | Yaphank Fuel Cell Park, LLC | 63369 | NY | MAT | NPCC |  | 22 | 2 | NAICS-22 Non-Cogen | FC | NG | NG | NYIS | 387744 | 59154 | 2022
solar pv | TRUE | 63663 | N | . | Mt Hope Solar | Neighborhood Power Corp. | 63185 | OR | PACC | WECC |  | 22 | 2 | NAICS-22 Non-Cogen | PV | SUN | SUN | PGE | 14306 | 4193 | 2022
solar pv | TRUE | 63664 | N | . | Williams Acres Solar | Neighborhood Power Corp. | 63185 | OR | PACC | WECC |  | 22 | 2 | NAICS-22 Non-Cogen | PV | SUN | SUN | PGE | 14109 | 4135 | 2022
solar pv | TRUE | 63665 | N | . | River Valley Solar | Neighborhood Power Corp. | 63185 | OR | PACC | WECC |  | 22 | 2 | NAICS-22 Non-Cogen | PV | SUN | SUN | PGE | 5015 | 1470 | 2022
onshore wind | TRUE | 63666 | N | . | Bitter Ridge Wind Farm, LLC | Bitter Ridge Wind Farm, LLC | 63373 | IN | ENC | RFC |  | 22 | 2 | NAICS-22 Non-Cogen | WT | WND | WND | PJM | 1469358 | 430644 | 2022
solar pv | TRUE | 63667 | N | . | Sanford Solar | Sanford Airport Solar, LLC | 63374 | ME | NEW | NPCC |  | 22 | 2 | NAICS-22 Non-Cogen | PV | SUN | SUN | ISNE | 329817 | 96664 | 2022
solar pv | TRUE | 63668 | N | . | University Solar, LLC | AES Distributed Energy | 61012 | RI | NEW | NPCC |  | 22 | 2 | NAICS-22 Non-Cogen | PV | SUN | SUN | ISNE | 115866 | 33958 | 2022
petroleum | FALSE | 63669 | N | . | St. Mary's Hospital For Children | St. Mary's Hospital For Children | 63378 | NY | MAT | NPCC |  | 622 | 4 | Commercial NAICS Non-Cogen | IC | DFO | DFO | NYIS | 1273 | 15.709 | 2022
natural gas peaker | FALSE | 63669 | N | . | St. Mary's Hospital For Children | St. Mary's Hospital For Children | 63378 | NY | MAT | NPCC |  | 622 | 4 | Commercial NAICS Non-Cogen | IC | NG | NG | NYIS | 8921 | 110.291 | 2022
solar pv | TRUE | 63672 | N | . | Lakeville Solar | C2 MA Lakeville, LLC | 63391 | MA | NEW | NPCC |  | 22 | 2 | NAICS-22 Non-Cogen | PV | SUN | SUN | ISNE | 13415 | 3932 | 2022
natural gas peaker | FALSE | 63673 | Y | . | Norwalk Hospital Plant | Norwalk Hospital | 63392 | CT | NEW | NPCC |  | 622 | 5 | Commercial NAICS Cogen | GT | NG | NG | ISNE | 0 | 0 | 2022
natural gas peaker | FALSE | 63673 | Y | . | Norwalk Hospital Plant | Norwalk Hospital | 63392 | CT | NEW | NPCC |  | 622 | 5 | Commercial NAICS Cogen | IC | NG | NG | ISNE | 47606 | 4309 | 2022
solar pv | TRUE | 63675 | N | . | MSAP 13 | MSAP 13, LLC | 63394 | NY | MAT | NPCC |  | 22 | 2 | NAICS-22 Non-Cogen | PV | SUN | SUN | NYIS | 11519 | 3376 | 2022
solar pv | TRUE | 63678 | N | . | Paulson Community (CSG) | Paulson Community Solar LLC | 63397 | MN | WNC | MRO |  | 22 | 2 | NAICS-22 Non-Cogen | PV | SUN | SUN | MISO | 5569 | 1632 | 2022
solar pv | TRUE | 63679 | N | . | Laurel Village (CSG) | Laurel Village Community Solar LLC | 63398 | MN | WNC | MRO |  | 22 | 2 | NAICS-22 Non-Cogen | PV | SUN | SUN | MISO | 6542 | 1917 | 2022
solar pv | TRUE | 63680 | N | . | Hertzberg Community (CSG) | Hertzberg Community Solar | 63399 | MN | WNC | MRO |  | 22 | 2 | NAICS-22 Non-Cogen | PV | SUN | SUN | MISO | 5147 | 1508 | 2022
solar pv | TRUE | 63681 | N | . | Oak Leaf Solar XXXIII LLC (Lantz) | Greenbacker Renewable Energy Corporation | 60025 | CO | MTN | WECC |  | 22 | 2 | NAICS-22 Non-Cogen | PV | SUN | SUN | PSCO | 13184 | 3864 | 2022
solar pv | TRUE | 63682 | N | . | Brenda Luhman - CSG | Brenda Luhman Community Solar LLC | 63380 | MN | WNC | MRO |  | 22 | 2 | NAICS-22 Non-Cogen | PV | SUN | SUN | MISO | 5726 | 1678 | 2022
solar pv | TRUE | 63683 | N | . | Carlson Community (CSG) | Carlson Community Solar | 63381 | MN | WNC | MRO |  | 22 | 2 | NAICS-22 Non-Cogen | PV | SUN | SUN | MISO | 5223 | 1531 | 2022
solar pv | TRUE | 63684 | N | . | Hammer Community (CSG) | Hammer Community Solar LLC | 63400 | MN | WNC | MRO |  | 22 | 2 | NAICS-22 Non-Cogen | PV | SUN | SUN | MISO | 5735 | 1681 | 2022
other | TRUE | 63685 | N | . | Luna Storage | AES Distributed Energy | 61012 | CA | PACC | WECC |  | 22 | 2 | NAICS-22 Non-Cogen | BA | MWH | OTH | CISO | 0 | -8123 | 2022
onshore wind | TRUE | 63686 | N | . | Crescent Wind Park | Consumers Energy Co | 4254 | MI | ENC | RFC |  | 22 | 1 | Electric Utility | WT | WND | WND | MISO | 1337572 | 392020 | 2022
onshore wind | TRUE | 63687 | N | . | Gratiot Farms Wind Project | Consumers Energy Co | 4254 | MI | ENC | RFC |  | 22 | 1 | Electric Utility | WT | WND | WND | MISO | 1437701 | 421366 | 2022
natural gas peaker | TRUE | 63688 | N | . | Topaz Generating | ProEnergy Services | 63082 | TX | WSC | TRE |  | 22 | 2 | NAICS-22 Non-Cogen | GT | NG | NG | ERCO | 6796013 | 663891 | 2022
solar pv | TRUE | 63689 | N | . | Red Lake Falls Community Hybrid | Consolidated Edison Development Inc. | 56769 | MN | WNC | MRO |  | 22 | 2 | NAICS-22 Non-Cogen | PV | SUN | SUN | MISO | 65135 | 19090 | 2022
onshore wind | TRUE | 63689 | N | . | Red Lake Falls Community Hybrid | Consolidated Edison Development Inc. | 56769 | MN | WNC | MRO |  | 22 | 2 | NAICS-22 Non-Cogen | WT | WND | WND | MISO | 0 | 0 | 2022
solar pv | TRUE | 63690 | N | . | Oak Street Solar | Citizens Enterprises Corporation | 58871 | MA | NEW | NPCC |  | 22 | 2 | NAICS-22 Non-Cogen | PV | SUN | SUN | ISNE | 18666 | 5471 | 2022
solar pv | TRUE | 63691 | N | . | Hunker Solar River, LLC | SolRiver Capital LLC | 64994 | PA | MAT | RFC |  | 22 | 2 | NAICS-22 Non-Cogen | PV | SUN | SUN | PJM | 11882 | 3482 | 2022
solar pv | TRUE | 63692 | N | . | PG Solar, LLC | North Carolina El Member Corp | 13683 | NC | SAT | SERC |  | 22 | 1 | Electric Utility | PV | SUN | SUN | CPLE | 13126 | 3847 | 2022
solar pv | TRUE | 63693 | N | . | Freight Line Solar, LLC | North Carolina El Member Corp | 13683 | NC | SAT | SERC |  | 22 | 1 | Electric Utility | PV | SUN | SUN | CPLE | 14883 | 4362 | 2022
solar pv | TRUE | 63694 | N | . | Butler Solar, LLC | SolRiver Capital LLC | 64994 | OR | PACC | WECC |  | 22 | 2 | NAICS-22 Non-Cogen | PV | SUN | SUN | PGE | 27460 | 8048 | 2022
solar pv | TRUE | 63695 | N | . | Holly Swamp Solar, LLC | North Carolina El Member Corp | 13683 | NC | SAT | SERC |  | 22 | 1 | Electric Utility | PV | SUN | SUN | CPLE | 11298 | 3311 | 2022
solar pv | TRUE | 63696 | N | . | Westmoreland County Solar Project | Westmoreland County Solar Project, LLC | 63412 | VA | SAT | SERC |  | 22 | 2 | NAICS-22 Non-Cogen | PV | SUN | SUN | PJM | 164498 | 48211 | 2022
solar pv | TRUE | 63697 | N | . | Cranberry Solar | GWE Cranberry Solar RT, LLC | 63409 | MA | NEW | NPCC |  | 22 | 2 | NAICS-22 Non-Cogen | PV | SUN | SUN | ISNE | 6008 | 1761 | 2022
solar pv | TRUE | 63698 | N | . | Galloway Landfill | NJR Clean Energy Ventures Corporation | 56990 | NJ | MAT | RFC |  | 22 | 2 | NAICS-22 Non-Cogen | PV | SUN | SUN | PJM | 15402 | 4514 | 2022
other | TRUE | 63699 | N | . | AGT000 Stevens Creek Fuel Cell | 2016 ESA Project Company, LLC | 62150 | CA | PACC | WECC |  | 22 | 2 | NAICS-22 Non-Cogen | FC | NG | NG | CISO | 104601 | 14536 | 2022
other | TRUE | 63700 | N | . | AGT001 Centerville Fuel Cell | 2016 ESA Project Company, LLC | 62150 | DE | SAT | RFC |  | 22 | 2 | NAICS-22 Non-Cogen | FC | NG | NG | PJM | 61675 | 8618 | 2022
other | TRUE | 63701 | N | . | CST001 McCarthy Fuel Cell | 2016 ESA Project Company, LLC | 62150 | CA | PACC | WECC |  | 22 | 2 | NAICS-22 Non-Cogen | FC | NG | NG | CISO | 54194 | 7516 | 2022
other | TRUE | 63702 | N | . | EQX002 Secaucus Rd Fuel Cell | 2016 ESA Project Company, LLC | 62150 | NJ | MAT | RFC |  | 22 | 2 | NAICS-22 Non-Cogen | FC | NG | NG | PJM | 64230 | 9139 | 2022
other | TRUE | 63703 | N | . | EQX003 Secaucus Rd Fuel Cell | 2016 ESA Project Company, LLC | 62150 | NJ | MAT | RFC |  | 22 | 2 | NAICS-22 Non-Cogen | FC | NG | NG | PJM | 94306 | 13483 | 2022
other | TRUE | 63704 | N | . | EQX010 Great Oaks Fuel Cell | 2016 ESA Project Company, LLC | 62150 | CA | PACC | WECC |  | 22 | 2 | NAICS-22 Non-Cogen | FC | NG | NG | CISO | 123597 | 17336 | 2022
other | TRUE | 63705 | N | . | EQX011 Duane Fuel Cell | 2016 ESA Project Company, LLC | 62150 | CA | PACC | WECC |  | 22 | 2 | NAICS-22 Non-Cogen | FC | NG | NG | CISO | 197331 | 27100 | 2022
other | TRUE | 63706 | N | . | EQX012 Harz Fuel Cell | 2016 ESA Project Company, LLC | 62150 | NJ | MAT | RFC |  | 22 | 2 | NAICS-22 Non-Cogen | FC | NG | NG | PJM | 110083 | 15407 | 2022
other | TRUE | 63708 | N | . | EQX015 Great Oaks Fuel Cell | 2016 ESA Project Company, LLC | 62150 | CA | PACC | WECC |  | 22 | 2 | NAICS-22 Non-Cogen | FC | NG | NG | CISO | 183807 | 26168 | 2022
biomass | TRUE | 63709 | N | . | Autumn Hills Generating Facility | North American Natural Res | 13559 | MI | ENC | RFC |  | 22 | 2 | NAICS-22 Non-Cogen | IC | LFG | MLG | MISO | 115925 | 12401 | 2022
onshore wind | TRUE | 63710 | N | . | Golden Hill Wind | Avangrid Renewables LLC | 15399 | OR | PACC | WECC |  | 22 | 2 | NAICS-22 Non-Cogen | WT | WND | WND | AVRN | 1397507 | 409586 | 2022
other | TRUE | 63711 | N | . | JSR000 N Mathilda Fuel Cell | 2016 ESA Project Company, LLC | 62150 | CA | PACC | WECC |  | 22 | 2 | NAICS-22 Non-Cogen | FC | NG | NG | CISO | 65993 | 8915 | 2022
other | TRUE | 63712 | N | . | KSR028 Merced Fuel Cell | 2016 ESA Project Company, LLC | 62150 | CA | PACC | WECC |  | 22 | 2 | NAICS-22 Non-Cogen | FC | NG | NG | CISO | 95829 | 12972 | 2022
other | TRUE | 63713 | N | . | IIV000 Mt Bethel Fuel Cell | 2016 ESA Project Company, LLC | 62150 | NJ | MAT | RFC |  | 22 | 2 | NAICS-22 Non-Cogen | FC | NG | NG | PJM | 137691 | 18552 | 2022
other | TRUE | 63714 | N | . | GEN005 Antibody Fuel Cell | 2016 ESA Project Company, LLC | 62150 | CA | PACC | WECC |  | 22 | 2 | NAICS-22 Non-Cogen | FC | NG | NG | CISO | 123702 | 16525 | 2022
other | TRUE | 63715 | N | . | SCU000 El Camino Real Fuel Cell | 2016 ESA Project Company, LLC | 62150 | CA | PACC | WECC |  | 22 | 2 | NAICS-22 Non-Cogen | FC | NG | NG | CISO | 69639 | 9703 | 2022
other | TRUE | 63716 | N | . | KSR053 Cantara Fuel Cell | 2016 ESA Project Company, LLC | 62150 | CA | PACC | WECC |  | 22 | 2 | NAICS-22 Non-Cogen | FC | NG | NG | CISO | 72837 | 10097 | 2022
other | TRUE | 63717 | N | . | TLR000 Hansen Fuel Cell | 2016 ESA Project Company, LLC | 62150 | CA | PACC | WECC |  | 22 | 2 | NAICS-22 Non-Cogen | FC | NG | NG | CISO | 135708 | 18995 | 2022
solar pv | TRUE | 63718 | N | . | ISM Solar Cranston CSG | Nautilus Solar Solutions | 61227 | RI | NEW | NPCC |  | 22 | 2 | NAICS-22 Non-Cogen | PV | SUN | SUN | ISNE | 15568 | 4563 | 2022
solar pv | TRUE | 63719 | N | . | Elora Solar | Elora Solar | 63418 | TN | ESC | SERC |  | 22 | 2 | NAICS-22 Non-Cogen | PV | SUN | SUN | TVA | 1050524 | 307891 | 2022
solar pv | TRUE | 63720 | N | . | Augusta Solar | Augusta Solar, LLC | 63419 | SC | SAT | SERC |  | 22 | 2 | NAICS-22 Non-Cogen | PV | SUN | SUN | DUK | 13860 | 4062 | 2022
other | TRUE | 63721 | N | . | Cool Springs Solar (Hybrid) | Cool Springs Solar, LLC | 63414 | GA | SAT | SERC |  | 22 | 2 | NAICS-22 Non-Cogen | BA | MWH | OTH | SOCO | 0 | -1708 | 2022
solar pv | TRUE | 63721 | N | . | Cool Springs Solar (Hybrid) | Cool Springs Solar, LLC | 63414 | GA | SAT | SERC |  | 22 | 2 | NAICS-22 Non-Cogen | PV | SUN | SUN | SOCO | 1685104 | 493876 | 2022
other | TRUE | 63722 | N | . | Rawhide Prairie Solar Hybrid | Greenbacker Renewable Energy Corporation | 60025 | CO | MTN | WECC |  | 22 | 2 | NAICS-22 Non-Cogen | BA | MWH | OTH | PSCO | 0 | -113 | 2022
solar pv | TRUE | 63722 | N | . | Rawhide Prairie Solar Hybrid | Greenbacker Renewable Energy Corporation | 60025 | CO | MTN | WECC |  | 22 | 2 | NAICS-22 Non-Cogen | PV | SUN | SUN | PSCO | 169318 | 49624 | 2022
solar pv | TRUE | 63724 | N | . | Hayfield Solar I LLC CSG | REA Investments, LLC | 63359 | MN | WNC | MRO |  | 22 | 2 | NAICS-22 Non-Cogen | PV | SUN | SUN | MISO | 5678 | 1664 | 2022
solar pv | TRUE | 63725 | N | . | Hayfield Solar III LLC CSG | REA Investments, LLC | 63359 | MN | WNC | MRO |  | 22 | 2 | NAICS-22 Non-Cogen | PV | SUN | SUN | MISO | 6469 | 1896 | 2022
solar pv | TRUE | 63726 | N | . | Pipestone City Solar LLC CSG | REA Investments, LLC | 63359 | MN | WNC | MRO |  | 22 | 2 | NAICS-22 Non-Cogen | PV | SUN | SUN | MISO | 6862 | 2011 | 2022
other | TRUE | 63727 | N | . | Slate Hybrid | MN8 Energy LLC | 61944 | CA | PACC | WECC |  | 22 | 2 | NAICS-22 Non-Cogen | BA | MWH | OTH | CISO | 0 | -2040 | 2022
solar pv | TRUE | 63727 | N | . | Slate Hybrid | MN8 Energy LLC | 61944 | CA | PACC | WECC |  | 22 | 2 | NAICS-22 Non-Cogen | PV | SUN | SUN | CISO | 2362872 | 692518 | 2022
other | TRUE | 63728 | N | . | Taos Mesa Energy Facility Hybrid | Taos Mesa Energy Facility, LLC | 63420 | NM | MTN | WECC |  | 22 | 1 | Electric Utility | BA | MWH | OTH | PNM | 0 | -166 | 2022
solar pv | TRUE | 63728 | N | . | Taos Mesa Energy Facility Hybrid | Taos Mesa Energy Facility, LLC | 63420 | NM | MTN | WECC |  | 22 | 1 | Electric Utility | PV | SUN | SUN | PNM | 16282 | 4772 | 2022
solar pv | TRUE | 63729 | N | . | CES Marbletown Solar | Consolidated Edison Solutions Inc. | 57365 | NY | MAT | NPCC |  | 22 | 2 | NAICS-22 Non-Cogen | PV | SUN | SUN | NYIS | 16907 | 4955 | 2022
solar pv | TRUE | 63732 | N | . | ESA Buies Creek, LLC | Sol Systems | 61677 | NC | SAT | SERC |  | 22 | 2 | NAICS-22 Non-Cogen | PV | SUN | SUN | CPLE | 18031 | 5285 | 2022
solar pv | TRUE | 63733 | N | . | Eros Solar, LLC | Sol Systems | 61677 | NC | SAT | SERC |  | 22 | 2 | NAICS-22 Non-Cogen | PV | SUN | SUN | CPLE | 34506 | 10113 | 2022
solar pv | TRUE | 63734 | N | . | Ventura Solar, LLC | Sol Systems | 61677 | NC | SAT | SERC |  | 22 | 2 | NAICS-22 Non-Cogen | PV | SUN | SUN | DUK | 32534 | 9535 | 2022
other | TRUE | 63737 | N | . | Chisholm Grid Energy Storage System | Chisholm Grid, LLC | 63430 | TX | WSC | TRE |  | 22 | 2 | NAICS-22 Non-Cogen | BA | MWH | OTH | ERCO | 0 | -6675 | 2022
onshore wind | TRUE | 63738 | N | . | Helena Wind | Helena Wind, LLC | 63437 | TX | WSC | TRE |  | 22 | 2 | NAICS-22 Non-Cogen | WT | WND | WND | ERCO | 1316855 | 385948 | 2022
onshore wind | TRUE | 63739 | N | . | Las Majadas Wind Farm | Las Majadas Wind Farm, LLC | 63431 | TX | WSC | TRE |  | 22 | 2 | NAICS-22 Non-Cogen | WT | WND | WND | ERCO | 3149889 | 923180 | 2022
solar pv | TRUE | 63741 | N | . | USS Bluff Country Solar CSG | United States Solar Corporation | 65173 | MN | WNC | MRO |  | 22 | 2 | NAICS-22 Non-Cogen | PV | SUN | SUN | MISO | 6678 | 1957 | 2022
solar pv | TRUE | 63742 | N | . | USS Viceroy Solar LLC CSG | United States Solar Corporation | 65173 | MN | WNC | MRO |  | 22 | 2 | NAICS-22 Non-Cogen | PV | SUN | SUN | MISO | 7401 | 2169 | 2022
solar pv | TRUE | 63743 | N | . | USS Solar Way LLC CSG | Standard Solar | 60531 | MN | WNC | MRO |  | 22 | 2 | NAICS-22 Non-Cogen | PV | SUN | SUN | MISO | 7530 | 2207 | 2022
solar pv | TRUE | 63744 | N | . | USS Hubers Solar LLC CSG | United States Solar Corporation | 65173 | MN | WNC | MRO |  | 22 | 2 | NAICS-22 Non-Cogen | PV | SUN | SUN | MISO | 6923 | 2029 | 2022
solar pv | TRUE | 63745 | N | . | Greensville County Solar Project, LLC | Dominion Energy Inc. | 5248 | VA | SAT | SERC |  | 22 | 1 | Electric Utility | PV | SUN | SUN | PJM | 481816 | 141212 | 2022
solar pv | TRUE | 63746 | N | . | TWE Myrtle Solar Farm, LLC | Dominion Energy Inc. | 5248 | VA | SAT | SERC |  | 22 | 1 | Electric Utility | PV | SUN | SUN | PJM | 93342 | 27357 | 2022
solar pv | TRUE | 63747 | N | . | Fogarty CSG | Fogarty Solar LLC | 63441 | NY | MAT | NPCC |  | 22 | 2 | NAICS-22 Non-Cogen | PV | SUN | SUN | NYIS | 12534 | 3673 | 2022
solar pv | TRUE | 63748 | N | . | Mount Hope West | Mount Hope Solar 2 LLC | 63442 | NY | MAT | NPCC |  | 22 | 2 | NAICS-22 Non-Cogen | PV | SUN | SUN | NYIS | 12479 | 3657 | 2022
solar pv | TRUE | 63749 | N | . | Mount Hope East | Mount Hope Solar 1 LLC | 63443 | NY | MAT | NPCC |  | 22 | 2 | NAICS-22 Non-Cogen | PV | SUN | SUN | NYIS | 12296 | 3604 | 2022
solar pv | TRUE | 63750 | N | . | Bluestone | Bluestone Solar LLC | 63444 | NY | MAT | NPCC |  | 22 | 2 | NAICS-22 Non-Cogen | PV | SUN | SUN | NYIS | 11840 | 3470 | 2022
solar pv | TRUE | 63751 | N | . | Underhill | Underhill Solar LLC | 63445 | NY | MAT | NPCC |  | 22 | 2 | NAICS-22 Non-Cogen | PV | SUN | SUN | NYIS | 11982 | 3512 | 2022
solar pv | TRUE | 63752 | N | . | Grabinski | Grabinski Solar LLC | 63446 | NY | MAT | NPCC |  | 22 | 2 | NAICS-22 Non-Cogen | PV | SUN | SUN | NYIS | 12471 | 3655 | 2022
solar pv | TRUE | 63753 | N | . | Platteville Solar CSG, LLC | Greenbacker Renewable Energy Corporation | 60025 | CO | MTN | WECC |  | 22 | 2 | NAICS-22 Non-Cogen | PV | SUN | SUN | PSCO | 10455 | 3064 | 2022
solar pv | TRUE | 63754 | N | . | Gulf Power Blue Indigo Energy | Florida Power & Light Co | 6452 | FL | SAT | SERC |  | 22 | 1 | Electric Utility | PV | SUN | SUN | SOCO | 539421 | 158095 | 2022
biomass | FALSE | 63755 | N | . | Milner Butte LFGE | Southern Idaho Solid Waste | 63439 | ID | MTN | WECC |  | 562212 | 4 | Commercial NAICS Non-Cogen | IC | LFG | MLG | IPCO | 212132 | 18297 | 2022
solar pv | TRUE | 63756 | N | . | Omtanke Solar | DG South Carolina Solar, LLC | 63450 | SC | SAT | SERC |  | 22 | 2 | NAICS-22 Non-Cogen | PV | SUN | SUN | SC | 35584 | 10429 | 2022
solar pv | FALSE | 63758 | N | . | Kroger La Habra | Ralph's Grocery Company | 63452 | CA | PACC | WECC |  | 311 | 6 | Industrial NAICS Non-Cogen | PV | SUN | SUN | CISO | 6295 | 1845 | 2022
solar pv | TRUE | 63759 | N | . | Ballenger Road Solar A | Ballenger Road Solar A | 63673 | SC | SAT | SERC |  | 22 | 2 | NAICS-22 Non-Cogen | PV | SUN | SUN | DUK | 12856 | 3768 | 2022
solar pv | TRUE | 63760 | N | . | White Horse Solar A | White Horse Solar A | 63674 | SC | SAT | SERC |  | 22 | 2 | NAICS-22 Non-Cogen | PV | SUN | SUN | DUK | 11644 | 3412 | 2022
solar pv | TRUE | 63761 | N | . | Soscol Ferry Solar | Soscol Ferry Solar | 63675 | CA | PACC | WECC |  | 22 | 2 | NAICS-22 Non-Cogen | PV | SUN | SUN | CISO | 18024 | 5283 | 2022
solar pv | TRUE | 63762 | N | . | Silveira Ranch Road Solar | Silveira Ranch Road Solar | 63676 | CA | PACC | WECC |  | 22 | 2 | NAICS-22 Non-Cogen | PV | SUN | SUN | CISO | 19714 | 5778 | 2022
other | TRUE | 63763 | N | . | CES Agawam Tuckahoe Solar Hybrid | CES Agawam Tuckahoe Solar LLC | 64541 | MA | NEW | NPCC |  | 22 | 2 | NAICS-22 Non-Cogen | BA | MWH | OTH | ISNE | 0 | 0 | 2022
solar pv | TRUE | 63763 | N | . | CES Agawam Tuckahoe Solar Hybrid | CES Agawam Tuckahoe Solar LLC | 64541 | MA | NEW | NPCC |  | 22 | 2 | NAICS-22 Non-Cogen | PV | SUN | SUN | ISNE | 22843 | 6695 | 2022
solar pv | TRUE | 63764 | N | . | Elm Branch Solar 1 | Lightsource Renewable Energy Asset Management, LLC | 62842 | TX | WSC | TRE |  | 22 | 2 | NAICS-22 Non-Cogen | PV | SUN | SUN | ERCO | 1054543 | 309069 | 2022
solar pv | TRUE | 63768 | N | . | Elk Hill Solar 2 | Lightsource Renewable Energy Asset Management, LLC | 62842 | PA | MAT | RFC |  | 22 | 2 | NAICS-22 Non-Cogen | PV | SUN | SUN | PJM | 95515 | 27994 | 2022
solar pv | TRUE | 63769 | N | . | Briar Creek Solar 1 | Lightsource Renewable Energy Asset Management, LLC | 62842 | TX | WSC | TRE |  | 22 | 2 | NAICS-22 Non-Cogen | PV | SUN | SUN | ERCO | 1014206 | 297247 | 2022
solar pv | TRUE | 63770 | N | . | Bighorn Solar 1 | Lightsource Renewable Energy Asset Management, LLC | 62842 | CO | MTN | WECC |  | 22 | 2 | NAICS-22 Non-Cogen | PV | SUN | SUN | PSCO | 2008118 | 588546 | 2022
solar pv | TRUE | 63772 | N | . | Adirondack Solar | Cypress Creek Renewables | 61060 | NY | MAT | NPCC |  | 22 | 2 | NAICS-22 Non-Cogen | PV | SUN | SUN | NYIS | 5938 | 1740 | 2022
solar pv | TRUE | 63773 | N | . | Elk Hill Solar 1 | Lightsource Renewable Energy Asset Management, LLC | 62842 | PA | MAT | RFC |  | 22 | 2 | NAICS-22 Non-Cogen | PV | SUN | SUN | PJM | 2552 | 748 | 2022
other | TRUE | 63774 | N | . | Mount Kisco Landfill Solar & Storage CSG | BQ Energy LLC | 59474 | NY | MAT | RFC |  | 22 | 2 | NAICS-22 Non-Cogen | BA | MWH | OTH | NYIS | 0 | 0 | 2022
solar pv | TRUE | 63774 | N | . | Mount Kisco Landfill Solar & Storage CSG | BQ Energy LLC | 59474 | NY | MAT | RFC |  | 22 | 2 | NAICS-22 Non-Cogen | PV | SUN | SUN | NYIS | 3595 | 1054 | 2022
other | TRUE | 63775 | N | . | Tech Square Microgrid | Georgia Power Co | 7140 | GA | SAT | SERC |  | 22 | 1 | Electric Utility | BA | MWH | OTH | SOCO | 0 | -1 | 2022
other | TRUE | 63775 | N | . | Tech Square Microgrid | Georgia Power Co | 7140 | GA | SAT | SERC |  | 22 | 1 | Electric Utility | FC | NG | NG | SOCO | 11409 | 1676 | 2022
petroleum | TRUE | 63775 | N | . | Tech Square Microgrid | Georgia Power Co | 7140 | GA | SAT | SERC |  | 22 | 1 | Electric Utility | IC | DFO | DFO | SOCO | 17 | 3 | 2022
natural gas peaker | TRUE | 63775 | N | . | Tech Square Microgrid | Georgia Power Co | 7140 | GA | SAT | SERC |  | 22 | 1 | Electric Utility | IC | NG | NG | SOCO | 0 | 0 | 2022
solar pv | TRUE | 63777 | N | . | Pinson Solar Farm | Alchemy Renewable Energy | 62627 | SC | SAT | SERC |  | 22 | 2 | NAICS-22 Non-Cogen | PV | SUN | SUN | DUK | 57632 | 16891 | 2022
solar pv | TRUE | 63778 | N | . | Suntex Solar, LLC | NES Euryalus | 64876 | OR | PACC | WECC |  | 22 | 2 | NAICS-22 Non-Cogen | PV | SUN | SUN | BPAT | 84842 | 24866 | 2022
solar pv | TRUE | 63779 | N | . | Rock Garden Solar, LLC | NES Euryalus | 64876 | OR | PACC | WECC |  | 22 | 2 | NAICS-22 Non-Cogen | PV | SUN | SUN | BPAT | 81780 | 23968 | 2022
solar pv | TRUE | 63780 | N | . | NY- CSG- Johnstown 2 | NY- CSG- Johnstown 2 | 63461 | NY | MAT | NPCC |  | 22 | 2 | NAICS-22 Non-Cogen | PV | SUN | SUN | NYIS | 10260 | 3007 | 2022
solar pv | TRUE | 63781 | N | . | NY- CSG- Livingston 4 | NY- CSG- Livingston 4 | 63462 | NY | MAT | NPCC |  | 22 | 2 | NAICS-22 Non-Cogen | PV | SUN | SUN | NYIS | 9503 | 2785 | 2022
solar pv | TRUE | 63786 | N | . | Ben Moreell Solar Farm | Conductive Power | 63466 | NJ | MAT | RFC |  | 22 | 2 | NAICS-22 Non-Cogen | PV | SUN | SUN | PJM | 120825 | 35412 | 2022
solar pv | TRUE | 63790 | N | . | Illinois PV Fulton 1 CSG | Illinois PV Fulton 1, LLC | 63470 | IL | ENC | SERC |  | 22 | 2 | NAICS-22 Non-Cogen | PV | SUN | SUN | MISO | 11707 | 3431 | 2022
solar pv | TRUE | 63791 | N | . | Sobania Community Solar LLC | Madison Energy Holdings LLC | 62915 | MN | WNC | MRO |  | 22 | 2 | NAICS-22 Non-Cogen | PV | SUN | SUN | MISO | 5971 | 1750 | 2022
solar pv | TRUE | 63792 | N | . | Svihel Community Solar LLC CSG | Svihel Community Solar LLC | 64151 | MN | WNC | MRO |  | 22 | 2 | NAICS-22 Non-Cogen | PV | SUN | SUN | MISO | 6803 | 1994 | 2022
solar pv | TRUE | 63793 | N | . | Studenski Community Solar LLC CSG | Studenski Community Solar LLC | 64152 | MN | WNC | MRO |  | 22 | 2 | NAICS-22 Non-Cogen | PV | SUN | SUN | MISO | 6474 | 1897 | 2022
solar pv | TRUE | 63794 | N | . | Stevens Community Solar LLC | Madison Energy Holdings LLC | 62915 | MN | WNC | MRO |  | 22 | 2 | NAICS-22 Non-Cogen | PV | SUN | SUN | MISO | 6680 | 1958 | 2022
solar pv | TRUE | 63795 | N | . | Alkali Solar, LLC | NES Euryalus | 64876 | OR | PACC | WECC |  | 22 | 2 | NAICS-22 Non-Cogen | PV | SUN | SUN | BPAT | 85163 | 24960 | 2022
solar pv | TRUE | 63796 | N | . | West Hines Solar I, LLC | NES Euryalus | 64876 | OR | PACC | WECC |  | 22 | 2 | NAICS-22 Non-Cogen | PV | SUN | SUN | BPAT | 83972 | 24611 | 2022
solar pv | TRUE | 63800 | N | . | NY - CSG - Ellsworth II | Nautilus Solar Solutions | 61227 | NY | MAT | NPCC |  | 22 | 2 | NAICS-22 Non-Cogen | PV | SUN | SUN | NYIS | 11815 | 3463 | 2022
solar pv | TRUE | 63801 | N | . | St. Joseph Solar | Indiana Michigan Power Co | 9324 | IN | ENC | RFC |  | 22 | 1 | Electric Utility | PV | SUN | SUN | PJM | 80074 | 23468 | 2022
onshore wind | TRUE | 63803 | N | . | Bronco Plains Wind, LLC | Bronco Plains Wind, LLC | 63487 | CO | MTN | WECC |  | 22 | 2 | NAICS-22 Non-Cogen | WT | WND | WND | PSCO | 3873083 | 1135136 | 2022
other | TRUE | 63804 | N | . | Partridgeville Hybrid CSG | Partridgeville Road Solar 1, LLC | 63491 | MA | NEW | NPCC |  | 22 | 2 | NAICS-22 Non-Cogen | BA | MWH | OTH | ISNE | 0 | -77 | 2022
solar pv | TRUE | 63804 | N | . | Partridgeville Hybrid CSG | Partridgeville Road Solar 1, LLC | 63491 | MA | NEW | NPCC |  | 22 | 2 | NAICS-22 Non-Cogen | PV | SUN | SUN | ISNE | 20281 | 5944 | 2022
other | TRUE | 63805 | N | . | Williamsville Hybrid CSG | Williamsville Road LLC | 63490 | MA | NEW | NPCC |  | 22 | 2 | NAICS-22 Non-Cogen | BA | MWH | OTH | ISNE | 0 | -28 | 2022
solar pv | TRUE | 63805 | N | . | Williamsville Hybrid CSG | Williamsville Road LLC | 63490 | MA | NEW | NPCC |  | 22 | 2 | NAICS-22 Non-Cogen | PV | SUN | SUN | ISNE | 29007 | 8501 | 2022
solar pv | TRUE | 63807 | N | . | Sugar Solar, LLC | Sugar Solar, LLC | 63493 | NC | SAT | SERC |  | 22 | 2 | NAICS-22 Non-Cogen | PV | SUN | SUN | DUK | 425830 | 124804 | 2022
solar pv | TRUE | 63810 | N | . | Centerfield Cooper Solar, LLC | Centerfield Cooper Solar, LLC | 63495 | SC | SAT | SERC |  | 22 | 2 | NAICS-22 Non-Cogen | PV | SUN | SUN | SC | 527012 | 154458 | 2022
solar pv | TRUE | 63811 | N | . | Lick Creek Solar, LLC | Lick Creek Solar, LLC | 63496 | NC | SAT | SERC |  | 22 | 2 | NAICS-22 Non-Cogen | PV | SUN | SUN | DUK | 284186 | 83290 | 2022
solar pv | TRUE | 63812 | N | . | Highest Power Solar, LLC | Highest Power Solar, LLC | 63497 | NC | SAT | SERC |  | 22 | 2 | NAICS-22 Non-Cogen | PV | SUN | SUN | CPLE | 347393 | 101815 | 2022
solar pv | TRUE | 63813 | N | . | Gunsight Solar, LLC | Gunsight Solar, LLC | 63499 | SC | SAT | SERC |  | 22 | 2 | NAICS-22 Non-Cogen | PV | SUN | SUN | SC | 0 | 0 | 2022
solar pv | TRUE | 63814 | N | . | SR Odom | Odom Solar, LLC | 63473 | GA | SAT | SERC |  | 22 | 2 | NAICS-22 Non-Cogen | PV | SUN | SUN | SOCO | 172863 | 50663 | 2022
solar pv | TRUE | 63816 | N | . | RJC CSG, LLC | Madison Energy Holdings LLC | 62915 | MN | WNC | MRO |  | 22 | 2 | NAICS-22 Non-Cogen | PV | SUN | SUN | MISO | 6217 | 1822 | 2022
solar pv | TRUE | 63817 | N | . | Hinterland CSG, LLC | Madison Energy Holdings LLC | 62915 | MN | WNC | MRO |  | 22 | 2 | NAICS-22 Non-Cogen | PV | SUN | SUN | MISO | 6404 | 1877 | 2022
solar pv | TRUE | 63819 | N | . | Betcher CSG 1, LLC | Madison Energy Holdings LLC | 62915 | MN | WNC | MRO |  | 22 | 2 | NAICS-22 Non-Cogen | PV | SUN | SUN | MISO | 5864 | 1719 | 2022
solar pv | TRUE | 63820 | N | . | Huneke CSG 1, LLC | Madison Energy Holdings LLC | 62915 | MN | WNC | MRO |  | 22 | 2 | NAICS-22 Non-Cogen | PV | SUN | SUN | MISO | 6046 | 1772 | 2022
solar pv | TRUE | 63821 | N | . | Huneke CSG 2, LLC | Madison Energy Holdings LLC | 62915 | MN | WNC | MRO |  | 22 | 2 | NAICS-22 Non-Cogen | PV | SUN | SUN | MISO | 6356 | 1863 | 2022
solar pv | TRUE | 63823 | N | . | CED Beecher Sun Solar | Bay4 Energy Services, LLC | 64395 | IL | ENC | RFC |  | 22 | 2 | NAICS-22 Non-Cogen | PV | SUN | SUN | PJM | 13463 | 3946 | 2022
solar pv | TRUE | 63824 | N | . | CED Hilltop Solar | Bay4 Energy Services, LLC | 64395 | IL | ENC | RFC |  | 22 | 2 | NAICS-22 Non-Cogen | PV | SUN | SUN | PJM | 14547 | 4264 | 2022
solar pv | TRUE | 63825 | N | . | Lineage Logistics Solar | DG Illinois Solar, LLC | 63505 | IL | ENC | RFC |  | 22 | 2 | NAICS-22 Non-Cogen | PV | SUN | SUN | PJM | 9032 | 2647 | 2022
natural gas steam turbine | FALSE | 63826 | Y | . | POET Biorefining - Jewell | POET Biorefining - Jewell | 63506 | IA | WNC | MRO |  | 325193 | 7 | Industrial NAICS Cogen | ST | NG | NG | MISO | 249847 | 21968 | 2022
natural gas steam turbine | FALSE | 63829 | Y | . | POET Biorefining - Marion, LLC | POET Biorefining - Marion, LLC | 63510 | OH | ENC | RFC |  | 325193 | 7 | Industrial NAICS Cogen | ST | NG | NG | PJM | 353868 | 31114 | 2022
solar pv | TRUE | 63830 | N | . | Conagra Foods at St. Elmo | Luminace Solar Illinois 2, LLC | 63511 | IL | ENC | SERC |  | 22 | 2 | NAICS-22 Non-Cogen | PV | SUN | SUN | MISO | 11768 | 3449 | 2022
natural gas steam turbine | FALSE | 63831 | Y | . | POET Biorefining Caro, LLC | POET Biorefining Caro, LLC | 63509 | MI | ENC | RFC |  | 325193 | 7 | Industrial NAICS Cogen | ST | NG | NG | MISO | 178619 | 15233.85 | 2022
natural gas steam turbine | FALSE | 63832 | Y | . | POET Biorefining-Hanlontown, LLC | POET Biorefining-Hanlontown, LLC | 63508 | IA | WNC | MRO |  | 325193 | 7 | Industrial NAICS Cogen | ST | NG | NG | MISO | 165369 | 14103.8 | 2022
solar pv | TRUE | 63833 | N | . | Bluebird Solar SC LLC | Bluebird Solar LLC | 63507 | SC | SAT | SERC |  | 22 | 2 | NAICS-22 Non-Cogen | PV | SUN | SUN | DUK | 23433 | 6868 | 2022
other | TRUE | 63834 | N | . | Gateway Energy Storage System | Gateway Energy Storage, LLC | 63512 | CA | PACC | WECC |  | 22 | 2 | NAICS-22 Non-Cogen | BA | MWH | OTH | CISO | 0 | -27584 | 2022
solar pv | TRUE | 63835 | N | . | Pilot Mountain Solar, LLC | NES Olympos | 63471 | NC | SAT | SERC |  | 22 | 2 | NAICS-22 Non-Cogen | PV | SUN | SUN | DUK | 35642 | 10446 | 2022
solar pv | TRUE | 63836 | N | . | Benson Solar, LLC | NES Olympos | 63471 | NC | SAT | SERC |  | 22 | 2 | NAICS-22 Non-Cogen | PV | SUN | SUN | CPLE | 29063 | 8518 | 2022
solar pv | TRUE | 63837 | N | . | Lane II Solar, LLC | NES Olympos | 63471 | NC | SAT | SERC |  | 22 | 2 | NAICS-22 Non-Cogen | PV | SUN | SUN | CPLE | 37226 | 10910 | 2022
solar pv | TRUE | 63839 | N | . | Midlands | Cubico USA, LLC | 62161 | SC | SAT | SERC |  | 22 | 2 | NAICS-22 Non-Cogen | PV | SUN | SUN | SCEG | 433000 | 126905 | 2022
solar pv | TRUE | 63842 | N | . | Trent River Solar, LLC | Trent River Solar, LLC | 63519 | NC | SAT | SERC |  | 22 | 2 | NAICS-22 Non-Cogen | PV | SUN | SUN | CPLE | 545257 | 159806 | 2022
solar pv | TRUE | 63844 | N | . | Fort Calhoun Community Solar | DG Southwest Solar Portfolio 2019, LLC | 63521 | NE | WNC | MRO |  | 22 | 2 | NAICS-22 Non-Cogen | PV | SUN | SUN | SWPP | 34641 | 10152 | 2022
natural gas steam turbine | FALSE | 63852 | Y | . | POET Biorefining - North Manchester, LLC | POET Biorefining - North Manchester, LLC | 63530 | IN | ENC | RFC |  | 325193 | 7 | Industrial NAICS Cogen | ST | NG | NG | MISO | 234246 | 19978.12 | 2022
biomass | FALSE | 63853 | Y | . | POET Biorefining - Chancellor | POET Biorefining- Chancellor | 63531 | SD | WNC | MRO |  | 325193 | 7 | Industrial NAICS Cogen | ST | LFG | MLG | MISO | 57805 | 5082.585 | 2022
natural gas steam turbine | FALSE | 63853 | Y | . | POET Biorefining - Chancellor | POET Biorefining- Chancellor | 63531 | SD | WNC | MRO |  | 325193 | 7 | Industrial NAICS Cogen | ST | NG | NG | MISO | 34035 | 2992.587 | 2022
biomass | FALSE | 63853 | Y | . | POET Biorefining - Chancellor | POET Biorefining- Chancellor | 63531 | SD | WNC | MRO |  | 325193 | 7 | Industrial NAICS Cogen | ST | WDS | WWW | MISO | 269204 | 23669.828 | 2022
solar pv | TRUE | 63854 | N | . | Medusa NY 1 | Medusa NY 1, LLC | 63529 | NY | MAT | NPCC |  | 22 | 2 | NAICS-22 Non-Cogen | PV | SUN | SUN | NYIS | 11162 | 3271 | 2022
solar pv | TRUE | 63855 | N | . | Walden NY 1 | Walden NY 1, LLC | 63532 | NY | MAT | NPCC |  | 22 | 2 | NAICS-22 Non-Cogen | PV | SUN | SUN | NYIS | 9697 | 2842 | 2022
solar pv | TRUE | 63856 | N | . | Westtown NY 2 | Westtown NY 2, LLC | 63533 | NY | MAT | NPCC |  | 22 | 2 | NAICS-22 Non-Cogen | PV | SUN | SUN | NYIS | 11355 | 3328 | 2022
solar pv | TRUE | 63857 | N | . | Middletown NY 1 | Middletown NY 1, LLC | 63534 | NY | MAT | NPCC |  | 22 | 2 | NAICS-22 Non-Cogen | PV | SUN | SUN | NYIS | 11619 | 3405 | 2022
solar pv | TRUE | 63858 | N | . | Westerlo NY 1 | Westerlo NY 1, LLC | 63535 | NY | MAT | NPCC |  | 22 | 2 | NAICS-22 Non-Cogen | PV | SUN | SUN | NYIS | 11621 | 3406 | 2022
solar pv | TRUE | 63859 | N | . | Golden Field Solar III, LLC | Golden Field Solar III, LLC | 63545 | CA | PACC | WECC |  | 22 | 2 | NAICS-22 Non-Cogen | PV | SUN | SUN | CISO | 1996171 | 585044 | 2022
solar pv | TRUE | 63860 | N | . | Encino Solar Energy Center | NMRD Data Center, LLC | 61156 | NM | MTN | WECC |  | 22 | 2 | NAICS-22 Non-Cogen | PV | SUN | SUN | PNM | 488604 | 143202 | 2022
solar pv | TRUE | 63861 | N | . | Logansport Solar | Alchemy Renewable Energy | 62627 | IN | ENC | RFC |  | 22 | 2 | NAICS-22 Non-Cogen | PV | SUN | SUN | MISO | 75402 | 22099 | 2022
solar pv | TRUE | 63869 | N | . | IBM Solar | DG Colorado Solar, LLC | 60293 | CO | MTN | WECC |  | 22 | 2 | NAICS-22 Non-Cogen | PV | SUN | SUN | PSCO | 51973 | 15232 | 2022
solar pv | TRUE | 63870 | N | . | Camp San Luis Obispo | Ecoplexus, Inc | 58970 | CA | PACC | WECC |  | 22 | 2 | NAICS-22 Non-Cogen | PV | SUN | SUN | CISO | 0 | 0 | 2022
solar pv | TRUE | 63875 | N | . | Kern Valley SP | Ecoplexus, Inc | 58970 | CA | PACC | WECC |  | 22 | 2 | NAICS-22 Non-Cogen | PV | SUN | SUN | CISO | 0 | 0 | 2022
solar pv | TRUE | 63883 | N | . | Samson Solar Energy III LLC | Invenergy Services LLC | 49893 | TX | WSC | TRE |  | 22 | 2 | NAICS-22 Non-Cogen | PV | SUN | SUN | ERCO | 100351 | 29411 | 2022
solar pv | TRUE | 63887 | N | . | East Brookfield Main Street Solar LLC CSG | AES Distributed Energy | 61012 | MA | NEW | NPCC |  | 22 | 2 | NAICS-22 Non-Cogen | PV | SUN | SUN | ISNE | 6073 | 1780 | 2022
solar pv | TRUE | 63888 | N | . | ESIL-PFCHICAGO 3, LLC | Madison Energy Holdings LLC | 62915 | IL | ENC | RFC |  | 22 | 2 | NAICS-22 Non-Cogen | PV | SUN | SUN | MISO | 19018 | 5574 | 2022
solar pv | TRUE | 63889 | N | . | ESIL-PFCHICAGO 2, LLC | Madison Energy Holdings LLC | 62915 | IL | ENC | RFC |  | 22 | 2 | NAICS-22 Non-Cogen | PV | SUN | SUN | MISO | 12808 | 3754 | 2022
other | TRUE | 63891 | N | . | Saticoy | Ventura Energy Storage, LLC | 63550 | CA | PACC | WECC |  | 22 | 2 | NAICS-22 Non-Cogen | BA | MWH | OTH | CISO | 0 | -18576 | 2022
other | TRUE | 63892 | N | . | Lily Solar Hybrid | Lily Solar, LLC | 63549 | TX | WSC | TRE |  | 22 | 2 | NAICS-22 Non-Cogen | BA | MWH | OTH | ERCO | 0 | -1785 | 2022
solar pv | TRUE | 63892 | N | . | Lily Solar Hybrid | Lily Solar, LLC | 63549 | TX | WSC | TRE |  | 22 | 2 | NAICS-22 Non-Cogen | PV | SUN | SUN | ERCO | 1262082 | 369895 | 2022
solar pv | TRUE | 63893 | N | . | GD Hopkinton Main I, LLC | GD Hopkinton Main I, LLC | 63548 | RI | NEW | NPCC |  | 22 | 2 | NAICS-22 Non-Cogen | PV | SUN | SUN | ISNE | 57614 | 16885 | 2022
solar pv | TRUE | 63894 | N | . | Milo PV - BD Solar 1 LLC | BD Solar 1 LLC | 63568 | ME | NEW | NPCC |  | 22 | 2 | NAICS-22 Non-Cogen | PV | SUN | SUN | ISNE | 97341 | 28528.83 | 2022
solar pv | TRUE | 63895 | N | . | Augusta PV - BD Solar Augusta LLC | BD Solar Augusta LLC | 63567 | ME | NEW | NPCC |  | 22 | 2 | NAICS-22 Non-Cogen | PV | SUN | SUN | ISNE | 37920 | 11114 | 2022
solar pv | TRUE | 63896 | N | . | Fairfield PV - BD Solar Fairfield LLC | BD Solar Fairfield LLC | 63566 | ME | NEW | NPCC |  | 22 | 2 | NAICS-22 Non-Cogen | PV | SUN | SUN | ISNE | 31725 | 9298 | 2022
solar pv | TRUE | 63897 | N | . | Oxford PV - BD Solar Oxford LLC | BD Solar Oxford LLC | 63565 | ME | NEW | NPCC |  | 22 | 2 | NAICS-22 Non-Cogen | PV | SUN | SUN | ISNE | 54640 | 16014 | 2022
solar pv | TRUE | 63899 | N | . | Cornillie 2 Community (CSG) | Cornillie 2 Community Solar LLC | 63569 | MN | WNC | MRO |  | 22 | 2 | NAICS-22 Non-Cogen | PV | SUN | SUN | MISO | 5179 | 1518 | 2022
solar pv | TRUE | 63903 | N | . | Pinesburg Solar LLC | Madison Energy Holdings LLC | 62915 | MD | SAT | RFC |  | 22 | 2 | NAICS-22 Non-Cogen | PV | SUN | SUN | PJM | 22898 | 6711 | 2022
solar pv | TRUE | 63904 | N | . | Timonium Fairgrounds | Madison Energy Holdings LLC | 62915 | MD | SAT | RFC |  | 22 | 2 | NAICS-22 Non-Cogen | PV | SUN | SUN | PJM | 10339 | 3030 | 2022
other | TRUE | 63905 | N | . | Azure Sky Solar | Azure Sky Solar Project, LLC | 63571 | TX | WSC | TRE |  | 22 | 2 | NAICS-22 Non-Cogen | BA | MWH | OTH | ERCO | 0 | -3488 | 2022
solar pv | TRUE | 63905 | N | . | Azure Sky Solar | Azure Sky Solar Project, LLC | 63571 | TX | WSC | TRE |  | 22 | 2 | NAICS-22 Non-Cogen | PV | SUN | SUN | ERCO | 1977206 | 579486 | 2022
solar pv | TRUE | 63906 | N | . | Turquoise Nevada, LLC | Greenbacker Renewable Energy Corporation | 60025 | NV | MTN | WECC |  | 22 | 2 | NAICS-22 Non-Cogen | PV | SUN | SUN | NEVP | 383064 | 112270 | 2022
solar pv | TRUE | 63908 | N | . | SulusSolar17 | Adapture Renewables, Inc. | 60496 | OR | PACC | WECC |  | 22 | 2 | NAICS-22 Non-Cogen | PV | SUN | SUN | PGE | 14058 | 4120 | 2022
solar pv | TRUE | 63910 | N | . | Bluegrass Solar | Bluegrass Solar, LLC | 63575 | MD | SAT | RFC |  | 22 | 2 | NAICS-22 Non-Cogen | PV | SUN | SUN | PJM | 61355 | 17982 | 2022
other | TRUE | 63913 | N | . | Dodge Flat | Dodge Flat Solar, LLC | 63578 | NV | MTN | WECC |  | 22 | 2 | NAICS-22 Non-Cogen | BA | MWH | OTH | NEVP | 0 | -3758 | 2022
solar pv | TRUE | 63913 | N | . | Dodge Flat | Dodge Flat Solar, LLC | 63578 | NV | MTN | WECC |  | 22 | 2 | NAICS-22 Non-Cogen | PV | SUN | SUN | NEVP | 1541777 | 451869 | 2022
onshore wind | TRUE | 63914 | N | . | Cedar Springs I | Cedar Springs Wind, LLC | 63580 | WY | MTN | WECC |  | 22 | 2 | NAICS-22 Non-Cogen | WT | WND | WND | PACE | 2801734 | 821141 | 2022
onshore wind | TRUE | 63915 | N | . | Cedar Springs II | PacifiCorp | 14354 | WY | MTN | WECC |  | 22 | 1 | Electric Utility | WT | WND | WND | PACE | 2059213 | 603521 | 2022
onshore wind | TRUE | 63916 | N | . | Cedar Springs III | Cedar Springs Wind III, LLC | 63582 | WY | MTN | WECC |  | 22 | 2 | NAICS-22 Non-Cogen | WT | WND | WND | PACE | 1938818 | 568235 | 2022
solar pv | TRUE | 63917 | N | . | DC Water Solar | Marbury Point Solar LLC | 63572 | DC | SAT | RFC |  | 22 | 2 | NAICS-22 Non-Cogen | PV | SUN | SUN | PJM | 18163 | 5323 | 2022
natural gas steam turbine | FALSE | 63918 | Y | . | POET Biorefining - Hudson | POET Biorefining - Hudson | 63584 | SD | WNC | MRO |  | 325193 | 7 | Industrial NAICS Cogen | ST | NG | NG | MISO | 216036 | 18995 | 2022
natural gas steam turbine | FALSE | 63919 | Y | . | POET Biorefining LLC - Corning | POET Biorefining LLC - Corning | 63586 | IA | WNC | MRO |  | 325193 | 7 | Industrial NAICS Cogen | ST | NG | NG | MISO | 248199 | 21823 | 2022
natural gas steam turbine | FALSE | 63920 | Y | . | POET Biorefining - Fostoria | Fostoria Ethanol | 63588 | OH | ENC | RFC |  | 325193 | 7 | Industrial NAICS Cogen | ST | NG | NG | PJM | 215115 | 18346.58 | 2022
natural gas steam turbine | FALSE | 63921 | N | . | POET Biorefining - Shelbyville | POET Biorefing- Shelbyville | 63589 | IN | ENC | RFC |  | 325193 | 6 | Industrial NAICS Non-Cogen | ST | NG | NG | MISO | 1488666 | 33027 | 2022
natural gas steam turbine | FALSE | 63922 | Y | . | POET Biorefining - Portland | POET Biorefining - Portland | 63585 | IN | ENC | RFC |  | 325193 | 7 | Industrial NAICS Cogen | ST | NG | NG | PJM | 207755 | 18267 | 2022
natural gas steam turbine | FALSE | 63923 | Y | . | POET Biorefining - Gowrie | POET Biorefining - Gowrie | 63591 | IA | WNC | MRO |  | 325193 | 7 | Industrial NAICS Cogen | ST | NG | NG | MISO | 242229 | 21298 | 2022
natural gas steam turbine | FALSE | 63924 | Y | . | POET Biorefining- Alexandria, LLC | POET Biorefining - Alexandria, LLC. | 63587 | IN | ENC | RFC |  | 325193 | 7 | Industrial NAICS Cogen | ST | NG | NG | PJM | 182348 | 16033 | 2022
solar pv | TRUE | 63925 | N | . | Riley | Riley Solar I LLC | 63592 | OR | PACC | WECC |  | 22 | 2 | NAICS-22 Non-Cogen | PV | SUN | SUN | BPAT | 77989 | 22857 | 2022
solar pv | TRUE | 63926 | N | . | Fort Rock IV | Fort Rock Solar IV LLC | 63593 | OR | PACC | WECC |  | 22 | 2 | NAICS-22 Non-Cogen | PV | SUN | SUN | BPAT | 69776 | 20450 | 2022
natural gas steam turbine | FALSE | 63927 | Y | . | POET Biorefining - Leipsic, LLC | POET Biorefining - Leipsic, LLC | 63594 | OH | ENC | RFC |  | 325193 | 7 | Industrial NAICS Cogen | ST | NG | NG | PJM | 133331 | 0 | 2022
solar pv | FALSE | 63928 | N | . | Vacaville Hospital | KP Vacaville Solar, LLC | 64745 | CA | PACC | WECC |  | 622 | 4 | Commercial NAICS Non-Cogen | PV | SUN | SUN | CISO | 10993 | 3222 | 2022
solar pv | TRUE | 63929 | N | . | Troy Solar | Southern Indiana Gas & Elec Co | 17633 | IN | ENC | RFC |  | 22 | 1 | Electric Utility | PV | SUN | SUN | MISO | 352856 | 103416 | 2022
other | TRUE | 63930 | N | . | Cal Flats BESS | Arevon Energy, Inc. | 61230 | CA | PACC | WECC |  | 22 | 2 | NAICS-22 Non-Cogen | BA | MWH | OTH | CISO | 0 | -6294 | 2022
solar pv | TRUE | 63932 | N | . | Titan Solar 1 (CA) | Titan Solar 1, LLC | 63602 | CA | PACC | WECC |  | 22 | 2 | NAICS-22 Non-Cogen | PV | SUN | SUN | CISO | 692357 | 202918.38 | 2022
solar pv | TRUE | 63934 | N | . | Severson Garden | Severson HoldCo LLC | 63610 | MN | WNC | MRO |  | 22 | 2 | NAICS-22 Non-Cogen | PV | SUN | SUN | MISO | 5741 | 1682 | 2022
solar pv | TRUE | 63935 | N | . | Marion Garden | Excelsior Energy Capital | 64423 | MN | WNC | MRO |  | 22 | 2 | NAICS-22 Non-Cogen | PV | SUN | SUN | MISO | 6544 | 1918 | 2022
solar pv | TRUE | 63936 | N | . | Silver Lake Garden | Excelsior Energy Capital | 64423 | MN | WNC | MRO |  | 22 | 2 | NAICS-22 Non-Cogen | PV | SUN | SUN | MISO | 6367 | 1866 | 2022
solar pv | TRUE | 63937 | N | . | Lyman Garden | Excelsior Energy Capital | 64423 | MN | WNC | MRO |  | 22 | 2 | NAICS-22 Non-Cogen | PV | SUN | SUN | MISO | 5646 | 1655 | 2022
solar pv | TRUE | 63938 | N | . | Nicollet Garden | Excelsior Energy Capital | 64423 | MN | WNC | MRO |  | 22 | 2 | NAICS-22 Non-Cogen | PV | SUN | SUN | MISO | 6001 | 1759 | 2022
solar pv | TRUE | 63939 | N | . | Union Garden | Excelsior Energy Capital | 64423 | MN | WNC | MRO |  | 22 | 2 | NAICS-22 Non-Cogen | PV | SUN | SUN | MISO | 6306 | 1848 | 2022
solar pv | TRUE | 63940 | N | . | Central 40 | Central 40, LLC | 63606 | CA | PACC | WECC |  | 22 | 2 | NAICS-22 Non-Cogen | PV | SUN | SUN | CISO | 300176 | 87976 | 2022
onshore wind | TRUE | 63941 | N | . | Oasis Alta | Terra-Gen Operating Co-Wind | 2770 | CA | PACC | WECC |  | 22 | 2 | NAICS-22 Non-Cogen | WT | WND | WND | CISO | 173152 | 50748 | 2022
solar pv | TRUE | 63942 | N | . | Sunpin Blandford | Blandford Sun, LLC | 63595 | MA | NEW | NPCC |  | 22 | 2 | NAICS-22 Non-Cogen | PV | SUN | SUN | ISNE | 26198 | 7678 | 2022
other | TRUE | 63943 | N | . | Coso Battery Storage | Arevon Asset Management | 64172 | CA | PACC | WECC |  | 22 | 2 | NAICS-22 Non-Cogen | BA | MWH | OTH | CISO | 0 | -9130 | 2022
solar pv | TRUE | 63944 | N | . | Blackhorse Farm Solar, LLC CSG | AES Distributed Energy | 61012 | RI | NEW | NPCC |  | 22 | 2 | NAICS-22 Non-Cogen | PV | SUN | SUN | ISNE | 21768 | 6380 | 2022
solar pv | TRUE | 63945 | N | . | Clinton Solar 4 LLC CSG | Clinton Solar 4 LLC | 63596 | IL | ENC | SERC |  | 22 | 2 | NAICS-22 Non-Cogen | PV | SUN | SUN | MISO | 15964 | 4679 | 2022
solar pv | TRUE | 63946 | N | . | Vermilion Solar 1, LLC CSG | Vermilion Solar 1, LLC | 63597 | IL | ENC | SERC |  | 22 | 2 | NAICS-22 Non-Cogen | PV | SUN | SUN | MISO | 12041 | 3529 | 2022
solar pv | TRUE | 63947 | N | . | DGS Valley State Prison | Forefront Power, LLC | 62856 | CA | PACC | WECC |  | 22 | 2 | NAICS-22 Non-Cogen | PV | SUN | SUN | CISO | 14177 | 4155 | 2022
solar pv | TRUE | 63948 | N | . | CED Spring Creek Solar | Bay4 Energy Services, LLC | 64395 | IL | ENC | SERC |  | 22 | 2 | NAICS-22 Non-Cogen | PV | SUN | SUN | PJM | 14312 | 4194 | 2022
solar pv | TRUE | 63949 | N | . | Cortland | Cortland Solar 2 LLC | 63613 | IL | ENC | MRO |  | 22 | 2 | NAICS-22 Non-Cogen | PV | SUN | SUN | PJM | 13112 | 3843 | 2022
solar pv | TRUE | 63950 | N | . | Erving CSG | Erving Poplar Mountain Solar 1, LLC | 63615 | MA | NEW | NPCC |  | 22 | 2 | NAICS-22 Non-Cogen | PV | SUN | SUN | ISNE | 5483 | 1607 | 2022
solar pv | TRUE | 63951 | N | . | Lena | Lena Solar 1 LLC | 63616 | IL | ENC | MRO |  | 22 | 2 | NAICS-22 Non-Cogen | PV | SUN | SUN | PJM | 13449 | 3942 | 2022
solar pv | TRUE | 63952 | N | . | Ridge Farm | Ridge Farm Solar 1 LLC | 63618 | IL | ENC | MRO |  | 22 | 2 | NAICS-22 Non-Cogen | PV | SUN | SUN | MISO | 14511 | 4253 | 2022
solar pv | TRUE | 63953 | N | . | Easthampton CSG | Easthampton Park Solar 1, LLC | 63614 | MA | NEW | NPCC |  | 22 | 2 | NAICS-22 Non-Cogen | PV | SUN | SUN | ISNE | 12924 | 3788 | 2022
solar pv | TRUE | 63954 | N | . | Mendota | Mendota US Solar 1 LLC | 63617 | IL | ENC | MRO |  | 22 | 2 | NAICS-22 Non-Cogen | PV | SUN | SUN | PJM | 11542 | 3383 | 2022
solar pv | TRUE | 63956 | N | . | Palmer Creek Solar, LLC | Greenbacker Renewable Energy Corporation | 60025 | OR | PACC | WECC |  | 22 | 2 | NAICS-22 Non-Cogen | PV | SUN | SUN | PGE | 12542 | 3676 | 2022
solar pv | TRUE | 63957 | N | . | Day Hill Solar, LLC | Greenbacker Renewable Energy Corporation | 60025 | OR | PACC | WECC |  | 22 | 2 | NAICS-22 Non-Cogen | PV | SUN | SUN | PGE | 12542 | 3676 | 2022
solar pv | TRUE | 63958 | N | . | SSD Marion 3, LLC | Thor Solar 1 CEI, LLC | 63623 | OR | PACC | WECC |  | 22 | 2 | NAICS-22 Non-Cogen | PV | SUN | SUN | PGE | 12218 | 3581 | 2022
solar pv | TRUE | 63959 | N | . | SSD Marion 5, LLC | Thor Solar 1 CEI, LLC | 63623 | OR | PACC | WECC |  | 22 | 2 | NAICS-22 Non-Cogen | PV | SUN | SUN | PGE | 11941 | 3500 | 2022
solar pv | TRUE | 63960 | N | . | SSD Marion 6, LLC | Thor Solar 1 CEI, LLC | 63623 | OR | PACC | WECC |  | 22 | 2 | NAICS-22 Non-Cogen | PV | SUN | SUN | PGE | 12514 | 3668 | 2022
solar pv | TRUE | 63961 | N | . | SSD Clackamas 1, LLC | Thor Solar 1 CEI, LLC | 63623 | OR | PACC | WECC |  | 22 | 2 | NAICS-22 Non-Cogen | PV | SUN | SUN | PGE | 23269 | 6820 | 2022
solar pv | TRUE | 63962 | N | . | SSD Clackamas 4, LLC | Thor Solar 1 CEI, LLC | 63623 | OR | PACC | WECC |  | 22 | 2 | NAICS-22 Non-Cogen | PV | SUN | SUN | PGE | 13200 | 3869 | 2022
solar pv | TRUE | 63963 | N | . | SSD Clackamas 7, LLC | Thor Solar 1 CEI, LLC | 63623 | OR | PACC | WECC |  | 22 | 2 | NAICS-22 Non-Cogen | PV | SUN | SUN | PGE | 12812 | 3755 | 2022
solar pv | TRUE | 63964 | N | . | SSD Marion 1, LLC | Thor Solar 1 CEI, LLC | 63623 | OR | PACC | WECC |  | 22 | 2 | NAICS-22 Non-Cogen | PV | SUN | SUN | PGE | 11460 | 3359 | 2022
solar pv | TRUE | 63965 | N | . | Danville Farm, LLC | Thor Solar 1 CEI, LLC | 63623 | VA | SAT | SERC |  | 22 | 2 | NAICS-22 Non-Cogen | PV | SUN | SUN | PJM | 64499 | 18904 | 2022
solar pv | TRUE | 63966 | N | . | FastSun12 CSG | Altus Power America Management, LLC | 60281 | MN | WNC | MRO |  | 22 | 2 | NAICS-22 Non-Cogen | PV | SUN | SUN | MISO | 5166 | 1514 | 2022
solar pv | TRUE | 63967 | N | . | Charter Durabar at Woodstock | Luminace Solar Illinois 2, LLC | 63511 | IL | ENC | RFC |  | 22 | 2 | NAICS-22 Non-Cogen | PV | SUN | SUN | PJM | 13696 | 4014 | 2022
solar pv | TRUE | 63968 | N | . | The GSI Group LLC at Assumption | Luminace Solar Illinois 2, LLC | 63511 | IL | ENC | SERC |  | 22 | 2 | NAICS-22 Non-Cogen | PV | SUN | SUN | MISO | 10822 | 3172 | 2022
solar pv | TRUE | 63969 | N | . | SulusSolar35 | Adapture Renewables, Inc. | 60496 | OR | PACC | WECC |  | 22 | 2 | NAICS-22 Non-Cogen | PV | SUN | SUN | PGE | 15480 | 4537 | 2022
solar pv | TRUE | 63971 | N | . | CCUA Solar | CCUA Solar, LLC | 63625 | NJ | MAT | RFC |  | 22 | 2 | NAICS-22 Non-Cogen | PV | SUN | SUN | PJM | 9310 | 2729 | 2022
solar pv | TRUE | 63973 | N | . | Cardinal Solar LLC | Cardinal Solar LLC | 63627 | SC | SAT | SERC |  | 22 | 2 | NAICS-22 Non-Cogen | PV | SUN | SUN | CPLE | 56773 | 16639 | 2022
solar pv | TRUE | 63974 | N | . | Hayes Solar, LLC | Hayes Solar, LLC | 63628 | NC | SAT | SERC |  | 22 | 2 | NAICS-22 Non-Cogen | PV | SUN | SUN | DUK | 22297 | 6535 | 2022
solar pv | TRUE | 63975 | N | . | Harrison Solar, LLC | Harrison Solar, LLC | 63629 | NC | SAT | SERC |  | 22 | 2 | NAICS-22 Non-Cogen | PV | SUN | SUN | CPLE | 36178 | 10603 | 2022
solar pv | TRUE | 63976 | N | . | Bay Tree | Cypress Creek Renewables | 61060 | NC | SAT | SERC |  | 22 | 2 | NAICS-22 Non-Cogen | PV | SUN | SUN | CPLE | 534548 | 156667 | 2022
biomass | TRUE | 63977 | N | . | Central Generating | North American Central - LLC | 63632 | MI | ENC | RFC |  | 22 | 2 | NAICS-22 Non-Cogen | IC | LFG | MLG | MISO | 229953 | 24130 | 2022
solar pv | TRUE | 63978 | N | . | Duette Solar Power Plant | Duke Energy Florida, LLC | 6455 | FL | SAT | SERC |  | 22 | 1 | Electric Utility | PV | SUN | SUN | FPC | 545160 | 159777 | 2022
solar pv | TRUE | 63979 | N | . | 315 Vinson Road | Red Toad 315 Vinson Road, LLC | 63634 | NC | SAT | SERC |  | 22 | 2 | NAICS-22 Non-Cogen | PV | SUN | SUN | CPLE | 15706 | 4603 | 2022
onshore wind | TRUE | 63981 | N | . | Red Cloud Wind LLC | Pattern Operators LP | 56545 | NM | MTN | WECC |  | 22 | 2 | NAICS-22 Non-Cogen | WT | WND | WND | PNM | 3436405 | 1007153 | 2022
solar pv | TRUE | 63982 | N | . | Charlie Creek Solar Power Plant | Duke Energy Florida, LLC | 6455 | FL | SAT | SERC |  | 22 | 1 | Electric Utility | PV | SUN | SUN | FPC | 187783 | 55036 | 2022
solar pv | TRUE | 63987 | N | . | Novel Martens Solar LLC(CSG) | REA Investments, LLC | 63359 | MN | WNC | MRO |  | 22 | 2 | NAICS-22 Non-Cogen | PV | SUN | SUN | MISO | 4821 | 1413 | 2022
onshore wind | TRUE | 63988 | N | . | Blooming Grove Wind Energy Center | Invenergy Services LLC | 49893 | IL | ENC | SERC |  | 22 | 2 | NAICS-22 Non-Cogen | WT | WND | WND | PJM | 3416291 | 1001258 | 2022
solar pv | TRUE | 63989 | N | . | Peterman II | Peterman Solar II, LLC | 63643 | IL | ENC | RFC |  | 22 | 2 | NAICS-22 Non-Cogen | PV | SUN | SUN | PJM | 12496 | 3662 | 2022
solar pv | TRUE | 63990 | N | . | Kish CSG | Kish Solar, LLC | 63644 | IL | ENC | RFC |  | 22 | 2 | NAICS-22 Non-Cogen | PV | SUN | SUN | PJM | 13906 | 4076 | 2022
solar pv | TRUE | 63991 | N | . | Nostrand | Nostrand Solar, LLC | 63645 | IL | ENC | RFC |  | 22 | 2 | NAICS-22 Non-Cogen | PV | SUN | SUN | PJM | 14545 | 4263 | 2022
solar pv | TRUE | 63992 | N | . | Vulcan | Vulcan Solar, LLC | 63646 | IL | ENC | RFC |  | 22 | 2 | NAICS-22 Non-Cogen | PV | SUN | SUN | PJM | 9325 | 2733 | 2022
solar pv | FALSE | 63993 | N | . | FTF-PackingShed | Family Tree Farms | 63648 | CA | PACC | WECC |  | 115 | 6 | Industrial NAICS Non-Cogen | PV | SUN | SUN | CISO | 1668 | 489 | 2022
solar pv | FALSE | 63994 | N | . | Firebaugh-CCS-PV-1 | Mike Woolf Farming | 63649 | CA | PACC | WECC |  | 111 | 6 | Industrial NAICS Non-Cogen | PV | SUN | SUN | CISO | 6435 | 1886 | 2022
solar pv | TRUE | 63997 | N | . | Pine Hill | AEP Onsite Partners, LLC | 60571 | RI | NEW | NPCC |  | 22 | 2 | NAICS-22 Non-Cogen | PV | SUN | SUN | ISNE | 27735 | 8129 | 2022
other | TRUE | 64000 | N | . | Amaterasu LLC | AES Distributed Energy | 61012 | MA | NEW | NPCC |  | 22 | 2 | NAICS-22 Non-Cogen | BA | MWH | OTH | ISNE | 0 | -205 | 2022
solar pv | TRUE | 64000 | N | . | Amaterasu LLC | AES Distributed Energy | 61012 | MA | NEW | NPCC |  | 22 | 2 | NAICS-22 Non-Cogen | PV | SUN | SUN | ISNE | 14562 | 4268 | 2022
solar pv | TRUE | 64001 | N | . | Camellia Solar, LLC | National Grid Renewables | 62759 | MN | WNC | MRO |  | 22 | 2 | NAICS-22 Non-Cogen | PV | SUN | SUN | MISO | 7745 | 2270 | 2022
solar pv | TRUE | 64002 | N | . | Buttercup Solar, LLC | Sol Systems | 61677 | NC | SAT | SERC |  | 22 | 2 | NAICS-22 Non-Cogen | PV | SUN | SUN | CPLE | 37430 | 10970 | 2022
onshore wind | TRUE | 64003 | N | . | Iron Star Wind Project | Engie North America | 56201 | KS | WNC | MRO |  | 22 | 2 | NAICS-22 Non-Cogen | WT | WND | WND | SWPP | 3583555 | 1050280 | 2022
solar pv | TRUE | 64006 | N | . | SulusSolar33 | Adapture Renewables, Inc. | 60496 | OR | PACC | WECC |  | 22 | 2 | NAICS-22 Non-Cogen | PV | SUN | SUN | PGE | 16317 | 4782 | 2022
solar pv | TRUE | 64007 | N | . | SulusSolar28 | Adapture Renewables, Inc. | 60496 | OR | PACC | WECC |  | 22 | 2 | NAICS-22 Non-Cogen | PV | SUN | SUN | PGE | 16901 | 4954 | 2022
solar pv | TRUE | 64008 | N | . | MilfordSolar OR | Adapture Renewables, Inc. | 60496 | OR | PACC | WECC |  | 22 | 2 | NAICS-22 Non-Cogen | PV | SUN | SUN | PGE | 15709 | 4604 | 2022
solar pv | TRUE | 64009 | N | . | BristolSolar | Adapture Renewables, Inc. | 60496 | OR | PACC | WECC |  | 22 | 2 | NAICS-22 Non-Cogen | PV | SUN | SUN | PGE | 14613 | 4283 | 2022
solar pv | TRUE | 64010 | N | . | Energix Hollyfield, LLC | Energix Hollyfield, LLC | 63651 | VA | SAT | SERC |  | 22 | 2 | NAICS-22 Non-Cogen | PV | SUN | SUN | PJM | 82049 | 24047 | 2022
solar pv | TRUE | 64011 | N | . | Bainbridge Solar | Bainbridge Solar, LLC | 63665 | GA | SAT | SERC |  | 22 | 2 | NAICS-22 Non-Cogen | PV | SUN | SUN | SOCO | 6977 | 2045 | 2022
solar pv | TRUE | 64012 | N | . | Energix Nokesville, LLC | Energix Nokesville, LLC | 63653 | VA | SAT | SERC |  | 22 | 2 | NAICS-22 Non-Cogen | PV | SUN | SUN | PJM | 5623 | 1648 | 2022
solar pv | TRUE | 64013 | N | . | Somonauk Road Solar 1 | Somonauk Road Solar 1, LLC | 63664 | IL | ENC | RFC |  | 22 | 2 | NAICS-22 Non-Cogen | PV | SUN | SUN | PJM | 13586 | 3982 | 2022
solar pv | TRUE | 64014 | N | . | 28 Livermore Hill Road Solar | 28 Livermore Hill Road Solar, LLC | 63663 | MA | NEW | NPCC |  | 22 | 2 | NAICS-22 Non-Cogen | PV | SUN | SUN | ISNE | 27625 | 8096 | 2022
solar pv | TRUE | 64015 | N | . | Energix Buckingham, LLC | Energix Buckingham, LLC | 63652 | VA | SAT | SERC |  | 22 | 2 | NAICS-22 Non-Cogen | PV | SUN | SUN | PJM | 136898 | 40122 | 2022
solar pv | TRUE | 64016 | N | . | Edwardsville Solar II | Edwardsville Solar II, LLC | 63662 | IL | ENC | SERC |  | 22 | 2 | NAICS-22 Non-Cogen | PV | SUN | SUN | MISO | 13256 | 3885 | 2022
solar pv | TRUE | 64017 | N | . | Brick Church Solar | Brick Church Solar 1, LLC | 63661 | NY | MAT | NPCC |  | 22 | 2 | NAICS-22 Non-Cogen | PV | SUN | SUN | NYIS | 22410 | 6568 | 2022
solar pv | TRUE | 64018 | N | . | Route 76 Boone Solar 1 | Route 76 Boone Solar 1, LLC | 63660 | IL | ENC | RFC |  | 22 | 2 | NAICS-22 Non-Cogen | PV | SUN | SUN | PJM | 10925 | 3202 | 2022
solar pv | TRUE | 64019 | N | . | Altavista Solar | Altavista Solar, LLC | 63666 | VA | SAT | RFC |  | 22 | 2 | NAICS-22 Non-Cogen | PV | SUN | SUN | PJM | 572265 | 167722 | 2022
natural gas combined cycle | TRUE | 64020 | N | . | West Riverside Energy Center | Wisconsin Power & Light Co | 20856 | WI | ENC | MRO |  | 22 | 1 | Electric Utility | CA | NG | NG | MISO | 0 | 1126360 | 2022
natural gas combined cycle | TRUE | 64020 | N | . | West Riverside Energy Center | Wisconsin Power & Light Co | 20856 | WI | ENC | MRO |  | 22 | 1 | Electric Utility | CT | NG | NG | MISO | 21780076 | 1999867 | 2022
solar pv | TRUE | 64020 | N | . | West Riverside Energy Center | Wisconsin Power & Light Co | 20856 | WI | ENC | MRO |  | 22 | 1 | Electric Utility | PV | SUN | SUN | MISO | 17139 | 5023 | 2022
solar pv | TRUE | 64021 | N | . | Alden Solar CSG LLC | Greenbacker Renewable Energy Corporation | 60025 | CO | MTN | WECC |  | 22 | 2 | NAICS-22 Non-Cogen | PV | SUN | SUN | PSCO | 11573 | 3392 | 2022
solar pv | TRUE | 64022 | N | . | SulusSolar22 | Adapture Renewables, Inc. | 60496 | OR | PACC | WECC |  | 22 | 2 | NAICS-22 Non-Cogen | PV | SUN | SUN | PGE | 15142 | 4438 | 2022
solar pv | TRUE | 64023 | N | . | 10 Finderne Avenue Solar, LLC | Greenbacker Renewable Energy Corporation | 60025 | NJ | MAT | RFC |  | 22 | 2 | NAICS-22 Non-Cogen | PV | SUN | SUN | PJM | 12560 | 3681 | 2022
solar pv | TRUE | 64024 | N | . | Monte Vista Solar 2 CSG, LLC | Greenbacker Renewable Energy Corporation | 60025 | CO | MTN | WECC |  | 22 | 2 | NAICS-22 Non-Cogen | PV | SUN | SUN | PSCO | 14012 | 4107 | 2022
solar pv | TRUE | 64025 | N | . | 101 Carnegie Center Solar, LLC | Greenbacker Renewable Energy Corporation | 60025 | NJ | MAT | RFC |  | 22 | 2 | NAICS-22 Non-Cogen | PV | SUN | SUN | PJM | 6325 | 1854 | 2022
solar pv | TRUE | 64026 | N | . | ANSON Solar Center, LLC | Engie North America | 56201 | TX | WSC | TRE |  | 22 | 2 | NAICS-22 Non-Cogen | PV | SUN | SUN | ERCO | 1625368 | 476368 | 2022
other | FALSE | 64027 | Y | . | SB Water Reclamation Fuel Cell | San Bernardino Fuel Cell, LLC | 63669 | CA | PACC | WECC |  | 22132 | 5 | Commercial NAICS Cogen | FC | NG | NG | CISO | 3832 | 361.138 | 2022
biomass | FALSE | 64027 | Y | . | SB Water Reclamation Fuel Cell | San Bernardino Fuel Cell, LLC | 63669 | CA | PACC | WECC |  | 22132 | 5 | Commercial NAICS Cogen | FC | OBG | ORW | CISO | 100335 | 9451.862 | 2022
solar pv | TRUE | 64028 | N | . | San Diego - EMDF at San Diego | California PV Energy 3, LLC | 63667 | CA | PACC | WECC |  | 22 | 2 | NAICS-22 Non-Cogen | PV | SUN | SUN | CISO | 16792 | 4922 | 2022
solar pv | TRUE | 64030 | N | . | Kenmare - Sullivan Community College | MN8 Energy LLC | 61944 | NY | MAT | NPCC |  | 22 | 2 | NAICS-22 Non-Cogen | PV | SUN | SUN | NYIS | 9247 | 2710 | 2022
solar pv | TRUE | 64031 | N | . | Fremont CO 1, LLC | Greenbacker Renewable Energy Corporation | 60025 | CO | MTN | WECC |  | 22 | 2 | NAICS-22 Non-Cogen | PV | SUN | SUN | PSCO | 13389 | 3924 | 2022
solar pv | TRUE | 64033 | N | . | GreenparkSolar | Adapture Renewables, Inc. | 60496 | OR | PACC | WECC |  | 22 | 2 | NAICS-22 Non-Cogen | PV | SUN | SUN | PGE | 6536 | 1916 | 2022
solar pv | TRUE | 64034 | N | . | SulusSolar25 | Adapture Renewables, Inc. | 60496 | OR | PACC | WECC |  | 22 | 2 | NAICS-22 Non-Cogen | PV | SUN | SUN | PGE | 11460 | 3359 | 2022
solar pv | TRUE | 64035 | N | . | Powatan Road Solar | Red Toad Powatan Phase 2 LLC | 63633 | NC | SAT | SERC |  | 22 | 2 | NAICS-22 Non-Cogen | PV | SUN | SUN | CPLE | 15164 | 4445 | 2022
solar pv | TRUE | 64040 | N | . | Apple Canyon Lake Solar | ACM Solar, LLC. | 63680 | IL | ENC | MRO |  | 22 | 2 | NAICS-22 Non-Cogen | PV | SUN | SUN | MISO | 11143 | 3266 | 2022
solar pv | TRUE | 64041 | N | . | Wappinger 9D Solar | Wappinger 9D Solar, LLC | 63681 | NY | MAT | NPCC |  | 22 | 2 | NAICS-22 Non-Cogen | PV | SUN | SUN | NYIS | 8797 | 2578 | 2022
solar pv | TRUE | 64042 | N | . | Montague Road Solar | Montague Road Solar, LLC | 63682 | MA | NEW | NPCC |  | 22 | 2 | NAICS-22 Non-Cogen | PV | SUN | SUN | ISNE | 17756 | 5204 | 2022
solar pv | TRUE | 64043 | N | . | Olney Solar II CSG | Olney Solar II, LLC | 63683 | IL | ENC | SERC |  | 22 | 2 | NAICS-22 Non-Cogen | PV | SUN | SUN | MISO | 15213 | 4459 | 2022
solar pv | TRUE | 64044 | N | . | Off Airport Road - West | Off Airport Road - West, LLC | 63684 | NY | MAT | NPCC |  | 22 | 2 | NAICS-22 Non-Cogen | PV | SUN | SUN | NYIS | 21352 | 6258 | 2022
solar pv | TRUE | 64045 | N | . | Fitchburg Renewables | Fitchburg Renewables, LLC | 63685 | MA | NEW | NPCC |  | 22 | 2 | NAICS-22 Non-Cogen | PV | SUN | SUN | ISNE | 23610 | 6919 | 2022
solar pv | TRUE | 64046 | N | . | 6140 Route 209 - North | 6140 Route 209 - North, LLC | 63686 | NY | MAT | NPCC |  | 22 | 2 | NAICS-22 Non-Cogen | PV | SUN | SUN | NYIS | 23996 | 7033 | 2022
onshore wind | TRUE | 64047 | N | . | Caddo Wind | Allete Clean Energy | 59496 | OK | WSC | MRO |  | 22 | 2 | NAICS-22 Non-Cogen | WT | WND | WND | SWPP | 3449095 | 1010872 | 2022
solar pv | TRUE | 64048 | N | . | SulusSolar29 | Adapture Renewables, Inc. | 60496 | OR | PACC | WECC |  | 22 | 2 | NAICS-22 Non-Cogen | PV | SUN | SUN | PGE | 12469 | 3654 | 2022
solar pv | TRUE | 64049 | N | . | San Diego - NCRC at Vista | California PV Energy 3, LLC | 63667 | CA | PACC | WECC |  | 22 | 2 | NAICS-22 Non-Cogen | PV | SUN | SUN | CISO | 10792 | 3163 | 2022
onshore wind | TRUE | 64051 | N | . | Orchard Windfarm 2, LLC | Orchard Windfarm, LLC | 62758 | OR | PACC | WECC |  | 22 | 2 | NAICS-22 Non-Cogen | WT | WND | WND | BPAT | 57307 | 16796 | 2022
onshore wind | TRUE | 64052 | N | . | Orchard Windfarm 3, LLC | Orchard Windfarm, LLC | 62758 | OR | PACC | WECC |  | 22 | 2 | NAICS-22 Non-Cogen | WT | WND | WND | BPAT | 58069 | 17019 | 2022
onshore wind | TRUE | 64053 | N | . | Orchard Windfarm 4, LLC | Orchard Windfarm, LLC | 62758 | OR | PACC | WECC |  | 22 | 2 | NAICS-22 Non-Cogen | WT | WND | WND | PACW | 61577 | 18047 | 2022
onshore wind | TRUE | 64054 | N | . | Clines Corners Wind Farm LLC | Pattern Operators LP | 56545 | NM | MTN | WECC |  | 22 | 2 | NAICS-22 Non-Cogen | WT | WND | WND | PNM | 3452187 | 1011778 | 2022
solar pv | FALSE | 64055 | N | . | Wonderful Orchards - New Columbia | Wonderful Renewable Energy, LLC. | 63689 | CA | PACC | WECC |  | 111 | 6 | Industrial NAICS Non-Cogen | PV | SUN | SUN | CISO | 36256 | 10626 | 2022
solar pv | TRUE | 64056 | N | . | T Luhman CSG | Madison Energy Holdings LLC | 62915 | MN | WNC | MRO |  | 22 | 2 | NAICS-22 Non-Cogen | PV | SUN | SUN | MISO | 6244 | 1830 | 2022
onshore wind | TRUE | 64057 | N | . | Wheatridge 1 | Portland General Electric Co | 15248 | OR | PACC | WECC |  | 22 | 1 | Electric Utility | WT | WND | WND | BPAT | 904386 | 265061 | 2022
solar pv | TRUE | 64058 | N | . | 2662 Freeport Solar 1 CSG | 2662 Freeport Solar 1, LLC | 63691 | IL | ENC | SERC |  | 22 | 2 | NAICS-22 Non-Cogen | PV | SUN | SUN | MISO | 13239 | 3880 | 2022
solar pv | TRUE | 64059 | N | . | Whiteside Solar 1 CSG | Whiteside Solar 1, LLC | 63692 | IL | ENC | SERC |  | 22 | 2 | NAICS-22 Non-Cogen | PV | SUN | SUN | MISO | 11603 | 3401 | 2022
solar pv | TRUE | 64060 | N | . | SELCO Community Solar | Massachusetts Mun Wholes Electric Co | 11806 | MA | NEW | NPCC |  | 22 | 1 | Electric Utility | PV | SUN | SUN | ISNE | 17249 | 5055 | 2022
solar pv | TRUE | 64061 | N | . | Hecate Energy West Newberry, LLC | Hecate Energy West Newberry, LLC | 63694 | SC | SAT | SERC |  | 22 | 2 | NAICS-22 Non-Cogen | PV | SUN | SUN | DUK | 19889 | 5829 | 2022
solar pv | TRUE | 64062 | N | . | Palmyra PV - BD Solar Palmyra LLC | BD Solar Palmyra LLC | 63696 | ME | NEW | NPCC |  | 22 | 2 | NAICS-22 Non-Cogen | PV | SUN | SUN | ISNE | 19063 | 5587 | 2022
onshore wind | TRUE | 64065 | N | . | Duran Mesa LLC | Pattern Operators LP | 56545 | NM | MTN | WECC |  | 22 | 2 | NAICS-22 Non-Cogen | WT | WND | WND | PNM | 1059760 | 310598 | 2022
onshore wind | TRUE | 64066 | N | . | Tecolote Wind LLC | Pattern Operators LP | 56545 | NM | MTN | WECC |  | 22 | 2 | NAICS-22 Non-Cogen | WT | WND | WND | PNM | 2627303 | 770018 | 2022
solar pv | TRUE | 64068 | N | . | BD Solar Hancock LLC | BD Solar Hancock LLC | 63698 | ME | NEW | NPCC |  | 22 | 2 | NAICS-22 Non-Cogen | PV | SUN | SUN | ISNE | 14616 | 4284 | 2022
solar pv | TRUE | 64069 | N | . | Winslow PV - BD Solar 2 LLC | BD Solar 2 LLC | 63699 | ME | NEW | NPCC |  | 22 | 2 | NAICS-22 Non-Cogen | PV | SUN | SUN | ISNE | 15767 | 4621 | 2022
solar pv | TRUE | 64070 | N | . | BD Solar Ellsworth LLC | BD Solar Hancock North LLC | 63700 | ME | NEW | NPCC |  | 22 | 2 | NAICS-22 Non-Cogen | PV | SUN | SUN | ISNE | 23860 | 6993 | 2022
solar pv | TRUE | 64072 | N | . | Camp Ripley Solar | Camp Riley Solar Facility | 63704 | MN | WNC | MRO |  | 22 | 1 | Electric Utility | PV | SUN | SUN | MISO | 54976 | 16112 | 2022
onshore wind | TRUE | 64074 | N | . | Cimarron Bend III | Enel Kansas, LLC | 61372 | KS | WNC | MRO |  | 22 | 2 | NAICS-22 Non-Cogen | WT | WND | WND | SWPP | 2793142 | 818623 | 2022
solar pv | TRUE | 64076 | N | . | Route 66 Energy Center, LLC | Route 66 Energy Center, LLC | 63714 | NM | MTN | WECC |  | 22 | 2 | NAICS-22 Non-Cogen | PV | SUN | SUN | PNM | 347840 | 101946 | 2022
solar pv | TRUE | 64078 | N | . | Pittsfield Solar LLC | Pittsfiled Solar LLC | 63712 | ME | NEW | NPCC |  | 22 | 2 | NAICS-22 Non-Cogen | PV | SUN | SUN | ISNE | 60983 | 17873 | 2022
solar pv | TRUE | 64079 | N | . | CatanSolar | Adapture Renewables, Inc. | 60496 | TX | WSC | TRE |  | 22 | 2 | NAICS-22 Non-Cogen | PV | SUN | SUN | ERCO | 80183 | 23500 | 2022
solar pv | TRUE | 64080 | N | . | Dane County Airport Solar | Madison Gas & Electric Co | 11479 | WI | ENC | MRO |  | 22 | 1 | Electric Utility | PV | SUN | SUN | MISO | 58235 | 17068 | 2022
solar pv | TRUE | 64081 | N | . | Sunflower County | Sunflower County Solar Project, LLC | 63718 | MS | ESC | SERC |  | 22 | 1 | Electric Utility | PV | SUN | SUN | MISO | 142468 | 41755 | 2022
other | TRUE | 64084 | N | . | Blanchard Road 1 Community Solar | OYA Blanchard Road LLC | 63707 | NY | MAT | NPCC |  | 22 | 2 | NAICS-22 Non-Cogen | BA | MWH | OTH | NYIS | 0 | 0 | 2022
solar pv | TRUE | 64084 | N | . | Blanchard Road 1 Community Solar | OYA Blanchard Road LLC | 63707 | NY | MAT | NPCC |  | 22 | 2 | NAICS-22 Non-Cogen | PV | SUN | SUN | NYIS | 26399 | 7737 | 2022
solar pv | TRUE | 64085 | N | . | North Providence | Captona N.P. LLC | 63693 | RI | NEW | NPCC |  | 22 | 2 | NAICS-22 Non-Cogen | PV | SUN | SUN | ISNE | 11301 | 3312 | 2022
other | TRUE | 64087 | N | . | Blanchard Road 2 Community Solar | OYA Blanchard Road 2 LLC | 63708 | NY | MAT | NPCC |  | 22 | 2 | NAICS-22 Non-Cogen | BA | MWH | OTH | NYIS | 0 | 0 | 2022
solar pv | TRUE | 64087 | N | . | Blanchard Road 2 Community Solar | OYA Blanchard Road 2 LLC | 63708 | NY | MAT | NPCC |  | 22 | 2 | NAICS-22 Non-Cogen | PV | SUN | SUN | NYIS | 28399 | 8323 | 2022
other | TRUE | 64090 | N | . | NYS Rte 12 Community Solar | OYA NYS Rte 12 LLC | 63709 | NY | MAT | NPCC |  | 22 | 2 | NAICS-22 Non-Cogen | BA | MWH | OTH | NYIS | 0 | 0 | 2022
solar pv | TRUE | 64090 | N | . | NYS Rte 12 Community Solar | OYA NYS Rte 12 LLC | 63709 | NY | MAT | NPCC |  | 22 | 2 | NAICS-22 Non-Cogen | PV | SUN | SUN | NYIS | 18159 | 5322 | 2022
solar pv | TRUE | 64091 | N | . | Moore Road Community Solar | OYA 2643 Moore Road LLC | 63710 | NY | MAT | NPCC |  | 22 | 2 | NAICS-22 Non-Cogen | PV | SUN | SUN | NYIS | 23799 | 6975 | 2022
other | TRUE | 64092 | N | . | Great Lakes Seaway Community Solar | OYA Great Lakes Seaway LLC | 63711 | NY | MAT | NPCC |  | 22 | 2 | NAICS-22 Non-Cogen | BA | MWH | OTH | NYIS | 0 | 0 | 2022
solar pv | TRUE | 64092 | N | . | Great Lakes Seaway Community Solar | OYA Great Lakes Seaway LLC | 63711 | NY | MAT | NPCC |  | 22 | 2 | NAICS-22 Non-Cogen | PV | SUN | SUN | NYIS | 26724 | 7832 | 2022
solar pv | TRUE | 64093 | N | . | Montross Solar | Dominion Energy Inc. | 5248 | VA | SAT | SERC |  | 22 | 1 | Electric Utility | PV | SUN | SUN | PJM | 138504 | 40593 | 2022
solar pv | TRUE | 64096 | N | . | Samuel Mickle School | Greenbacker Renewable Energy Corporation | 60025 | NJ | MAT | RFC |  | 22 | 2 | NAICS-22 Non-Cogen | PV | SUN | SUN | PJM | 5477 | 1605 | 2022
solar pv | TRUE | 64097 | N | . | Electric City Solar | Greenbacker Renewable Energy Corporation | 60025 | MI | ENC | RFC |  | 22 | 2 | NAICS-22 Non-Cogen | PV | SUN | SUN | PJM | 92318 | 27057 | 2022
solar pv | FALSE | 64098 | N | . | Tesla Reno GigaFactory | Tesla Inc. | 60947 | NV | MTN | WECC |  | 336 | 6 | Industrial NAICS Non-Cogen | PV | SUN | SUN | NEVP | 32225 | 9444 | 2022
solar pv | TRUE | 64099 | N | . | Tweite Community Solar LLC | Tweite Community Solar LLC | 63728 | MN | WNC | MRO |  | 22 | 2 | NAICS-22 Non-Cogen | PV | SUN | SUN | MISO | 6734 | 1974 | 2022
solar pv | TRUE | 64100 | N | . | Morgan Solar 4, LLC CSG | Morgan Solar 4, LLC | 63729 | IL | ENC | SERC |  | 22 | 2 | NAICS-22 Non-Cogen | PV | SUN | SUN | MISO | 12140 | 3558 | 2022
solar pv | TRUE | 64101 | N | . | Mid-River PA, LLC (ABE4) | Greenbacker Renewable Energy Corporation | 60025 | PA | MAT | RFC |  | 22 | 2 | NAICS-22 Non-Cogen | PV | SUN | SUN | PJM | 16197 | 4747 | 2022
solar pv | TRUE | 64102 | N | . | GE 19th Hole | DG New York Solar, LLC | 63730 | NY | MAT | NPCC |  | 22 | 2 | NAICS-22 Non-Cogen | PV | SUN | SUN | NYIS | 36543 | 10710 | 2022
other | TRUE | 64103 | N | . | Desert Harvest II LLC | Desert Harvest II LLC | 63731 | CA | PACC | WECC |  | 22 | 2 | NAICS-22 Non-Cogen | BA | MWH | OTH | CISO | 0 | -6041 | 2022
solar pv | TRUE | 64103 | N | . | Desert Harvest II LLC | Desert Harvest II LLC | 63731 | CA | PACC | WECC |  | 22 | 2 | NAICS-22 Non-Cogen | PV | SUN | SUN | CISO | 661263 | 193805 | 2022
solar pv | TRUE | 64104 | N | . | Maverick Solar 4, LLC | Maverick Solar 4, LLC | 63732 | CA | PACC | WECC |  | 22 | 2 | NAICS-22 Non-Cogen | PV | SUN | SUN | CISO | 1075853 | 315314 | 2022
other | TRUE | 64105 | N | . | Maverick Solar 6, LLC | Maverick Solar 6, LLC | 63733 | CA | PACC | WECC |  | 22 | 2 | NAICS-22 Non-Cogen | BA | MWH | OTH | CISO | 0 | -3397 | 2022
solar pv | TRUE | 64105 | N | . | Maverick Solar 6, LLC | Maverick Solar 6, LLC | 63733 | CA | PACC | WECC |  | 22 | 2 | NAICS-22 Non-Cogen | PV | SUN | SUN | CISO | 1046407 | 306685 | 2022
solar pv | TRUE | 64106 | N | . | Maverick Solar 7, LLC | Maverick Solar 7, LLC | 63734 | CA | PACC | WECC |  | 22 | 2 | NAICS-22 Non-Cogen | PV | SUN | SUN | CISO | 1382911 | 405308 | 2022
solar pv | TRUE | 64107 | N | . | Canton | Captona Canton LLC | 63735 | MA | NEW | NPCC |  | 22 | 2 | NAICS-22 Non-Cogen | PV | SUN | SUN | ISNE | 18782 | 5505 | 2022
solar pv | TRUE | 64108 | N | . | Gold Meadow Farms | Captona Lippitt Ave Cranston LLC | 63737 | RI | NEW | NPCC |  | 22 | 2 | NAICS-22 Non-Cogen | PV | SUN | SUN | ISNE | 100158 | 29355 | 2022
solar pv | TRUE | 64109 | N | . | Ravenbrook | Captona Ravenbrook LLC | 63738 | MA | NEW | NPCC |  | 22 | 2 | NAICS-22 Non-Cogen | PV | SUN | SUN | ISNE | 23503 | 6888 | 2022
solar pv | TRUE | 64110 | N | . | Hudson | Captona Hudson LLC | 63739 | MA | NEW | NPCC |  | 22 | 2 | NAICS-22 Non-Cogen | PV | SUN | SUN | ISNE | 20866 | 6115 | 2022
solar pv | TRUE | 64111 | N | . | A Street 2 | Captona A Street 2 Johnston LLC | 63740 | RI | NEW | NPCC |  | 22 | 2 | NAICS-22 Non-Cogen | PV | SUN | SUN | ISNE | 10335 | 3029 | 2022
solar pv | TRUE | 64112 | N | . | Berkley | Captona Berkley LLC | 63741 | MA | NEW | NPCC |  | 22 | 2 | NAICS-22 Non-Cogen | PV | SUN | SUN | ISNE | 14586 | 4275 | 2022
solar pv | TRUE | 64113 | N | . | Kilvert | Captona Kilvert Street Warwick LLC | 63742 | RI | NEW | NPCC |  | 22 | 2 | NAICS-22 Non-Cogen | PV | SUN | SUN | ISNE | 30152 | 8837 | 2022
solar pv | TRUE | 64114 | N | . | A Street 1 | Captona A Street 1 Johnston LLC | 63743 | RI | NEW | NPCC |  | 22 | 2 | NAICS-22 Non-Cogen | PV | SUN | SUN | ISNE | 7260 | 2127 | 2022
solar pv | TRUE | 64115 | N | . | Carver | Captona Carver LLC | 63744 | MA | NEW | NPCC |  | 22 | 2 | NAICS-22 Non-Cogen | PV | SUN | SUN | ISNE | 7158 | 2098 | 2022
solar pv | TRUE | 64116 | N | . | Plainfield Pike | Captona Plainfield Pike Johnston LLC | 63745 | RI | NEW | NPCC |  | 22 | 2 | NAICS-22 Non-Cogen | PV | SUN | SUN | ISNE | 13326 | 3906 | 2022
solar pv | TRUE | 64117 | N | . | Meadowlark Solar | Meadowlark Solar, LLC | 63746 | NC | SAT | SERC |  | 22 | 2 | NAICS-22 Non-Cogen | PV | SUN | SUN | CPLE | 32673 | 9576 | 2022
solar pv | TRUE | 64118 | N | . | Nash 97 Solar 2 | Nash 97 Solar 2, LLC | 63747 | NC | SAT | SERC |  | 22 | 2 | NAICS-22 Non-Cogen | PV | SUN | SUN | DUK | 30188 | 8847 | 2022
solar pv | TRUE | 64119 | N | . | Nickelson Solar 2 | Nickelson Solar 2, LLC | 63748 | NC | SAT | SERC |  | 22 | 2 | NAICS-22 Non-Cogen | PV | SUN | SUN | CPLE | 32561 | 9543 | 2022
solar pv | TRUE | 64120 | N | . | Chicopee | Captona Chicopee LLC | 63736 | MA | NEW | NPCC |  | 22 | 2 | NAICS-22 Non-Cogen | PV | SUN | SUN | ISNE | 9101 | 2668 | 2022
solar pv | TRUE | 64121 | N | . | Siler City Solar 2 | Siler City Solar 2, LLC | 63749 | NC | SAT | SERC |  | 22 | 2 | NAICS-22 Non-Cogen | PV | SUN | SUN | CPLE | 32690 | 9581 | 2022
solar pv | TRUE | 64122 | N | . | Marlow Solar, LLC CSG | Marlow Solar, LLC | 63753 | IL | ENC | SERC |  | 22 | 2 | NAICS-22 Non-Cogen | PV | SUN | SUN | MISO | 13664 | 4005 | 2022
hydro | TRUE | 64123 | N | . | James W. Broderick Hydropower Plant | James W. Broderick Hydropower Plant | 63751 | CO | MTN | WECC |  | 22 | 2 | NAICS-22 Non-Cogen | HY | WAT | HYC | PACE | 52475 | 15380 | 2022
solar pv | TRUE | 64124 | N | . | IGS Stockton DG CSG | IGS Stockton DG, LLC | 63758 | IL | ENC | SERC |  | 22 | 2 | NAICS-22 Non-Cogen | PV | SUN | SUN | MISO | 11963 | 3506 | 2022
solar pv | TRUE | 64125 | N | . | Podunque Road CSG | KSI II Consolidated, LLC | 63244 | NY | MAT | NPCC |  | 22 | 2 | NAICS-22 Non-Cogen | PV | SUN | SUN | NYIS | 27297 | 8000 | 2022
solar pv | TRUE | 64126 | N | . | County Road 16 | KSI II Consolidated, LLC | 63244 | NY | MAT | NPCC |  | 22 | 2 | NAICS-22 Non-Cogen | PV | SUN | SUN | NYIS | 11534 | 3380 | 2022
solar pv | TRUE | 64127 | N | . | Townsend Road(CSG) | KSI II Consolidated, LLC | 63244 | NY | MAT | NPCC |  | 22 | 2 | NAICS-22 Non-Cogen | PV | SUN | SUN | NYIS | 21154 | 6200 | 2022
other | TRUE | 64128 | N | . | Ware Palmer Road Solar LLC CSG | Ware Palmer Road Solar LLC | 64059 | MA | NEW | NPCC |  | 22 | 2 | NAICS-22 Non-Cogen | BA | MWH | OTH | ISNE | 0 | -44 | 2022
solar pv | TRUE | 64128 | N | . | Ware Palmer Road Solar LLC CSG | Ware Palmer Road Solar LLC | 64059 | MA | NEW | NPCC |  | 22 | 2 | NAICS-22 Non-Cogen | PV | SUN | SUN | ISNE | 18267 | 5354 | 2022
other | TRUE | 64129 | N | . | East Brookfield Adams Road Solar LLC CSG | East Brookfield Adams Road Solar LLC | 64058 | MA | NEW | NPCC |  | 22 | 2 | NAICS-22 Non-Cogen | BA | MWH | OTH | ISNE | 0 | -31 | 2022
solar pv | TRUE | 64129 | N | . | East Brookfield Adams Road Solar LLC CSG | East Brookfield Adams Road Solar LLC | 64058 | MA | NEW | NPCC |  | 22 | 2 | NAICS-22 Non-Cogen | PV | SUN | SUN | ISNE | 28633 | 8392 | 2022
onshore wind | TRUE | 64130 | N | . | REG Juhl Glenville Wind, LLC | REG Juhl Glenville Wind, LLC | 63761 | MN | WNC | MRO |  | 22 | 2 | NAICS-22 Non-Cogen | WT | WND | WND | MISO | 35031 | 10267 | 2022
solar pv | TRUE | 64135 | N | . | Grassfield Solar | Dominion Energy Inc. | 5248 | VA | SAT | SERC |  | 22 | 1 | Electric Utility | PV | SUN | SUN | PJM | 14314 | 4195 | 2022
solar pv | TRUE | 64137 | N | . | Kenmare - Mansfield Branch Street | MN8 Energy LLC | 61944 | MA | NEW | NPCC |  | 22 | 2 | NAICS-22 Non-Cogen | PV | SUN | SUN | ISNE | 7660 | 2245 | 2022
onshore wind | TRUE | 64138 | N | . | Irish Creek Wind | Irish Creek Wind, LLC | 63765 | KS | WNC | MRO |  | 22 | 2 | NAICS-22 Non-Cogen | WT | WND | WND | SWPP | 3974356 | 1164817 | 2022
onshore wind | TRUE | 64139 | N | . | Haystack Wind Project, LLC | Haystack Wind Project, LLC | 63764 | NE | WNC | MRO |  | 22 | 2 | NAICS-22 Non-Cogen | WT | WND | WND | SWPP | 2568933 | 752911 | 2022
other | TRUE | 64140 | N | . | BWC Stony Brook, LLC Hybrid | AES Distributed Energy | 61012 | MA | NEW | NPCC |  | 22 | 2 | NAICS-22 Non-Cogen | BA | MWH | OTH | ISNE | 0 | -4 | 2022
solar pv | TRUE | 64140 | N | . | BWC Stony Brook, LLC Hybrid | AES Distributed Energy | 61012 | MA | NEW | NPCC |  | 22 | 2 | NAICS-22 Non-Cogen | PV | SUN | SUN | ISNE | 3651 | 1070 | 2022
biomass | TRUE | 64141 | N | . | Still Water Power | Still Water Power LLC | 63763 | CA | PACC | WECC |  | 22 | 2 | NAICS-22 Non-Cogen | IC | OBG | ORW | CISO | 16002 | 1383 | 2022
natural gas peaker | TRUE | 64142 | N | . | LabCorp Engine | AEP Onsite Partners, LLC | 60571 | NJ | MAT | RFC |  | 22 | 2 | NAICS-22 Non-Cogen | IC | NG | NG | PJM | 4118 | 303 | 2022
other | TRUE | 64143 | N | . | Bloom-Altice Fuel Cell | AEP Onsite Partners, LLC | 60571 | NY | MAT | NPCC |  | 22 | 2 | NAICS-22 Non-Cogen | FC | NG | NG | NYIS | 118119 | 16635 | 2022
solar pv | TRUE | 64144 | N | . | Harts Mill Solar, LLC | Harts Mills Solar, LLC | 64775 | NC | SAT | SERC |  | 22 | 2 | NAICS-22 Non-Cogen | PV | SUN | SUN | PJM | 622999 | 182591 | 2022
solar pv | TRUE | 64145 | N | . | Bay Trail Solar Power Plant | Duke Energy Florida, LLC | 6455 | FL | SAT | SERC |  | 22 | 1 | Electric Utility | PV | SUN | SUN | FPC | 64143 | 18799 | 2022
solar pv | TRUE | 64146 | N | . | Sandy Creek Solar Power Plant | Duke Energy Florida, LLC | 6455 | FL | SAT | SERC |  | 22 | 1 | Electric Utility | PV | SUN | SUN | FPC | 392646 | 115078 | 2022
other | TRUE | 64147 | N | . | ZPD-PT Solar Project 2017-038 Hybrid LLC | AES Distributed Energy | 61012 | MA | NEW | NPCC |  | 22 | 2 | NAICS-22 Non-Cogen | BA | MWH | OTH | ISNE | 0 | -34 | 2022
solar pv | TRUE | 64147 | N | . | ZPD-PT Solar Project 2017-038 Hybrid LLC | AES Distributed Energy | 61012 | MA | NEW | NPCC |  | 22 | 2 | NAICS-22 Non-Cogen | PV | SUN | SUN | ISNE | 23785 | 6971 | 2022
other | TRUE | 64148 | N | . | Fish Springs | Fish Springs Ranch Solar, LLC | 63772 | NV | MTN | WECC |  | 22 | 2 | NAICS-22 Non-Cogen | BA | MWH | OTH | NEVP | 0 | -2292 | 2022
solar pv | TRUE | 64148 | N | . | Fish Springs | Fish Springs Ranch Solar, LLC | 63772 | NV | MTN | WECC |  | 22 | 2 | NAICS-22 Non-Cogen | PV | SUN | SUN | NEVP | 762831 | 223573 | 2022
onshore wind | TRUE | 64149 | N | . | Western Trail Wind, LLC | Orsted Onshore North America | 63773 | TX | WSC | TRE |  | 22 | 2 | NAICS-22 Non-Cogen | WT | WND | WND | ERCO | 4548394 | 1333058 | 2022
solar pv | TRUE | 64150 | N | . | Lancaster Solar GA | Lancaster Solar GA, LLC | 63769 | GA | SAT | SERC |  | 22 | 2 | NAICS-22 Non-Cogen | PV | SUN | SUN | SOCO | 659859 | 193393 | 2022
solar pv | TRUE | 64151 | N | . | SR Perry | SR Perry, LLC | 63770 | GA | SAT | SERC |  | 22 | 2 | NAICS-22 Non-Cogen | PV | SUN | SUN | SOCO | 576085 | 168841 | 2022
solar pv | TRUE | 64152 | N | . | SR Rattlesnake | SR Rattlesnake, LLC | 63771 | CO | MTN | WECC |  | 22 | 2 | NAICS-22 Non-Cogen | PV | SUN | SUN | WACM | 55199 | 16178 | 2022
solar pv | TRUE | 64153 | N | . | Novel Novak Solar LLC CSG | REA Investments, LLC | 63359 | MN | WNC | MRO |  | 22 | 2 | NAICS-22 Non-Cogen | PV | SUN | SUN | MISO | 4846 | 1420 | 2022
solar pv | TRUE | 64154 | N | . | Novel Shelly Solar LLC (CSG) | REA Investments, LLC | 63359 | MN | WNC | MRO |  | 22 | 2 | NAICS-22 Non-Cogen | PV | SUN | SUN | MISO | 1840 | 539 | 2022
natural gas peaker | TRUE | 64157 | N | . | Clyde Peaking Engine | AEP Onsite Partners, LLC | 60571 | OH | ENC | RFC |  | 22 | 2 | NAICS-22 Non-Cogen | IC | NG | NG | PJM | 74744 | 5671 | 2022
solar pv | TRUE | 64158 | N | . | Mechanicsville Solar | Mechanicsville Solar, LLC | 63777 | VA | SAT | SERC |  | 22 | 2 | NAICS-22 Non-Cogen | PV | SUN | SUN | PJM | 186115 | 54547 | 2022
solar pv | TRUE | 64159 | N | . | Morgan Solar 2, LLC CSG | Morgan Solar 2, LLC | 63779 | IL | ENC | SERC |  | 22 | 2 | NAICS-22 Non-Cogen | PV | SUN | SUN | MISO | 14668 | 4299 | 2022
solar pv | TRUE | 64162 | N | . | Newton Rumford Landfill | Newton Municipal Solar LLC - Rumford | 63706 | MA | NEW | NPCC |  | 22 | 2 | NAICS-22 Non-Cogen | PV | SUN | SUN | ISNE | 9884 | 2897 | 2022
onshore wind | TRUE | 64165 | N | . | Priddy Wind Project | Engie North America | 56201 | TX | WSC | TRE |  | 22 | 2 | NAICS-22 Non-Cogen | WT | WND | WND | ERCO | 2903342 | 850921 | 2022
solar pv | TRUE | 64169 | N | . | Albemarle Beach Solar | Albemarle Beach Solar, LLC | 63794 | NC | SAT | SERC |  | 22 | 2 | NAICS-22 Non-Cogen | PV | SUN | SUN | PJM | 715275 | 209635 | 2022
other | TRUE | 64170 | N | . | BWC Muddy Brook, LLC Hybrid | AES Distributed Energy | 61012 | MA | NEW | NPCC |  | 22 | 2 | NAICS-22 Non-Cogen | BA | MWH | OTH | ISNE | 0 | -33 | 2022
solar pv | TRUE | 64170 | N | . | BWC Muddy Brook, LLC Hybrid | AES Distributed Energy | 61012 | MA | NEW | NPCC |  | 22 | 2 | NAICS-22 Non-Cogen | PV | SUN | SUN | ISNE | 6571 | 1926 | 2022
onshore wind | TRUE | 64172 | N | . | Rockhaven Wind Project, LLC | Rockhaven Wind Project, LLC | 63783 | OK | WSC | MRO |  | 22 | 2 | NAICS-22 Non-Cogen | WT | WND | WND | SWPP | 1971252 | 577741 | 2022
solar pv | TRUE | 64173 | N | . | Lotus | Cypress Creek Renewables | 61060 | NC | SAT | SERC |  | 22 | 2 | NAICS-22 Non-Cogen | PV | SUN | SUN | DUK | 23445 | 6871 | 2022
solar pv | TRUE | 64174 | N | . | Big Boy | Cypress Creek Renewables | 61060 | NC | SAT | SERC |  | 22 | 2 | NAICS-22 Non-Cogen | PV | SUN | SUN | DUK | 16060 | 4707 | 2022
solar pv | TRUE | 64175 | N | . | Beth | Cypress Creek Renewables | 61060 | NC | SAT | SERC |  | 22 | 2 | NAICS-22 Non-Cogen | PV | SUN | SUN | DUK | 26762 | 7844 | 2022
solar pv | TRUE | 64176 | N | . | Charlie | Cypress Creek Renewables | 61060 | NC | SAT | SERC |  | 22 | 2 | NAICS-22 Non-Cogen | PV | SUN | SUN | DUK | 22093 | 6475 | 2022
onshore wind | TRUE | 64177 | N | . | CED Manchester Wind | Consolidated Edison Development Inc. | 56769 | IA | WNC | MRO |  | 22 | 2 | NAICS-22 Non-Cogen | WT | WND | WND | MISO | 44998 | 13188 | 2022
onshore wind | TRUE | 64178 | N | . | CED Centerville Wind | Consolidated Edison Development Inc. | 56769 | IA | WNC | MRO |  | 22 | 2 | NAICS-22 Non-Cogen | WT | WND | WND | MISO | 45672 | 13385 | 2022
solar pv | TRUE | 64179 | N | . | IA - City of Ames - Airport Road | Forefront Power, LLC | 62856 | IA | WNC | MRO |  | 22 | 2 | NAICS-22 Non-Cogen | PV | SUN | SUN | MISO | 10770 | 3156 | 2022
solar pv | TRUE | 64180 | N | . | MD - CS - Potomac Edison Co - GA29 TPE | Forefront Power, LLC | 62856 | MD | SAT | RFC |  | 22 | 2 | NAICS-22 Non-Cogen | PV | SUN | SUN | PJM | 12836 | 3762 | 2022
other | TRUE | 64182 | N | . | BWC Lake Lashaway, LLC Hybrid | AES Distributed Energy | 61012 | MA | NEW | NPCC |  | 22 | 2 | NAICS-22 Non-Cogen | BA | MWH | OTH | ISNE | 0 | -58 | 2022
solar pv | TRUE | 64182 | N | . | BWC Lake Lashaway, LLC Hybrid | AES Distributed Energy | 61012 | MA | NEW | NPCC |  | 22 | 2 | NAICS-22 Non-Cogen | PV | SUN | SUN | ISNE | 31247 | 9158 | 2022
onshore wind | TRUE | 64183 | N | . | Independence Wind Farm | Independence Wind Energy LLC | 63802 | IA | WNC | MRO |  | 22 | 2 | NAICS-22 Non-Cogen | WT | WND | WND | MISO | 843282 | 247152 | 2022
solar pv | TRUE | 64184 | N | . | ZPD-PT Solar Project 2017-044 LLC CSG | AES Distributed Energy | 61012 | MA | NEW | NPCC |  | 22 | 2 | NAICS-22 Non-Cogen | PV | SUN | SUN | ISNE | 2662 | 780 | 2022
other | TRUE | 64185 | N | . | ZPD-PT Solar Project 2017-023 LLC Hybrid CSG | AES Distributed Energy | 61012 | MA | NEW | NPCC |  | 22 | 2 | NAICS-22 Non-Cogen | BA | MWH | OTH | ISNE | 0 | 54 | 2022
solar pv | TRUE | 64185 | N | . | ZPD-PT Solar Project 2017-023 LLC Hybrid CSG | AES Distributed Energy | 61012 | MA | NEW | NPCC |  | 22 | 2 | NAICS-22 Non-Cogen | PV | SUN | SUN | ISNE | 9361 | 2744 | 2022
solar pv | TRUE | 64186 | N | . | Graphite Solar I | Greenbacker Renewable Energy Corporation | 60025 | UT | MTN | WECC |  | 22 | 2 | NAICS-22 Non-Cogen | PV | SUN | SUN | PACE | 369953 | 108427 | 2022
other | TRUE | 64187 | N | . | ZPD-PT Solar Project 2017-021 LLC Hybrid CSG | AES Distributed Energy | 61012 | MA | NEW | NPCC |  | 22 | 2 | NAICS-22 Non-Cogen | BA | MWH | OTH | ISNE | 0 | 27 | 2022
solar pv | TRUE | 64187 | N | . | ZPD-PT Solar Project 2017-021 LLC Hybrid CSG | AES Distributed Energy | 61012 | MA | NEW | NPCC |  | 22 | 2 | NAICS-22 Non-Cogen | PV | SUN | SUN | ISNE | 5864 | 1719 | 2022
solar pv | TRUE | 64190 | N | . | Waipio Peninsula | Pacific Energy Solutions, LLC | 63804 | HI | PACN |  |  | 22 | 2 | NAICS-22 Non-Cogen | PV | SUN | SUN | HECO | 80197 | 23505 | 2022
solar pv | TRUE | 64191 | N | . | SR Lumpkin | SR Lumpkin, LLC | 63798 | GA | SAT | SERC |  | 22 | 2 | NAICS-22 Non-Cogen | PV | SUN | SUN | SOCO | 811293 | 237776 | 2022
solar pv | TRUE | 64192 | N | . | Bo Biggs Solar | Bo Biggs Solar, LLC | 63796 | NC | SAT | SERC |  | 22 | 2 | NAICS-22 Non-Cogen | PV | SUN | SUN | CPLE | 32401 | 9496 | 2022
solar pv | TRUE | 64193 | N | . | Moore Solar | Moore Solar, LLC | 63795 | NC | SAT | SERC |  | 22 | 2 | NAICS-22 Non-Cogen | PV | SUN | SUN | DUK | 31436 | 9213 | 2022
solar pv | TRUE | 64194 | N | . | 510 Carnegie Center | Greenbacker Renewable Energy Corporation | 60025 | NJ | MAT | RFC |  | 22 | 2 | NAICS-22 Non-Cogen | PV | SUN | SUN | PJM | 6895 | 2021 | 2022
solar pv | TRUE | 64195 | N | . | 701 Carnegie Center | Greenbacker Renewable Energy Corporation | 60025 | NJ | MAT | RFC |  | 22 | 2 | NAICS-22 Non-Cogen | PV | SUN | SUN | PJM | 5419 | 1588 | 2022
solar pv | TRUE | 64196 | N | . | Assembly Solar III | Assembly Solar III, LLC | 63813 | MI | ENC | MRO |  | 22 | 2 | NAICS-22 Non-Cogen | PV | SUN | SUN | MISO | 518152 | 151861 | 2022
other | TRUE | 64198 | N | . | Horn Rapids Solar, Storage and Training | Energy Northwest | 20160 | WA | PACC | WECC |  | 22 | 1 | Electric Utility | BA | MWH | OTH | BPAT | 0 | -237 | 2022
solar pv | TRUE | 64198 | N | . | Horn Rapids Solar, Storage and Training | Energy Northwest | 20160 | WA | PACC | WECC |  | 22 | 1 | Electric Utility | PV | SUN | SUN | BPAT | 19860 | 5821 | 2022
solar pv | TRUE | 64200 | N | . | Jack's Solar Garden | Jack's Solar Garden | 63818 | CO | MTN | WECC |  | 22 | 2 | NAICS-22 Non-Cogen | PV | SUN | SUN | PSCO | 7332 | 2149 | 2022
solar pv | TRUE | 64201 | N | . | McDonough Solar 1, LLC CSG | McDonough Solar 1, LLC | 63814 | IL | ENC | SERC |  | 22 | 2 | NAICS-22 Non-Cogen | PV | SUN | SUN | MISO | 14767 | 4328 | 2022
solar pv | TRUE | 64204 | N | . | Elara Solar | Lightsource Renewable Energy Asset Management, LLC | 62842 | TX | WSC | TRE |  | 22 | 2 | NAICS-22 Non-Cogen | PV | SUN | SUN | ERCO | 1131713 | 331686 | 2022
solar pv | TRUE | 64211 | N | . | Baxley | SR Baxley, LLC | 63820 | GA | SAT | SERC |  | 22 | 2 | NAICS-22 Non-Cogen | PV | SUN | SUN | SOCO | 205679 | 60281 | 2022
other | TRUE | 64213 | N | . | Auburn Solar Project | Agilitas Energy, LLC | 61514 | MA | NEW | NPCC |  | 22 | 2 | NAICS-22 Non-Cogen | BA | MWH | OTH | ISNE | 0 | -32 | 2022
solar pv | TRUE | 64213 | N | . | Auburn Solar Project | Agilitas Energy, LLC | 61514 | MA | NEW | NPCC |  | 22 | 2 | NAICS-22 Non-Cogen | PV | SUN | SUN | ISNE | 18712 | 5484 | 2022
solar pv | TRUE | 64217 | N | . | Blair Solar | Ecos Energy LLC | 58135 | CT | NEW | NPCC |  | 22 | 2 | NAICS-22 Non-Cogen | PV | SUN | SUN | ISNE | 5709 | 1673 | 2022
solar pv | TRUE | 64218 | N | . | Madison Solar | Ecos Energy LLC | 58135 | CT | NEW | NPCC |  | 22 | 2 | NAICS-22 Non-Cogen | PV | SUN | SUN | ISNE | 5789 | 1697 | 2022
solar pv | TRUE | 64219 | N | . | Few Solar | Ecos Energy LLC | 58135 | CT | NEW | NPCC |  | 22 | 2 | NAICS-22 Non-Cogen | PV | SUN | SUN | ISNE | 5806 | 1702 | 2022
solar pv | FALSE | 64220 | N | . | Wonderful Orchards - Westside | Wonderful Renewable Energy, LLC. | 63689 | CA | PACC | WECC |  | 111 | 6 | Industrial NAICS Non-Cogen | PV | SUN | SUN | CISO | 41821 | 12257 | 2022
solar pv | FALSE | 64221 | N | . | Wonderful Orchards - Belridge | Wonderful Renewable Energy, LLC. | 63689 | CA | PACC | WECC |  | 111 | 6 | Industrial NAICS Non-Cogen | PV | SUN | SUN | CISO | 39977 | 11716 | 2022
other | TRUE | 64222 | N | . | Burt County Solar Hybrid | BCSB, LLC | 63842 | NE | WNC | MRO |  | 22 | 2 | NAICS-22 Non-Cogen | BA | MWH | OTH | SWPP | 0 | -56 | 2022
solar pv | TRUE | 64222 | N | . | Burt County Solar Hybrid | BCSB, LLC | 63842 | NE | WNC | MRO |  | 22 | 2 | NAICS-22 Non-Cogen | PV | SUN | SUN | SWPP | 5433 | 1592 | 2022
other | TRUE | 64223 | N | . | Dodge County Solar Hybrid | BCSB, LLC | 63842 | NE | WNC | MRO |  | 22 | 2 | NAICS-22 Non-Cogen | BA | MWH | OTH | SWPP | 0 | -49 | 2022
solar pv | TRUE | 64223 | N | . | Dodge County Solar Hybrid | BCSB, LLC | 63842 | NE | WNC | MRO |  | 22 | 2 | NAICS-22 Non-Cogen | PV | SUN | SUN | SWPP | 5304 | 1555 | 2022
solar pv | TRUE | 64224 | N | . | Dressor Plains Solar, LLC | Dressor Plains Solar, LLC | 63815 | IL | ENC | MRO |  | 22 | 2 | NAICS-22 Non-Cogen | PV | SUN | SUN | MISO | 798057 | 233897 | 2022
solar pv | TRUE | 64225 | N | . | Prosperity Solar Farm CSG | Empire District Electric Co | 5860 | MO | WNC | SERC |  | 22 | 1 | Electric Utility | PV | SUN | SUN | SWPP | 10919 | 3200 | 2022
solar pv | TRUE | 64226 | N | . | Curry Solar | Altus Power America Management, LLC | 60281 | GA | SAT | SERC |  | 22 | 2 | NAICS-22 Non-Cogen | PV | SUN | SUN | SOCO | 6809 | 1996 | 2022
solar pv | TRUE | 64227 | N | . | Alexis Solar, LLC | Sol Systems | 61677 | TX | WSC | TRE |  | 22 | 2 | NAICS-22 Non-Cogen | PV | SUN | SUN | ERCO | 69094 | 20250 | 2022
solar pv | TRUE | 64228 | N | . | Blue Goose Solar CSG | Blue Goose Solar | 63834 | IL | ENC | SERC |  | 22 | 2 | NAICS-22 Non-Cogen | PV | SUN | SUN | MISO | 13421 | 3933 | 2022
solar pv | TRUE | 64229 | N | . | Iroquois Solar 1B LLC CSG | Iroquois Solar 1B LLC | 63833 | IL | ENC | SERC |  | 22 | 2 | NAICS-22 Non-Cogen | PV | SUN | SUN | MISO | 11778 | 3452 | 2022
onshore wind | TRUE | 64230 | N | . | Indiana Crossroads Wind Farm LLC | Indiana Crossroads Wind Farms LLC | 63835 | IN | ENC | RFC |  | 22 | 2 | NAICS-22 Non-Cogen | WT | WND | WND | MISO | 2870293 | 841234 | 2022
solar pv | TRUE | 64231 | N | . | Hadley 3 Solar (North) | Hadley 3 Solar, LLC (North) | 63841 | MA | NEW | NPCC |  | 22 | 2 | NAICS-22 Non-Cogen | PV | SUN | SUN | ISNE | 8651 | 2535 | 2022
solar pv | TRUE | 64232 | N | . | Hadley 3 Solar (South) | Hadley 3 Solar, LLC (South) | 63822 | MA | NEW | NPCC |  | 22 | 2 | NAICS-22 Non-Cogen | PV | SUN | SUN | ISNE | 11980 | 3511 | 2022
solar pv | TRUE | 64237 | N | . | Solar Lee, LLC | Solar Lee, LLC | 63823 | NC | SAT | SERC |  | 22 | 2 | NAICS-22 Non-Cogen | PV | SUN | SUN | CPLE | 31221 | 9150 | 2022
solar pv | TRUE | 64238 | N | . | Acme Solar, LLC | Acme Solar, LLC | 63824 | NC | SAT | SERC |  | 22 | 2 | NAICS-22 Non-Cogen | PV | SUN | SUN | CPLE | 31112 | 9118 | 2022
natural gas peaker | FALSE | 64241 | Y | . | Maryland Bioenergy Center (Jessup) | Bioenergy DevCo | 63827 | MD | SAT | RFC |  | 2212 | 7 | Industrial NAICS Cogen | GT | NG | NG | PJM | 1409 | 124 | 2022
hydro | TRUE | 64242 | N | . | St. Cloud Hydro | St. Cloud Hydroelectric Generation Facility | 63831 | MN | WNC | MRO |  | 22 | 2 | NAICS-22 Non-Cogen | HY | WAT | HYC | MISO | 171768 | 50342 | 2022
solar pv | TRUE | 64243 | N | . | Sullivan B Community Solar LLC | Sullivan B Community Solar LLC | 63845 | IL | ENC | SERC |  | 22 | 2 | NAICS-22 Non-Cogen | PV | SUN | SUN | MISO | 14287 | 4188 | 2022
solar pv | TRUE | 64244 | N | . | Anderson 3 | Indiana Municipal Power Agency | 9234 | IN | ENC | RFC |  | 22 | 1 | Electric Utility | PV | SUN | SUN | PJM | 57328 | 16802 | 2022
solar pv | TRUE | 64245 | N | . | Anderson 5 | Indiana Municipal Power Agency | 9234 | IN | ENC | RFC |  | 22 | 1 | Electric Utility | PV | SUN | SUN | PJM | 20898 | 6125 | 2022
solar pv | TRUE | 64246 | N | . | Peru 2 | Indiana Municipal Power Agency | 9234 | IN | ENC | RFC |  | 22 | 1 | Electric Utility | PV | SUN | SUN | MISO | 62712 | 18380 | 2022
solar pv | TRUE | 64247 | N | . | Richmond 5 | Indiana Municipal Power Agency | 9234 | IN | ENC | RFC |  | 22 | 1 | Electric Utility | PV | SUN | SUN | PJM | 61332 | 17975 | 2022
solar pv | TRUE | 64248 | N | . | Anderson 4 | Indiana Municipal Power Agency | 9234 | IN | ENC | RFC |  | 22 | 1 | Electric Utility | PV | SUN | SUN | PJM | 52144 | 15283 | 2022
solar pv | TRUE | 64249 | N | . | Anderson 6 | Indiana Municipal Power Agency | 9234 | IN | ENC | RFC |  | 22 | 1 | Electric Utility | PV | SUN | SUN | PJM | 26279 | 7702 | 2022
solar pv | TRUE | 64250 | N | . | Peru 3 | Indiana Municipal Power Agency | 9234 | IN | ENC | RFC |  | 22 | 1 | Electric Utility | PV | SUN | SUN | MISO | 2682 | 786 | 2022
solar pv | TRUE | 64251 | N | . | Pickford Solar | Heritage Sustainable Energy. LLC | 62870 | MI | ENC | RFC |  | 22 | 2 | NAICS-22 Non-Cogen | PV | SUN | SUN | MISO | 29947 | 8777 | 2022
solar pv | TRUE | 64254 | N | . | Kent School Road Solar 1 | Kent School Road Solar 1 | 63860 | IL | ENC | SERC |  | 22 | 2 | NAICS-22 Non-Cogen | PV | SUN | SUN | MISO | 14242 | 4174 | 2022
solar pv | TRUE | 64257 | N | . | Schulte 2 Community Solar | Schulte 2 Community Solar | 63861 | IL | ENC | SERC |  | 22 | 2 | NAICS-22 Non-Cogen | PV | SUN | SUN | MISO | 12413 | 3638 | 2022
solar pv | TRUE | 64261 | N | . | Forrest City- Prison Site | Greenbacker Renewable Energy Corporation | 60025 | AR | WSC | SERC |  | 22 | 2 | NAICS-22 Non-Cogen | PV | SUN | SUN | MISO | 7255 | 2126 | 2022
solar pv | TRUE | 64262 | N | . | Forrest City- Eldridge Road | Greenbacker Renewable Energy Corporation | 60025 | AR | WSC | SERC |  | 22 | 2 | NAICS-22 Non-Cogen | PV | SUN | SUN | MISO | 7371 | 2160 | 2022
solar pv | TRUE | 64263 | N | . | Hot Springs 2020 | Greenbacker Renewable Energy Corporation | 60025 | AR | WSC | SERC |  | 22 | 2 | NAICS-22 Non-Cogen | PV | SUN | SUN | SWPP | 5877 | 1723 | 2022
solar pv | TRUE | 64264 | N | . | Las Virgenes | Greenbacker Renewable Energy Corporation | 60025 | CA | PACC | WECC |  | 22 | 2 | NAICS-22 Non-Cogen | PV | SUN | SUN | LDWP | 26999 | 7913 | 2022
solar pv | TRUE | 64265 | N | . | Rock Creek 2 CSG | Greenbacker Renewable Energy Corporation | 60025 | CO | MTN | WECC |  | 22 | 2 | NAICS-22 Non-Cogen | PV | SUN | SUN | WACM | 13646 | 3999 | 2022
solar pv | TRUE | 64266 | N | . | Alamosa Solar South CSG | Greenbacker Renewable Energy Corporation | 60025 | CO | MTN | WECC |  | 22 | 2 | NAICS-22 Non-Cogen | PV | SUN | SUN | PSCO | 13334 | 3908 | 2022
solar pv | TRUE | 64267 | N | . | Valencia 2 | Greenbacker Renewable Energy Corporation | 60025 | CA | PACC | WECC |  | 22 | 2 | NAICS-22 Non-Cogen | PV | SUN | SUN | IID | 26339 | 7720 | 2022
solar pv | TRUE | 64268 | N | . | Lawrence Brook | Greenbacker Renewable Energy Corporation | 60025 | VT | NEW | NPCC |  | 22 | 2 | NAICS-22 Non-Cogen | PV | SUN | SUN | ISNE | 10565 | 3097 | 2022
solar pv | TRUE | 64269 | N | . | Kankakee Solar 4 LLC | Kankakee Solar 4 LLC | 63863 | IL | ENC | SERC |  | 22 | 2 | NAICS-22 Non-Cogen | PV | SUN | SUN | MISO | 13259 | 3886 | 2022
solar pv | TRUE | 64270 | N | . | ESCA-LL-COLTON, LLC | Madison Energy Holdings LLC | 62915 | CA | PACC | WECC |  | 22 | 2 | NAICS-22 Non-Cogen | PV | SUN | SUN | CISO | 16490 | 4833 | 2022
solar pv | TRUE | 64271 | N | . | 1051 Lucky Solar, LLC | 1051 Lucky Solar, LLC | 63864 | NC | SAT | SERC |  | 22 | 2 | NAICS-22 Non-Cogen | PV | SUN | SUN | DUK | 18802 | 5511 | 2022
solar pv | TRUE | 64273 | N | . | Sweet Tea Solar, LLC | Sweet Tea Solar, LLC | 63865 | NC | SAT | SERC |  | 22 | 2 | NAICS-22 Non-Cogen | PV | SUN | SUN | CPLE | 21806 | 6391 | 2022
solar pv | TRUE | 64275 | N | . | Bulloch Neville Farms | Safari Energy, LLC | 63640 | GA | SAT | SERC |  | 22 | 2 | NAICS-22 Non-Cogen | PV | SUN | SUN | SOCO | 18962 | 5557 | 2022
solar pv | TRUE | 64276 | N | . | Franklin Milliken | Safari Energy, LLC | 63640 | GA | SAT | SERC |  | 22 | 2 | NAICS-22 Non-Cogen | PV | SUN | SUN | SOCO | 19758 | 5791 | 2022
solar pv | TRUE | 64277 | N | . | Greene Durham | Safari Energy, LLC | 63640 | GA | SAT | SERC |  | 22 | 2 | NAICS-22 Non-Cogen | PV | SUN | SUN | SOCO | 21287 | 6239 | 2022
solar pv | TRUE | 64278 | N | . | Lowndes IDA | Safari Energy, LLC | 63640 | GA | SAT | SERC |  | 22 | 2 | NAICS-22 Non-Cogen | PV | SUN | SUN | SOCO | 10709 | 3139 | 2022
solar pv | TRUE | 64279 | N | . | Lowndes Tycor Farms | Safari Energy, LLC | 63640 | GA | SAT | SERC |  | 22 | 2 | NAICS-22 Non-Cogen | PV | SUN | SUN | SOCO | 15493 | 4541 | 2022
solar pv | TRUE | 64280 | N | . | Meriwether Jackson | Safari Energy, LLC | 63640 | GA | SAT | SERC |  | 22 | 2 | NAICS-22 Non-Cogen | PV | SUN | SUN | SOCO | 21124 | 6191 | 2022
solar pv | TRUE | 64281 | N | . | Murray Treadwell Farms | Safari Energy, LLC | 63640 | GA | SAT | SERC |  | 22 | 2 | NAICS-22 Non-Cogen | PV | SUN | SUN | SOCO | 21810 | 6392 | 2022
solar pv | TRUE | 64282 | N | . | Putnam Erickson | Safari Energy, LLC | 63640 | GA | SAT | SERC |  | 22 | 2 | NAICS-22 Non-Cogen | PV | SUN | SUN | SOCO | 19879 | 5826 | 2022
solar pv | TRUE | 64283 | N | . | Terrell Riles Stovall | Safari Energy, LLC | 63640 | GA | SAT | SERC |  | 22 | 2 | NAICS-22 Non-Cogen | PV | SUN | SUN | SOCO | 12766 | 3742 | 2022
solar pv | TRUE | 64284 | N | . | Troup RC50 II | Safari Energy, LLC | 63640 | GA | SAT | SERC |  | 22 | 2 | NAICS-22 Non-Cogen | PV | SUN | SUN | SOCO | 10639 | 3118 | 2022
solar pv | TRUE | 64285 | N | . | Ware Avra I | Safari Energy, LLC | 63640 | GA | SAT | SERC |  | 22 | 2 | NAICS-22 Non-Cogen | PV | SUN | SUN | SOCO | 21332 | 6252 | 2022
solar pv | TRUE | 64286 | N | . | Ware Avra II | Safari Energy, LLC | 63640 | GA | SAT | SERC |  | 22 | 2 | NAICS-22 Non-Cogen | PV | SUN | SUN | SOCO | 13579 | 3980 | 2022
solar pv | TRUE | 64288 | N | . | Renewable Energy Center at BJH | Union Electric Co - (MO) | 19436 | MO | WNC | SERC |  | 22 | 1 | Electric Utility | PV | SUN | SUN | MISO | 5822 | 1707 | 2022
solar pv | TRUE | 64290 | N | . | SE Athos II, LLC | SE Athos II, LLC | 63869 | CA | PACC | WECC |  | 22 | 2 | NAICS-22 Non-Cogen | PV | SUN | SUN | CISO | 2100803 | 615710 | 2022
solar pv | TRUE | 64299 | N | . | Roger Williams - Melville at Portsmouth | Luminace Solar Rhode Island, LLC | 62679 | RI | NEW | NPCC |  | 22 | 2 | NAICS-22 Non-Cogen | PV | SUN | SUN | ISNE | 15115 | 4430 | 2022
solar pv | TRUE | 64300 | N | . | Fort Drum Energy Center | Florida Power & Light Co | 6452 | FL | SAT | SERC |  | 22 | 1 | Electric Utility | PV | SUN | SUN | FPL | 472261 | 138411 | 2022
solar pv | TRUE | 64301 | N | . | Willow Solar Energy Center | Florida Power & Light Co | 6452 | FL | SAT | SERC |  | 22 | 1 | Electric Utility | PV | SUN | SUN | FPL | 567662 | 166372 | 2022
solar pv | TRUE | 64302 | N | . | Lafayette 2 - McHenry Franks 1 | MN8 Energy LLC | 61944 | IL | ENC | RFC |  | 22 | 2 | NAICS-22 Non-Cogen | PV | SUN | SUN | PJM | 13724 | 4022 | 2022
solar pv | TRUE | 64303 | N | . | Lafayette 2 - McHenry Franks 2 | MN8 Energy LLC | 61944 | IL | ENC | RFC |  | 22 | 2 | NAICS-22 Non-Cogen | PV | SUN | SUN | PJM | 13566 | 3976 | 2022
solar pv | TRUE | 64304 | N | . | Lafayette 2 - Kankakee Yonke | MN8 Energy LLC | 61944 | IL | ENC | RFC |  | 22 | 2 | NAICS-22 Non-Cogen | PV | SUN | SUN | PJM | 14443 | 4233 | 2022
solar pv | TRUE | 64305 | N | . | TCI France | Entergy New Orleans, LLC | 13478 | LA | WSC | SERC |  | 22 | 1 | Electric Utility | PV | SUN | SUN | MISO | 6456 | 1892 | 2022
solar pv | TRUE | 64306 | N | . | TCI Alvar | Entergy New Orleans, LLC | 13478 | LA | WSC | SERC |  | 22 | 1 | Electric Utility | PV | SUN | SUN | MISO | 5799 | 1699 | 2022
solar pv | TRUE | 64307 | N | . | New Orleans Solar Station | Entergy New Orleans, LLC | 13478 | LA | WSC | SERC |  | 22 | 1 | Electric Utility | PV | SUN | SUN | MISO | 126816 | 37168 | 2022
solar pv | TRUE | 64308 | N | . | Dissigno Healdsburg FPV, LLC | Palmetto Power Management LLC | 63248 | CA | PACC | WECC |  | 22 | 2 | NAICS-22 Non-Cogen | PV | SUN | SUN | CISO | 21172 | 6205 | 2022
onshore wind | TRUE | 64309 | N | . | Soldier Creek Wind | Soldier Creek Wind LLC | 63887 | KS | WNC | MRO |  | 22 | 2 | NAICS-22 Non-Cogen | WT | WND | WND | SWPP | 4200858 | 1231201 | 2022
solar pv | TRUE | 64310 | N | . | Corning Riverview (CSG) | Corning Riverview Project | 63900 | NY | MAT | NPCC |  | 22 | 2 | NAICS-22 Non-Cogen | PV | SUN | SUN | NYIS | 27426 | 8038 | 2022
solar pv | TRUE | 64311 | N | . | Sun Farm VIII, LLC | Sun Farm VIII, LLC | 63898 | NC | SAT | SERC |  | 22 | 2 | NAICS-22 Non-Cogen | PV | SUN | SUN | PJM | 25961 | 7609 | 2022
other | TRUE | 64312 | N | . | Bat Cave | Broad Reach Power | 63883 | TX | WSC | TRE |  | 22 | 2 | NAICS-22 Non-Cogen | BA | MWH | OTH | ERCO | 0 | -13305 | 2022
other | TRUE | 64316 | N | . | Lopeno | Broad Reach Power | 63883 | TX | WSC | TRE |  | 22 | 2 | NAICS-22 Non-Cogen | BA | MWH | OTH | ERCO | 0 | -269 | 2022
other | TRUE | 64317 | N | . | North Fork TX | Broad Reach Power | 63883 | TX | WSC | TRE |  | 22 | 2 | NAICS-22 Non-Cogen | BA | MWH | OTH | ERCO | 0 | -14226 | 2022
other | TRUE | 64318 | N | . | Pueblo BA | Broad Reach Power | 63883 | TX | WSC | TRE |  | 22 | 2 | NAICS-22 Non-Cogen | BA | MWH | OTH | ERCO | 0 | -1020 | 2022
other | TRUE | 64322 | N | . | Zapata | Broad Reach Power | 63883 | TX | WSC | TRE |  | 22 | 2 | NAICS-22 Non-Cogen | BA | MWH | OTH | ERCO | 0 | -914 | 2022
onshore wind | TRUE | 64323 | N | . | Coachella Hills Wind | Terra-Gen Operating Co-Wind | 2770 | CA | PACC | WECC |  | 22 | 2 | NAICS-22 Non-Cogen | WT | WND | WND | CISO | 590896 | 173182 | 2022
solar pv | TRUE | 64325 | N | . | Prospero Solar II | Longroad Energy Services LLC | 61219 | TX | WSC | TRE |  | 22 | 2 | NAICS-22 Non-Cogen | PV | SUN | SUN | ERCO | 1892545 | 554673 | 2022
onshore wind | TRUE | 64326 | N | . | Summit Winds | Greenbacker Renewable Energy Corporation | 60025 | CA | PACC | WECC |  | 22 | 2 | NAICS-22 Non-Cogen | WT | WND | WND | CISO | 681745 | 199808 | 2022
solar pv | TRUE | 64327 | N | . | EDF Ph1 Toms River | MN8 Energy LLC | 61944 | NJ | MAT | RFC |  | 22 | 2 | NAICS-22 Non-Cogen | PV | SUN | SUN | PJM | 134788 | 39504 | 2022
solar pv | TRUE | 64328 | N | . | AES Griggs Solar, LLC | AES Griggs Solar, LLC | 63893 | IL | ENC | RFC |  | 22 | 2 | NAICS-22 Non-Cogen | PV | SUN | SUN | PJM | 14176 | 4155 | 2022
solar pv | TRUE | 64329 | N | . | IGS East Central, LLC | IGS East Central, LLC | 63894 | IL | ENC | RFC |  | 22 | 2 | NAICS-22 Non-Cogen | PV | SUN | SUN | PJM | 9490 | 2781 | 2022
solar pv | TRUE | 64330 | N | . | SV CSG Lily Lake 2 LLC | SV CSG Lily Lake 2 LLC | 63895 | IL | ENC | RFC |  | 22 | 2 | NAICS-22 Non-Cogen | PV | SUN | SUN | PJM | 12398 | 3634 | 2022
solar pv | TRUE | 64331 | N | . | Cedarville Road | SRC P9 - Lena Solar, LLC | 63896 | IL | ENC | RFC |  | 22 | 2 | NAICS-22 Non-Cogen | PV | SUN | SUN | PJM | 12968 | 3801 | 2022
onshore wind | TRUE | 64332 | N | . | Two Dot Wind Broadview East LLC | Two Dot Wind Broadview East LLC | 63903 | MT | MTN | WECC |  | 22 | 2 | NAICS-22 Non-Cogen | WT | WND | WND | NWMT | 17250 | 5055 | 2022
solar pv | TRUE | 64333 | N | . | WED Coventry Seven, LLC | WED Coventry Seven, LLC | 63904 | RI | NEW | NPCC |  | 22 | 2 | NAICS-22 Non-Cogen | PV | SUN | SUN | ISNE | 14422 | 4227 | 2022
solar pv | TRUE | 64334 | N | . | GD Glocester White Oak I, LLC | GD Glocester White Oak I, LLC | 63905 | RI | NEW | NPCC |  | 22 | 2 | NAICS-22 Non-Cogen | PV | SUN | SUN | ISNE | 10314 | 3023 | 2022
solar pv | TRUE | 64335 | N | . | Quitman II Solar | Quitman II Solar, LLC | 63957 | GA | SAT | SERC |  | 22 | 2 | NAICS-22 Non-Cogen | PV | SUN | SUN | SOCO | 1261503 | 369725 | 2022
onshore wind | TRUE | 64336 | N | . | Little Blue Wind Project, LLC | Little Blue Wind Project, LLC | 63956 | NE | WNC | MRO |  | 22 | 2 | NAICS-22 Non-Cogen | WT | WND | WND | SWPP | 3204910 | 939305 | 2022
solar pv | TRUE | 64337 | N | . | Farmington Solar | Farmington Solar, LLC | 63955 | ME | NEW | NPCC |  | 22 | 2 | NAICS-22 Non-Cogen | PV | SUN | SUN | ISNE | 456786 | 133876 | 2022
solar pv | TRUE | 64343 | N | . | 6685 Santa Barbara Ct | 6685 Santa Barbara Ct | 63979 | MD | SAT | RFC |  | 22 | 2 | NAICS-22 Non-Cogen | PV | SUN | SUN | PJM | 1754 | 514 | 2022
other | TRUE | 64350 | N | . | Orbit Bloom Fuel Cell | DG Fuel Cell, LLC | 63963 | NY | MAT | NPCC |  | 22 | 2 | NAICS-22 Non-Cogen | FC | NG | NG | NYIS | 347536 | 48770 | 2022
solar pv | TRUE | 64351 | N | . | Amazon JFK8 Solar Project | Solar Star Prime 2, LLC | 63962 | NY | MAT | NPCC |  | 22 | 2 | NAICS-22 Non-Cogen | PV | SUN | SUN | NYIS | 0 | 0 | 2022
solar pv | TRUE | 64352 | N | . | Mtn Solar 6 LLC (CSG) | Nautilus Solar Solutions | 61227 | CO | MTN | WECC |  | 22 | 2 | NAICS-22 Non-Cogen | PV | SUN | SUN | WACM | 11465 | 3360 | 2022
solar pv | TRUE | 64353 | N | . | NSE Camber Solar PS11 LLC (CSG) | Nautilus Solar Solutions | 61227 | CO | MTN | WECC |  | 22 | 2 | NAICS-22 Non-Cogen | PV | SUN | SUN | WACM | 11320 | 3318 | 2022
solar pv | TRUE | 64355 | N | . | NSE Camber BH CSG 2, LLC | Nautilus Solar Solutions | 61227 | CO | MTN | WECC |  | 22 | 2 | NAICS-22 Non-Cogen | PV | SUN | SUN | WACM | 13701 | 4016 | 2022
solar pv | TRUE | 64356 | N | . | NSE Camber Solar PS13 LLC (CSG) | Nautilus Solar Solutions | 61227 | CO | MTN | WECC |  | 22 | 2 | NAICS-22 Non-Cogen | PV | SUN | SUN | WACM | 12809 | 3754 | 2022
solar pv | TRUE | 64357 | N | . | NSE Camber Solar PS6 LLC CSG | Nautilus Solar Solutions | 61227 | CO | MTN | WECC |  | 22 | 2 | NAICS-22 Non-Cogen | PV | SUN | SUN | WACM | 12382 | 3629 | 2022
solar pv | TRUE | 64358 | N | . | NSE Camber Solar PS5 LLC (CSG) | Nautilus Solar Solutions | 61227 | CO | MTN | WECC |  | 22 | 2 | NAICS-22 Non-Cogen | PV | SUN | SUN | WACM | 12276 | 3598 | 2022
solar pv | TRUE | 64359 | N | . | Pivot Solar 12 LLC(CSG) | Nautilus Solar Solutions | 61227 | CO | MTN | WECC |  | 22 | 2 | NAICS-22 Non-Cogen | PV | SUN | SUN | WACM | 5495 | 1611 | 2022
solar pv | TRUE | 64360 | N | . | American Goldfinch SCS ACY2 NJ, LLC | Sol Systems | 61677 | NJ | MAT | NPCC |  | 22 | 2 | NAICS-22 Non-Cogen | PV | SUN | SUN | PJM | 24283 | 7117 | 2022
solar pv | TRUE | 64362 | N | . | SCS American Bottoms 009885 Sauget, LLC | Sol Systems | 61677 | IL | ENC | MRO |  | 22 | 2 | NAICS-22 Non-Cogen | PV | SUN | SUN | MISO | 9699 | 2842 | 2022
solar pv | TRUE | 64363 | N | . | ESA Boston Solar, LLC | Sol Systems | 61677 | NC | SAT | SERC |  | 22 | 2 | NAICS-22 Non-Cogen | PV | SUN | SUN | CPLE | 33346 | 9773 | 2022
solar pv | TRUE | 64364 | N | . | SCS Beltway 011754 Rock Falls, LLC | Sol Systems | 61677 | IL | ENC | MRO |  | 22 | 2 | NAICS-22 Non-Cogen | PV | SUN | SUN | PJM | 5756 | 1687 | 2022
solar pv | TRUE | 64365 | N | . | Western Meadowlark Solar SCS NE 1, LLC | Sol Systems | 61677 | NE | WNC | WECC |  | 22 | 2 | NAICS-22 Non-Cogen | PV | SUN | SUN | SWPP | 31632 | 9271 | 2022
solar pv | TRUE | 64366 | N | . | Trojan Solar, LLC | Sol Systems | 61677 | NC | SAT | SERC |  | 22 | 2 | NAICS-22 Non-Cogen | PV | SUN | SUN | CPLE | 34762 | 10188 | 2022
solar pv | TRUE | 64367 | N | . | Zuma Solar, LLC | Sol Systems | 61677 | NC | SAT | SERC |  | 22 | 2 | NAICS-22 Non-Cogen | PV | SUN | SUN | DUK | 22782 | 6677 | 2022
solar pv | TRUE | 64370 | N | . | Plainfield Solar 1 | Ecos Energy LLC | 58135 | CT | NEW | NPCC |  | 22 | 2 | NAICS-22 Non-Cogen | PV | SUN | SUN | ISNE | 5002 | 1466 | 2022
solar pv | TRUE | 64371 | N | . | Cortlandville I Solar CSG | DG New York CS, LLC | 63991 | NY | MAT | NPCC |  | 22 | 2 | NAICS-22 Non-Cogen | PV | SUN | SUN | NYIS | 19463 | 5704 | 2022
solar pv | TRUE | 64372 | N | . | Sangerfield Solar CSG | DG New York CS, LLC | 63991 | NY | MAT | NPCC |  | 22 | 2 | NAICS-22 Non-Cogen | PV | SUN | SUN | NYIS | 20762 | 6085 | 2022
solar pv | TRUE | 64373 | N | . | Clay Solar CSG | DG New York CS, LLC | 63991 | NY | MAT | NPCC |  | 22 | 2 | NAICS-22 Non-Cogen | PV | SUN | SUN | NYIS | 9919 | 2907 | 2022
other | TRUE | 64374 | N | . | Norwich Solar and Energy Storage CSG | DG New York CS, LLC | 63991 | NY | MAT | NPCC |  | 22 | 2 | NAICS-22 Non-Cogen | BA | MWH | OTH | NYIS | 0 | -162 | 2022
solar pv | TRUE | 64374 | N | . | Norwich Solar and Energy Storage CSG | DG New York CS, LLC | 63991 | NY | MAT | NPCC |  | 22 | 2 | NAICS-22 Non-Cogen | PV | SUN | SUN | NYIS | 28211 | 8268 | 2022
solar pv | TRUE | 64376 | N | . | Tranquillity ID | Tranquillity Solar 1, LLC | 63992 | CA | PACC | WECC |  | 22 | 2 | NAICS-22 Non-Cogen | PV | SUN | SUN | CISO | 10894 | 3193 | 2022
onshore wind | TRUE | 64377 | N | . | Milligan 1 Wind Farm | Milligan 1 Wind, LLC | 63993 | NE | WNC | MRO |  | 22 | 2 | NAICS-22 Non-Cogen | WT | WND | WND | SWPP | 3857259 | 1130498 | 2022
petroleum | FALSE | 64378 | N | . | Signature Breads Chelsea | JDC 65R Owner, LLC | 64585 | MA | NEW | NPCC |  | 311 | 6 | Industrial NAICS Non-Cogen | IC | DFO | DFO | ISNE | 18 | 1 | 2022
solar pv | TRUE | 64379 | N | . | Ridgecrest | Greenbacker Renewable Energy Corporation | 60025 | DC | SAT | RFC |  | 22 | 2 | NAICS-22 Non-Cogen | PV | SUN | SUN | PJM | 8479 | 2485 | 2022
solar pv | TRUE | 64380 | N | . | Cascades | Greenbacker Renewable Energy Corporation | 60025 | NJ | MAT | RFC |  | 22 | 2 | NAICS-22 Non-Cogen | PV | SUN | SUN | PJM | 10404 | 3049 | 2022
onshore wind | TRUE | 64381 | N | . | Glacier Sands Wind Power, LLC | Glacier Sands Wind Power, LLC | 63995 | IL | ENC | MRO |  | 22 | 2 | NAICS-22 Non-Cogen | WT | WND | WND | MISO | 2264104 | 663571 | 2022
petroleum | FALSE | 64382 | N | . | IXYS - Beverly | IXYS Integrated Circuits Division, LLC | 63994 | MA | NEW | NPCC |  | 334 | 6 | Industrial NAICS Non-Cogen | IC | DFO | DFO | ISNE | 29 | 2.174 | 2022
natural gas peaker | FALSE | 64382 | N | . | IXYS - Beverly | IXYS Integrated Circuits Division, LLC | 63994 | MA | NEW | NPCC |  | 334 | 6 | Industrial NAICS Non-Cogen | IC | NG | NG | ISNE | 209 | 15.826 | 2022
natural gas peaker | TRUE | 64383 | N | . | Braes Bayou Plant | ProEnergy Services | 63082 | TX | WSC | TRE |  | 22 | 2 | NAICS-22 Non-Cogen | GT | NG | NG | ERCO | 2767844 | 270302 | 2022
solar pv | FALSE | 64384 | N | . | Amazon TUS2 | SkyHigh 2 Solar | 63432 | AZ | MTN | WECC |  | 441 | 4 | Commercial NAICS Non-Cogen | PV | SUN | SUN | TEPC | 11317 | 3317 | 2022
solar pv | TRUE | 64385 | N | . | Gliden (Op Zone) | Greenbacker Renewable Energy Corporation | 60025 | NC | SAT | SERC |  | 22 | 2 | NAICS-22 Non-Cogen | PV | SUN | SUN | PJM | 36292 | 10637 | 2022
solar pv | TRUE | 64386 | N | . | Gilcrest V CSG | SunShare Management | 60970 | CO | MTN | WECC |  | 22 | 2 | NAICS-22 Non-Cogen | PV | SUN | SUN | PSCO | 35551 | 10420 | 2022
solar pv | TRUE | 64387 | N | . | Quinebaug Solar | Quinebaug Solar, LLC | 63999 | CT | NEW | NPCC |  | 22 | 2 | NAICS-22 Non-Cogen | PV | SUN | SUN | ISNE | 288051 | 84423 | 2022
solar pv | FALSE | 64388 | N | . | TruStile Doors - Denver | SkyHigh 2 Solar | 63432 | CO | MTN | WECC |  | 441 | 4 | Commercial NAICS Non-Cogen | PV | SUN | SUN | PSCO | 4006 | 1174 | 2022
solar pv | FALSE | 64389 | N | . | Niagara Bottling - Seguin | SkyHigh 2 Solar | 63432 | TX | WSC | TRE |  | 312 | 6 | Industrial NAICS Non-Cogen | PV | SUN | SUN | ERCO | 29205 | 8560 | 2022
solar pv | FALSE | 64391 | N | . | Firestone Walker Brewery - Phase 1 | SkyHigh 2 Solar | 63432 | CA | PACC | WECC |  | 312 | 6 | Industrial NAICS Non-Cogen | PV | SUN | SUN | CISO | 12760 | 3740 | 2022
solar pv | TRUE | 64392 | N | . | Branch Solar Farm | Oklahoma Gas & Electric Co | 14063 | AR | WSC | SERC |  | 22 | 1 | Electric Utility | PV | SUN | SUN | SWPP | 33741 | 9889 | 2022
other | TRUE | 64395 | N | . | ZPD-PT Solar Project 2017-006 LLC Hybrid | AES Distributed Energy | 61012 | MA | NEW | NPCC |  | 22 | 2 | NAICS-22 Non-Cogen | BA | MWH | OTH | ISNE | 0 | -46 | 2022
solar pv | TRUE | 64395 | N | . | ZPD-PT Solar Project 2017-006 LLC Hybrid | AES Distributed Energy | 61012 | MA | NEW | NPCC |  | 22 | 2 | NAICS-22 Non-Cogen | PV | SUN | SUN | ISNE | 19803 | 5804 | 2022
solar pv | FALSE | 64396 | N | . | EMWD - Perris Valley RWRF | SkyHigh 2 Solar | 63432 | CA | PACC | WECC |  | 22131 | 4 | Commercial NAICS Non-Cogen | PV | SUN | SUN | CISO | 29973 | 8784 | 2022
solar pv | FALSE | 64397 | N | . | EMWD - San Jacinto RWRF NEM | SkyHigh 2 Solar | 63432 | CA | PACC | WECC |  | 22131 | 4 | Commercial NAICS Non-Cogen | PV | SUN | SUN | CISO | 10885 | 3190 | 2022
solar pv | FALSE | 64398 | N | . | EMWD - Sun City RWRF | SkyHigh 2 Solar | 63432 | CA | PACC | WECC |  | 562 | 4 | Commercial NAICS Non-Cogen | PV | SUN | SUN | CISO | 13374 | 3920 | 2022
solar pv | FALSE | 64399 | N | . | EMWD - San Jacinto RES BCT | SkyHigh 2 Solar | 63432 | CA | PACC | WECC |  | 22131 | 4 | Commercial NAICS Non-Cogen | PV | SUN | SUN | CISO | 23006 | 6743 | 2022
other | FALSE | 64400 | N | . | BYU - Hawaii | SkyHigh 2 Solar | 63432 | HI | PACN |  |  | 611 | 4 | Commercial NAICS Non-Cogen | BA | MWH | OTH | HECO | 0 | -180 | 2022
solar pv | FALSE | 64400 | N | . | BYU - Hawaii | SkyHigh 2 Solar | 63432 | HI | PACN |  |  | 611 | 4 | Commercial NAICS Non-Cogen | PV | SUN | SUN | HECO | 14856 | 4354 | 2022
solar pv | FALSE | 64401 | N | . | CSU San Jose State University | SkyHigh 2 Solar | 63432 | CA | PACC | WECC |  | 312 | 6 | Industrial NAICS Non-Cogen | PV | SUN | SUN | CISO | 4211 | 1234 | 2022
solar pv | FALSE | 64402 | N | . | El Dorado County | SkyHigh 2 Solar | 63432 | CA | PACC | WECC |  | 922 | 4 | Commercial NAICS Non-Cogen | PV | SUN | SUN | CISO | 10750 | 3151 | 2022
solar pv | FALSE | 64403 | N | . | California State Univ at Channel Islands | SkyHigh 2 Solar | 63432 | CA | PACC | WECC |  | 312 | 6 | Industrial NAICS Non-Cogen | PV | SUN | SUN | CISO | 23837 | 6986 | 2022
solar pv | FALSE | 64404 | N | . | Mesa Carport PV | Apple, Inc | 57369 | AZ | MTN | WECC |  | 518 | 4 | Commercial NAICS Non-Cogen | PV | SUN | SUN | SRP | 28743 | 8424 | 2022
solar pv | FALSE | 64406 | N | . | EMWD - Moreno Valley RWRF | SkyHigh 2 Solar | 63432 | CA | PACC | WECC |  | 22131 | 4 | Commercial NAICS Non-Cogen | PV | SUN | SUN | CISO | 19764 | 5793 | 2022
onshore wind | TRUE | 64407 | N | . | Flat Ridge 3 | Flat Ridge 3 Wind Energy, LLC | 64000 | KS | WNC | MRO |  | 22 | 2 | NAICS-22 Non-Cogen | WT | WND | WND | SWPP | 1792737 | 525421 | 2022
biomass | TRUE | 64408 | Y | . | Georges River Energy | Robbins Lumber Inc | 16191 | ME | NEW | NPCC |  | 22 | 3 | NAICS-22 Cogen | ST | WDS | WWW | ISNE | 462417 | 35342 | 2022
solar pv | TRUE | 64409 | N | . | Anderson (SC) | Anderson Solar Farm, LLC | 64050 | SC | SAT | SERC |  | 22 | 2 | NAICS-22 Non-Cogen | PV | SUN | SUN | DUK | 15429 | 4522 | 2022
solar pv | TRUE | 64410 | N | . | Briarwood | Briarwood Solar, LLC | 64051 | SC | SAT | SERC |  | 22 | 2 | NAICS-22 Non-Cogen | PV | SUN | SUN | DUK | 12012 | 3521 | 2022
solar pv | TRUE | 64411 | N | . | Delanco | Delanco Coopertown Rd Solar 2, LLC | 64052 | NJ | MAT | RFC |  | 22 | 2 | NAICS-22 Non-Cogen | PV | SUN | SUN | PJM | 14749 | 4322 | 2022
solar pv | TRUE | 64412 | N | . | Gold Mine | Gold Mine Solar, LLC | 64053 | SC | SAT | SERC |  | 22 | 2 | NAICS-22 Non-Cogen | PV | SUN | SUN | DUK | 11157 | 3270 | 2022
solar pv | TRUE | 64413 | N | . | Schull CSG | Schull CSG LLC | 64063 | MN | WNC | MRO |  | 22 | 2 | NAICS-22 Non-Cogen | PV | SUN | SUN | MISO | 7816 | 2291 | 2022
solar pv | TRUE | 64414 | N | . | Pontiac | Pontiac Solar, LLC | 64054 | IL | ENC | RFC |  | 22 | 2 | NAICS-22 Non-Cogen | PV | SUN | SUN | PJM | 12794 | 3750 | 2022
solar pv | TRUE | 64415 | N | . | Rockford CSG | Rockford Baxter Rd Holdco LLC CSG | 64055 | IL | ENC | RFC |  | 22 | 2 | NAICS-22 Non-Cogen | PV | SUN | SUN | PJM | 13586 | 3982 | 2022
solar pv | TRUE | 64416 | N | . | Sandoval | Sandoval Holdco, LLC | 64056 | IL | ENC | SERC |  | 22 | 2 | NAICS-22 Non-Cogen | PV | SUN | SUN | MISO | 14904 | 4368 | 2022
solar pv | TRUE | 64417 | N | . | Wilbraham | BWC East Brook, LLC | 64057 | MA | NEW | NPCC |  | 22 | 2 | NAICS-22 Non-Cogen | PV | SUN | SUN | ISNE | 19979 | 5856 | 2022
solar pv | TRUE | 64418 | N | . | Big Bear | Los Palos Street Operating, LLC | 64034 | CA | PACC | WECC |  | 22 | 2 | NAICS-22 Non-Cogen | PV | SUN | SUN | LDWP | 30127 | 8830 | 2022
solar pv | TRUE | 64419 | N | . | Elm Street | ISM Solar Dighton 3, LLC | 64067 | MA | NEW | NPCC |  | 22 | 2 | NAICS-22 Non-Cogen | PV | SUN | SUN | ISNE | 26807 | 7857 | 2022
petroleum | TRUE | 64420 | N | . | Scribner Diesel Generation Facility | City of Scribner | 64065 | NE | WNC | MRO |  | 22 | 1 | Electric Utility | IC | DFO | DFO | SWPP | 259 | 26 | 2022
biomass | TRUE | 64420 | N | . | Scribner Diesel Generation Facility | City of Scribner | 64065 | NE | WNC | MRO |  | 22 | 1 | Electric Utility | IC | OBL | ORW | SWPP | 0 | 0 | 2022
solar pv | TRUE | 64421 | N | . | Sunvestment Energy Group NY 63 LLC | Green Street Power Partners | 62719 | NY | MAT | NPCC |  | 22 | 2 | NAICS-22 Non-Cogen | PV | SUN | SUN | NYIS | 10950 | 3209 | 2022
solar pv | TRUE | 64422 | N | . | GSPP Onyx New Brunswick LLC | Green Street Power Partners | 62719 | NJ | MAT | RFC |  | 22 | 2 | NAICS-22 Non-Cogen | PV | SUN | SUN | PJM | 5428 | 1591 | 2022
other | TRUE | 64426 | N | . | Wilmot Energy Center LLC | Wilmot Energy Center LLC | 64002 | AZ | MTN | WECC |  | 22 | 2 | NAICS-22 Non-Cogen | BA | MWH | OTH | TEPC | 0 | -2731 | 2022
solar pv | TRUE | 64426 | N | . | Wilmot Energy Center LLC | Wilmot Energy Center LLC | 64002 | AZ | MTN | WECC |  | 22 | 2 | NAICS-22 Non-Cogen | PV | SUN | SUN | TEPC | 968655 | 283896 | 2022
solar pv | TRUE | 64431 | N | . | Point Beach Solar | Point Beach Solar | 64081 | WI | ENC | MRO |  | 22 | 2 | NAICS-22 Non-Cogen | PV | SUN | SUN | MISO | 665145 | 194943 | 2022
other | TRUE | 64432 | N | . | Breckenridge Solar | Breckenridge Street Solar 1, LLC | 64069 | MA | NEW | NPCC |  | 22 | 2 | NAICS-22 Non-Cogen | BA | MWH | OTH | ISNE | 0 | -37 | 2022
solar pv | TRUE | 64432 | N | . | Breckenridge Solar | Breckenridge Street Solar 1, LLC | 64069 | MA | NEW | NPCC |  | 22 | 2 | NAICS-22 Non-Cogen | PV | SUN | SUN | ISNE | 24096 | 7062 | 2022
onshore wind | TRUE | 64433 | N | . | Black Rock Wind | Black Rock Wind Force, LLC | 64068 | WV | SAT | RFC |  | 22 | 2 | NAICS-22 Non-Cogen | WT | WND | WND | PJM | 911128 | 267036 | 2022
solar pv | TRUE | 64434 | N | . | Rounseville Solar | Rounseville Solar 1, LLC | 64071 | MA | NEW | NPCC |  | 22 | 2 | NAICS-22 Non-Cogen | PV | SUN | SUN | ISNE | 15020 | 4402 | 2022
solar pv | TRUE | 64435 | N | . | Town of Ware - Canadian Tree(CSG) | MA CS Ware West, LLC | 64072 | MA | NEW | NPCC |  | 22 | 2 | NAICS-22 Non-Cogen | PV | SUN | SUN | ISNE | 8430 | 2471 | 2022
other | TRUE | 64436 | N | . | Wilmarth Solar | Wilmarth Lane Solar 1, LLC | 64073 | MA | NEW | NPCC |  | 22 | 2 | NAICS-22 Non-Cogen | BA | MWH | OTH | ISNE | 0 | -117 | 2022
solar pv | TRUE | 64436 | N | . | Wilmarth Solar | Wilmarth Lane Solar 1, LLC | 64073 | MA | NEW | NPCC |  | 22 | 2 | NAICS-22 Non-Cogen | PV | SUN | SUN | ISNE | 29444 | 8629 | 2022
solar pv | TRUE | 64437 | N | . | Dresser Hill CSG | Dresser Hill Solar, LLC | 64070 | MA | NEW | NPCC |  | 22 | 2 | NAICS-22 Non-Cogen | PV | SUN | SUN | ISNE | 21361 | 6261 | 2022
solar pv | TRUE | 64438 | N | . | Vallecitos Water District | SSA Solar of CA 5, LLC | 64088 | CA | PACC | WECC |  | 22 | 2 | NAICS-22 Non-Cogen | PV | SUN | SUN | CISO | 13194 | 3867 | 2022
solar pv | TRUE | 64439 | N | . | Pine Road Solar, LLC CSG | Pine Road Solar, LLC | 64089 | IL | ENC | RFC |  | 22 | 2 | NAICS-22 Non-Cogen | PV | SUN | SUN | PJM | 13100 | 3839 | 2022
solar pv | TRUE | 64441 | N | . | Valencia 3 | Greenbacker Renewable Energy Corporation | 60025 | CA | PACC | WECC |  | 22 | 2 | NAICS-22 Non-Cogen | PV | SUN | SUN | IID | 29407 | 8619 | 2022
other | TRUE | 64442 | N | . | Mt Pleasant Community Center | Consolidated Edison Solutions Inc. | 57365 | NY | MAT | NPCC |  | 22 | 2 | NAICS-22 Non-Cogen | BA | MWH | OTH | NYIS | 0 | 0 | 2022
solar pv | TRUE | 64442 | N | . | Mt Pleasant Community Center | Consolidated Edison Solutions Inc. | 57365 | NY | MAT | NPCC |  | 22 | 2 | NAICS-22 Non-Cogen | PV | SUN | SUN | NYIS | 140 | 41 | 2022
solar pv | TRUE | 64443 | N | . | Golden Solar | Alchemy Renewable Energy | 62627 | VT | NEW | NPCC |  | 22 | 2 | NAICS-22 Non-Cogen | PV | SUN | SUN | ISNE | 13007 | 3812 | 2022
solar pv | TRUE | 64444 | N | . | City of Paris Solar | Today's Power, Inc. | 61204 | AR | WSC | MRO |  | 22 | 1 | Electric Utility | PV | SUN | SUN | SWPP | 9580 | 2808 | 2022
solar pv | TRUE | 64445 | N | . | County of Dutchess, NY (Airport) | Tesla Inc. | 60947 | NY | MAT | NPCC |  | 22 | 2 | NAICS-22 Non-Cogen | PV | SUN | SUN | NYIS | 9949 | 2916 | 2022
other | TRUE | 64446 | N | . | Arlington Microgrid | PUD 1 of Snohomish County | 17470 | WA | PACC | WECC |  | 22 | 1 | Electric Utility | BA | MWH | OTH | BPAT | 0 | -37 | 2022
solar pv | TRUE | 64446 | N | . | Arlington Microgrid | PUD 1 of Snohomish County | 17470 | WA | PACC | WECC |  | 22 | 1 | Electric Utility | PV | SUN | SUN | BPAT | 1887 | 553 | 2022
solar pv | TRUE | 64447 | N | . | Brazoria West | Brazoria West Solar Project, LLC | 64108 | TX | WSC | TRE |  | 22 | 2 | NAICS-22 Non-Cogen | PV | SUN | SUN | ERCO | 807064 | 236537 | 2022
other | TRUE | 64450 | N | . | Grissom Solar, LLC | Grissom Solar, LLC | 64118 | NC | SAT | SERC |  | 22 | 2 | NAICS-22 Non-Cogen | BA | MWH | OTH | PJM | 0 | 0 | 2022
solar pv | TRUE | 64450 | N | . | Grissom Solar, LLC | Grissom Solar, LLC | 64118 | NC | SAT | SERC |  | 22 | 2 | NAICS-22 Non-Cogen | PV | SUN | SUN | PJM | 36334 | 10649 | 2022
solar pv | TRUE | 64451 | N | . | Rosemond Solar Community Solar | Delaware River Solar, LLC | 61610 | NY | MAT | NPCC |  | 22 | 2 | NAICS-22 Non-Cogen | PV | SUN | SUN | NYIS | 12287 | 3601 | 2022
other | TRUE | 64453 | N | . | Volney II | DG New York CS, LLC | 63991 | NY | MAT | NPCC |  | 22 | 2 | NAICS-22 Non-Cogen | BA | MWH | OTH | NYIS | 0 | -1 | 2022
solar pv | TRUE | 64453 | N | . | Volney II | DG New York CS, LLC | 63991 | NY | MAT | NPCC |  | 22 | 2 | NAICS-22 Non-Cogen | PV | SUN | SUN | NYIS | 15972 | 4681 | 2022
solar pv | TRUE | 64454 | N | . | Merrimack Solar Farm, LLC | Merrimack Solar Farm | 64119 | NH | NEW | NPCC |  | 22 | 2 | NAICS-22 Non-Cogen | PV | SUN | SUN | ISNE | 13336 | 3908 | 2022
solar pv | TRUE | 64456 | N | . | 13 Mile Solar, LLC | 13 Mile Solar, LLC | 64103 | MI | ENC | RFC |  | 22 | 2 | NAICS-22 Non-Cogen | PV | SUN | SUN | MISO | 13866 | 4064 | 2022
solar pv | TRUE | 64457 | N | . | Captain Solar, LLC | Captain Solar, LLC | 64104 | MI | ENC | RFC |  | 22 | 2 | NAICS-22 Non-Cogen | PV | SUN | SUN | MISO | 13241 | 3881 | 2022
solar pv | TRUE | 64458 | N | . | Coldwater Solar, LLC | Coldwater Solar, LLC | 64105 | MI | ENC | RFC |  | 22 | 2 | NAICS-22 Non-Cogen | PV | SUN | SUN | MISO | 12477 | 3657 | 2022
solar pv | TRUE | 64459 | N | . | Geddes 1 Solar, LLC | Geddes 1 Solar, LLC | 64106 | MI | ENC | RFC |  | 22 | 2 | NAICS-22 Non-Cogen | PV | SUN | SUN | MISO | 13850 | 4059 | 2022
solar pv | TRUE | 64460 | N | . | Jack Francis Solar, LLC | Jack Francis Solar, LLC | 64111 | MI | ENC | RFC |  | 22 | 2 | NAICS-22 Non-Cogen | PV | SUN | SUN | MISO | 13583 | 3981 | 2022
solar pv | TRUE | 64461 | N | . | May Shannon Solar, LLC | May Shannon Solar, LLC | 64112 | MI | ENC | RFC |  | 22 | 2 | NAICS-22 Non-Cogen | PV | SUN | SUN | MISO | 13228 | 3877 | 2022
solar pv | TRUE | 64462 | N | . | Stoneheart Solar, LLC | Stoneheart Solar, LLC | 64113 | MI | ENC | RFC |  | 22 | 2 | NAICS-22 Non-Cogen | PV | SUN | SUN | MISO | 13743 | 4028 | 2022
solar pv | TRUE | 64463 | N | . | Workman Road Solar Farm, LLC | Workman Road Solar Farm, LLC | 64114 | MI | ENC | RFC |  | 22 | 2 | NAICS-22 Non-Cogen | PV | SUN | SUN | MISO | 12170 | 3567 | 2022
solar pv | TRUE | 64464 | N | . | Clendenin A Community Solar, LLC CSG | Clendenin A Community Solar, LLC | 64098 | IL | ENC | SERC |  | 22 | 2 | NAICS-22 Non-Cogen | PV | SUN | SUN | MISO | 15006 | 4398 | 2022
solar pv | TRUE | 64465 | N | . | Kern A Community Solar, LLC CSG | Kern A Community Solar, LLC | 64099 | IL | ENC | SERC |  | 22 | 2 | NAICS-22 Non-Cogen | PV | SUN | SUN | MISO | 14716 | 4313 | 2022
solar pv | TRUE | 64466 | N | . | Lukuc B Community Solar LLC CSG | Lukuc B Community Solar LLC | 64100 | IL | ENC | SERC |  | 22 | 2 | NAICS-22 Non-Cogen | PV | SUN | SUN | MISO | 14432 | 4230 | 2022
solar pv | TRUE | 64467 | N | . | CSG Mt. Morris 2, LLC | CSG Mt. Morris 2, LLC | 64101 | IL | ENC | RFC |  | 22 | 2 | NAICS-22 Non-Cogen | PV | SUN | SUN | PJM | 12648 | 3707 | 2022
solar pv | TRUE | 64468 | N | . | Tower Road Solar, LLC CSG | Tower Road Solar, LLC | 64102 | IL | ENC | RFC |  | 22 | 2 | NAICS-22 Non-Cogen | PV | SUN | SUN | PJM | 14430 | 4229 | 2022
solar pv | TRUE | 64470 | N | . | Interchange Solar, LLC | Interchange Solar, LLC | 64107 | MI | ENC | RFC |  | 22 | 2 | NAICS-22 Non-Cogen | PV | SUN | SUN | MISO | 13232 | 3878 | 2022
solar pv | TRUE | 64471 | N | . | Byron Highway Solar | RPCA Solar 3, LLC | 64095 | CA | PACC | WECC |  | 22 | 2 | NAICS-22 Non-Cogen | PV | SUN | SUN | CISO | 5202 | 1524.6 | 2022
solar pv | TRUE | 64472 | N | . | Berry Road Solar | RPSC Solar 3, LLC | 64096 | SC | SAT | SERC |  | 22 | 2 | NAICS-22 Non-Cogen | PV | SUN | SUN | DUK | 12055 | 3533 | 2022
solar pv | TRUE | 64473 | N | . | Norman Solar | DG Central 1, LLC | 64083 | OK | WSC | MRO |  | 22 | 2 | NAICS-22 Non-Cogen | PV | SUN | SUN | SWPP | 12209 | 3578 | 2022
solar pv | TRUE | 64476 | N | . | Swansboro Solar, LLC | Swansboro Solar, LLC | 64115 | NC | SAT | SERC |  | 22 | 2 | NAICS-22 Non-Cogen | PV | SUN | SUN | CPLE | 26648 | 7810 | 2022
solar pv | TRUE | 64477 | N | . | Suncaster, LLC | Suncaster, LLC | 64116 | NC | SAT | SERC |  | 22 | 2 | NAICS-22 Non-Cogen | PV | SUN | SUN | CPLE | 15860 | 4648 | 2022
solar pv | TRUE | 64478 | N | . | 1034 Catherine Lake Solar, LLC | 1034 Catherine Lake Solar, LLC | 64117 | NC | SAT | SERC |  | 22 | 2 | NAICS-22 Non-Cogen | PV | SUN | SUN | CPLE | 30428 | 8918 | 2022
solar pv | TRUE | 64479 | N | . | Novel Handeland Solar LLC (CSG) | REA Investments, LLC | 63359 | MN | WNC | MRO |  | 22 | 2 | NAICS-22 Non-Cogen | PV | SUN | SUN | MISO | 4087 | 1198 | 2022
other | TRUE | 64481 | N | . | Arlington Energy Center II | Arlington Energy Center II | 64144 | CA | PACC | WECC |  | 22 | 2 | NAICS-22 Non-Cogen | BA | MWH | OTH | CISO | 0 | -6837 | 2022
solar pv | TRUE | 64481 | N | . | Arlington Energy Center II | Arlington Energy Center II | 64144 | CA | PACC | WECC |  | 22 | 2 | NAICS-22 Non-Cogen | PV | SUN | SUN | CISO | 860216 | 252115 | 2022
solar pv | TRUE | 64482 | N | . | Novel Stavem Solar LLC CSG | REA Investments, LLC | 63359 | MN | WNC | MRO |  | 22 | 2 | NAICS-22 Non-Cogen | PV | SUN | SUN | MISO | 7323 | 2146 | 2022
solar pv | TRUE | 64483 | N | . | Novel Sunnyfield Farms Solar LLC CSG | REA Investments, LLC | 63359 | MN | WNC | MRO |  | 22 | 2 | NAICS-22 Non-Cogen | PV | SUN | SUN | MISO | 4497 | 1318 | 2022
solar pv | TRUE | 64486 | N | . | Novel David Solar LLC CSG | REA Investments, LLC | 63359 | MN | WNC | MRO |  | 22 | 2 | NAICS-22 Non-Cogen | PV | SUN | SUN | MISO | 4993 | 1463 | 2022
solar pv | TRUE | 64487 | N | . | Novel Huneke Solar LLC CSG | REA Investments, LLC | 63359 | MN | WNC | MRO |  | 22 | 2 | NAICS-22 Non-Cogen | PV | SUN | SUN | MISO | 6308 | 1849 | 2022
solar pv | TRUE | 64488 | N | . | Novel Denzer Solar LLC CSG | REA Investments, LLC | 63359 | MN | WNC | MRO |  | 22 | 2 | NAICS-22 Non-Cogen | PV | SUN | SUN | MISO | 3119 | 914 | 2022
solar pv | TRUE | 64496 | N | . | Hendershot Solar, LLC | Hendershot Solar, LLC | 64143 | MI | ENC | RFC |  | 22 | 2 | NAICS-22 Non-Cogen | PV | SUN | SUN | MISO | 14092 | 4130 | 2022
solar pv | TRUE | 64497 | N | . | Hazel Solar, LLC | Hazel Solar, LLC | 64142 | MI | ENC | RFC |  | 22 | 2 | NAICS-22 Non-Cogen | PV | SUN | SUN | MISO | 12892 | 3778 | 2022
solar pv | TRUE | 64498 | N | . | Geddes 2 Solar, LLC | Geddes 2 Solar, LLC | 64141 | MI | ENC | RFC |  | 22 | 2 | NAICS-22 Non-Cogen | PV | SUN | SUN | MISO | 13836 | 4055 | 2022
solar pv | TRUE | 64499 | N | . | Bullhead Solar, LLC | Bullhead Solar, LLC | 64140 | MI | ENC | RFC |  | 22 | 2 | NAICS-22 Non-Cogen | PV | SUN | SUN | MISO | 13566 | 3976 | 2022
solar pv | TRUE | 64500 | N | . | Angola Solar, LLC | Angola Solar, LLC | 64139 | MI | ENC | RFC |  | 22 | 2 | NAICS-22 Non-Cogen | PV | SUN | SUN | MISO | 13767 | 4035 | 2022
solar pv | FALSE | 64502 | N | . | 7448 Candlewood Road | Hartz Solar, LLC | 60268 | MD | SAT | RFC |  | 421 | 4 | Commercial NAICS Non-Cogen | PV | SUN | SUN | PJM | 8350 | 2447 | 2022
solar pv | TRUE | 64503 | N | . | Palmer Community Solar LLC CSG | Palmer Community Solar LLC | 64149 | MN | WNC | MRO |  | 22 | 2 | NAICS-22 Non-Cogen | PV | SUN | SUN | MISO | 6678 | 1957 | 2022
solar pv | TRUE | 64504 | N | . | Medin 2 Community Solar LLC CSG | Medin 2 Community Solar LLC | 64150 | MN | WNC | MRO |  | 22 | 2 | NAICS-22 Non-Cogen | PV | SUN | SUN | MISO | 5929 | 1738 | 2022
biomass | TRUE | 64505 | N | . | Flathead Landfill to Gas Energy Facility | Flathead Electric Coop Inc | 6395 | MT | MTN | WECC |  | 22 | 1 | Electric Utility | IC | LFG | MLG | BPAT | 87344 | 8911 | 2022
solar pv | TRUE | 64506 | N | . | Cokato CSG | Cokato Holdco LLC | 64148 | MN | WNC | MRO |  | 22 | 2 | NAICS-22 Non-Cogen | PV | SUN | SUN | MISO | 27645 | 8102 | 2022
other | TRUE | 64508 | N | . | Hall Solar Energy Storage | North Carolina El Member Corp | 13683 | NC | SAT | SERC |  | 22 | 1 | Electric Utility | BA | MWH | OTH | CPLE | 0 | -68 | 2022
solar pv | TRUE | 64508 | N | . | Hall Solar Energy Storage | North Carolina El Member Corp | 13683 | NC | SAT | SERC |  | 22 | 1 | Electric Utility | PV | SUN | SUN | CPLE | 11992 | 3515 | 2022
other | TRUE | 64509 | N | . | South River H4 Solar Energy Storage | North Carolina El Member Corp | 13683 | NC | SAT | SERC |  | 22 | 1 | Electric Utility | BA | MWH | OTH | CPLE | 0 | -3 | 2022
solar pv | TRUE | 64509 | N | . | South River H4 Solar Energy Storage | North Carolina El Member Corp | 13683 | NC | SAT | SERC |  | 22 | 1 | Electric Utility | PV | SUN | SUN | CPLE | 210 | 61 | 2022
other | TRUE | 64510 | N | . | Arba Solar Energy Storage | North Carolina El Member Corp | 13683 | NC | SAT | SERC |  | 22 | 1 | Electric Utility | BA | MWH | OTH | CPLE | 0 | -28 | 2022
solar pv | TRUE | 64510 | N | . | Arba Solar Energy Storage | North Carolina El Member Corp | 13683 | NC | SAT | SERC |  | 22 | 1 | Electric Utility | PV | SUN | SUN | CPLE | 2204 | 646 | 2022
other | TRUE | 64512 | N | . | Hamlet Solar Energy Storage | North Carolina El Member Corp | 13683 | NC | SAT | SERC |  | 22 | 1 | Electric Utility | BA | MWH | OTH | CPLE | 0 | -3 | 2022
solar pv | TRUE | 64512 | N | . | Hamlet Solar Energy Storage | North Carolina El Member Corp | 13683 | NC | SAT | SERC |  | 22 | 1 | Electric Utility | PV | SUN | SUN | CPLE | 200 | 58 | 2022
other | TRUE | 64513 | N | . | Wake RJ3 Solar Energy Storage | North Carolina El Member Corp | 13683 | NC | SAT | SERC |  | 22 | 1 | Electric Utility | BA | MWH | OTH | CPLE | 0 | -2 | 2022
solar pv | TRUE | 64513 | N | . | Wake RJ3 Solar Energy Storage | North Carolina El Member Corp | 13683 | NC | SAT | SERC |  | 22 | 1 | Electric Utility | PV | SUN | SUN | CPLE | 140 | 41 | 2022
other | TRUE | 64514 | N | . | Ludie Brown Solar Energy Storage | North Carolina El Member Corp | 13683 | NC | SAT | SERC |  | 22 | 1 | Electric Utility | BA | MWH | OTH | CPLE | 0 | -59 | 2022
solar pv | TRUE | 64514 | N | . | Ludie Brown Solar Energy Storage | North Carolina El Member Corp | 13683 | NC | SAT | SERC |  | 22 | 1 | Electric Utility | PV | SUN | SUN | CPLE | 12348 | 3619 | 2022
petroleum | FALSE | 64515 | N | . | Stamford Health | Stamford Health Systems, Inc. | 64153 | CT | NEW | NPCC |  | 622 | 4 | Commercial NAICS Non-Cogen | IC | DFO | DFO | ISNE | 834 | 84 | 2022
other | TRUE | 64516 | N | . | Lowe Solar Energy Storage | North Carolina El Member Corp | 13683 | NC | SAT | SERC |  | 22 | 1 | Electric Utility | BA | MWH | OTH | CPLE | 0 | -61 | 2022
solar pv | TRUE | 64516 | N | . | Lowe Solar Energy Storage | North Carolina El Member Corp | 13683 | NC | SAT | SERC |  | 22 | 1 | Electric Utility | PV | SUN | SUN | CPLE | 13218 | 3874 | 2022
solar pv | TRUE | 64517 | N | . | Department of Justice | Ecoplexus, Inc | 58970 | CA | PACC | WECC |  | 22 | 2 | NAICS-22 Non-Cogen | PV | SUN | SUN | BANC | 14347 | 4205 | 2022
solar pv | TRUE | 64518 | N | . | CA Institute for Women | Ecoplexus, Inc | 58970 | CA | PACC | WECC |  | 22 | 2 | NAICS-22 Non-Cogen | PV | SUN | SUN | CISO | 8875 | 2601 | 2022
solar pv | TRUE | 64519 | N | . | Centinela State Prison | Ecoplexus, Inc | 58970 | CA | PACC | WECC |  | 22 | 2 | NAICS-22 Non-Cogen | PV | SUN | SUN | IID | 58153 | 17044 | 2022
other | TRUE | 64520 | N | . | Spencer Meadow Solar Energy Storage | North Carolina El Member Corp | 13683 | NC | SAT | SERC |  | 22 | 1 | Electric Utility | BA | MWH | OTH | CPLE | 0 | -84 | 2022
solar pv | TRUE | 64520 | N | . | Spencer Meadow Solar Energy Storage | North Carolina El Member Corp | 13683 | NC | SAT | SERC |  | 22 | 1 | Electric Utility | PV | SUN | SUN | CPLE | 13371 | 3919 | 2022
solar pv | TRUE | 64521 | N | . | Calipatria State Prison | Ecoplexus, Inc | 58970 | CA | PACC | WECC |  | 22 | 2 | NAICS-22 Non-Cogen | PV | SUN | SUN | IID | 58578 | 17168 | 2022
other | TRUE | 64522 | N | . | Old Cedar Solar Energy Storage | North Carolina El Member Corp | 13683 | NC | SAT | SERC |  | 22 | 1 | Electric Utility | BA | MWH | OTH | CPLE | 0 | 131 | 2022
solar pv | TRUE | 64522 | N | . | Old Cedar Solar Energy Storage | North Carolina El Member Corp | 13683 | NC | SAT | SERC |  | 22 | 1 | Electric Utility | PV | SUN | SUN | CPLE | 6427 | 1884 | 2022
solar pv | TRUE | 64523 | N | . | Atascadero State Hospital | Ecoplexus, Inc | 58970 | CA | PACC | WECC |  | 22 | 2 | NAICS-22 Non-Cogen | PV | SUN | SUN | CISO | 10426 | 3056 | 2022
solar pv | TRUE | 64524 | N | . | SoCore Clovis 1 | SoCore Clovis 1 LLC | 64160 | NM | MTN | WECC |  | 22 | 2 | NAICS-22 Non-Cogen | PV | SUN | SUN | SWPP | 19609 | 5747 | 2022
solar pv | TRUE | 64525 | N | . | Troupsburg | Solar Planet Power | 62923 | NY | MAT | NPCC |  | 22 | 2 | NAICS-22 Non-Cogen | PV | SUN | SUN | NYIS | 28538 | 8364 | 2022
solar pv | TRUE | 64526 | N | . | Raboth - Marion Drive | Madison Energy Holdings LLC | 62915 | MA | NEW | NPCC |  | 22 | 2 | NAICS-22 Non-Cogen | PV | SUN | SUN | ISNE | 3473 | 1018 | 2022
solar pv | TRUE | 64527 | N | . | Flatwood Farm | Strata Manager, LLC | 64778 | NC | SAT | SERC |  | 22 | 2 | NAICS-22 Non-Cogen | PV | SUN | SUN | CPLE | 31400 | 9202 | 2022
other | TRUE | 64528 | N | . | Gambit Energy Storage - Angleton Storage | Tesla Inc. | 60947 | TX | WSC | TRE |  | 22 | 2 | NAICS-22 Non-Cogen | BA | MWH | OTH | ERCO | 0 | -12689 | 2022
solar pv | TRUE | 64533 | N | . | Fort Green Solar Power Plant | Duke Energy Florida, LLC | 6455 | FL | SAT | SERC |  | 22 | 1 | Electric Utility | PV | SUN | SUN | FPC | 270021 | 79139 | 2022
solar pv | TRUE | 64535 | N | . | Camden Solar LLC | Camden Solar LLC | 64170 | NC | SAT | SERC |  | 22 | 2 | NAICS-22 Non-Cogen | PV | SUN | SUN | PJM | 151876 | 44512 | 2022
solar pv | TRUE | 64538 | N | . | Corazon Energy LLC | Corazon Energy LLC | 64167 | TX | WSC | TRE |  | 22 | 2 | NAICS-22 Non-Cogen | PV | SUN | SUN | ERCO | 1186546 | 347757 | 2022
solar pv | TRUE | 64542 | N | . | Coxsackie Solar | FPS Coxsackie Solar LLC | 64175 | NY | MAT | NPCC |  | 22 | 2 | NAICS-22 Non-Cogen | PV | SUN | SUN | NYIS | 2221 | 651 | 2022
onshore wind | TRUE | 64544 | N | . | Ranchland Wind Project II | Ranchland Wind Project II, LLC | 64178 | TX | WSC | TRE |  | 22 | 2 | NAICS-22 Non-Cogen | WT | WND | WND | ERCO | 961077 | 281675 | 2022
solar pv | TRUE | 64549 | N | . | Smithfield Solar Farm, LLC | Smithfield Solar Farm | 64120 | RI | NEW | NPCC |  | 22 | 2 | NAICS-22 Non-Cogen | PV | SUN | SUN | ISNE | 14464 | 4239 | 2022
onshore wind | TRUE | 64551 | N | . | Ranchland Wind Project I | Ranchland Wind Project I, LLC | 64177 | TX | WSC | TRE |  | 22 | 2 | NAICS-22 Non-Cogen | WT | WND | WND | ERCO | 807351 | 236621 | 2022
petroleum | TRUE | 64552 | N | . | Downtown Generation Plant | City of Greenfield - (IA) | 7626 | IA | WNC | MRO |  | 22 | 1 | Electric Utility | IC | DFO | DFO | MISO | 408 | 42 | 2022
solar pv | TRUE | 64553 | N | . | Riverstart Solar Park LLC | Riverstart Solar Park LLC | 64181 | IN | ENC | RFC |  | 22 | 2 | NAICS-22 Non-Cogen | PV | SUN | SUN | PJM | 1422380 | 416876 | 2022
solar pv | TRUE | 64554 | N | . | Bright Field Solar LLC(CSG) | Nautilus Solar Solutions | 61227 | NY | MAT | NPCC |  | 22 | 2 | NAICS-22 Non-Cogen | PV | SUN | SUN | NYIS | 19161 | 5616 | 2022
solar pv | TRUE | 64555 | N | . | Bright Oak Solar LLC(CSG) | Nautilus Solar Solutions | 61227 | NY | MAT | NPCC |  | 22 | 2 | NAICS-22 Non-Cogen | PV | SUN | SUN | NYIS | 21011 | 6158 | 2022
solar pv | TRUE | 64556 | N | . | Bright Hill Solar LLC(CSG) | Nautilus Solar Solutions | 61227 | NY | MAT | NPCC |  | 22 | 2 | NAICS-22 Non-Cogen | PV | SUN | SUN | NYIS | 26781 | 7849 | 2022
solar pv | TRUE | 64557 | N | . | River Valley LLC (NY) (CSG) | Nautilus Solar Solutions | 61227 | NY | MAT | NPCC |  | 22 | 2 | NAICS-22 Non-Cogen | PV | SUN | SUN | NYIS | 25260 | 7403 | 2022
solar pv | TRUE | 64559 | N | . | Wallingford Solar | Wallingford Renewable Energy, LLC | 64187 | CT | NEW | NPCC |  | 22 | 2 | NAICS-22 Non-Cogen | PV | SUN | SUN | ISNE | 74164 | 21736 | 2022
solar pv | TRUE | 64560 | N | . | Tioga Solar South(CSG) | 237 State Route 96 Site 2, LLC | 64189 | NY | MAT | NPCC |  | 22 | 2 | NAICS-22 Non-Cogen | PV | SUN | SUN | NYIS | 20940 | 6137 | 2022
solar pv | TRUE | 64561 | N | . | Tioga Solar North(CSG) | 237 State Route 96 Site 1, LLC | 64190 | NY | MAT | NPCC |  | 22 | 2 | NAICS-22 Non-Cogen | PV | SUN | SUN | NYIS | 20940 | 6137 | 2022
solar pv | TRUE | 64562 | N | . | Washingtonville(CSG) | Washingtonville | 64193 | NY | MAT | NPCC |  | 22 | 2 | NAICS-22 Non-Cogen | PV | SUN | SUN | NYIS | 7072 | 2073 | 2022
solar pv | TRUE | 64563 | N | . | Novel Stein Solar LLC CSG | REA Investments, LLC | 63359 | MN | WNC | MRO |  | 22 | 2 | NAICS-22 Non-Cogen | PV | SUN | SUN | MISO | 1420 | 416 | 2022
other | TRUE | 64564 | N | . | Arlington Energy Center III | Arlington Energy Center III | 64199 | CA | PACC | WECC |  | 22 | 2 | NAICS-22 Non-Cogen | BA | MWH | OTH | CISO | 0 | -5194 | 2022
solar pv | TRUE | 64564 | N | . | Arlington Energy Center III | Arlington Energy Center III | 64199 | CA | PACC | WECC |  | 22 | 2 | NAICS-22 Non-Cogen | PV | SUN | SUN | CISO | 422303 | 123770 | 2022
solar pv | TRUE | 64565 | N | . | Apalachicola | Westbound Solar LLC | 62715 | GA | SAT | SERC |  | 22 | 2 | NAICS-22 Non-Cogen | PV | SUN | SUN | SOCO | 16630 | 4874 | 2022
solar pv | TRUE | 64566 | N | . | Central Line Solar, LLC | AES Distributed Energy | 61012 | AZ | MTN | WECC |  | 22 | 2 | NAICS-22 Non-Cogen | PV | SUN | SUN | SRP | 746553 | 218802 | 2022
solar pv | TRUE | 64568 | N | . | Letts Creek Solar, LLC | AES Distributed Energy | 61012 | MI | ENC | RFC |  | 22 | 2 | NAICS-22 Non-Cogen | PV | SUN | SUN | MISO | 0 | 0 | 2022
solar pv | TRUE | 64569 | N | . | Arnold Cochran | Westbound Solar LLC | 62715 | GA | SAT | SERC |  | 22 | 2 | NAICS-22 Non-Cogen | PV | SUN | SUN | SOCO | 12258 | 3593 | 2022
solar pv | TRUE | 64570 | N | . | Columbia Substation | Westbound Solar LLC | 62715 | GA | SAT | SERC |  | 22 | 2 | NAICS-22 Non-Cogen | PV | SUN | SUN | SOCO | 13393 | 3925 | 2022
solar pv | TRUE | 64571 | N | . | Coody Cochran | Westbound Solar LLC | 62715 | GA | SAT | SERC |  | 22 | 2 | NAICS-22 Non-Cogen | PV | SUN | SUN | SOCO | 19898 | 5832 | 2022
solar pv | TRUE | 64572 | N | . | Dudley | AMP MA Dudley | 64197 | MA | NEW | NPCC |  | 22 | 2 | NAICS-22 Non-Cogen | PV | SUN | SUN | ISNE | 28933 | 8480 | 2022
solar pv | TRUE | 64573 | N | . | Joe Jenny | AMP MA Joe Jenny | 64198 | MA | NEW | NPCC |  | 22 | 2 | NAICS-22 Non-Cogen | PV | SUN | SUN | ISNE | 8194 | 2401 | 2022
solar pv | TRUE | 64574 | N | . | Westport Community Solar Garden | BWC Bass River LLC | 64200 | MA | NEW | NPCC |  | 22 | 2 | NAICS-22 Non-Cogen | PV | SUN | SUN | ISNE | 9523 | 2791 | 2022
solar pv | TRUE | 64575 | N | . | Mendon | BWC Box Pond LLC | 64201 | MA | NEW | NPCC |  | 22 | 2 | NAICS-22 Non-Cogen | PV | SUN | SUN | ISNE | 13074 | 3832 | 2022
solar pv | TRUE | 64577 | N | . | Minisink CSG | Minisink Solar LLC | 64191 | NY | MAT | NPCC |  | 22 | 2 | NAICS-22 Non-Cogen | PV | SUN | SUN | NYIS | 6516 | 1910 | 2022
solar pv | TRUE | 64578 | N | . | Slate Hill(CSG) | Slate Hill Solar LLC | 64192 | NY | MAT | NPCC |  | 22 | 2 | NAICS-22 Non-Cogen | PV | SUN | SUN | NYIS | 12481 | 3658 | 2022
solar pv | TRUE | 64579 | N | . | Broadway 2 - UC Riverside | MN8 Energy LLC | 61944 | CA | PACC | WECC |  | 22 | 2 | NAICS-22 Non-Cogen | PV | SUN | SUN | CISO | 18069 | 5296 | 2022
solar pv | TRUE | 64580 | N | . | Broadway 2 - Tucson Phase II | MN8 Energy LLC | 61944 | AZ | MTN | WECC |  | 22 | 2 | NAICS-22 Non-Cogen | PV | SUN | SUN | TEPC | 17245 | 5054 | 2022
solar pv | TRUE | 64581 | N | . | Pullman Solar, LLC | AES Distributed Energy | 61012 | MI | ENC | RFC |  | 22 | 2 | NAICS-22 Non-Cogen | PV | SUN | SUN | MISO | 0 | 0 | 2022
solar pv | TRUE | 64582 | N | . | Shawnee - GA | Westbound Solar LLC | 62715 | GA | SAT | SERC |  | 22 | 2 | NAICS-22 Non-Cogen | PV | SUN | SUN | SOCO | 15688 | 4598 | 2022
solar pv | TRUE | 64583 | N | . | Westberry Jesup | Westbound Solar LLC | 62715 | GA | SAT | SERC |  | 22 | 2 | NAICS-22 Non-Cogen | PV | SUN | SUN | SOCO | 18866 | 5529 | 2022
solar pv | TRUE | 64584 | N | . | Fountain Folkston | Westbound Solar LLC | 62715 | GA | SAT | SERC |  | 22 | 2 | NAICS-22 Non-Cogen | PV | SUN | SUN | SOCO | 14498 | 4249 | 2022
solar pv | TRUE | 64585 | N | . | Harris Shiloh | Westbound Solar LLC | 62715 | GA | SAT | SERC |  | 22 | 2 | NAICS-22 Non-Cogen | PV | SUN | SUN | SOCO | 14975 | 4389 | 2022
solar pv | TRUE | 64586 | N | . | Polk Cedartown | Westbound Solar LLC | 62715 | GA | SAT | SERC |  | 22 | 2 | NAICS-22 Non-Cogen | PV | SUN | SUN | SOCO | 15798 | 4630 | 2022
solar pv | TRUE | 64587 | N | . | Dover | BWC Buckmaster Pond LLC | 64202 | MA | NEW | NPCC |  | 22 | 2 | NAICS-22 Non-Cogen | PV | SUN | SUN | ISNE | 6094 | 1786 | 2022
solar pv | TRUE | 64588 | N | . | Adirondack A+B Community Solar Garden | BWC Connecticut River LLC | 64203 | MA | NEW | NPCC |  | 22 | 2 | NAICS-22 Non-Cogen | PV | SUN | SUN | ISNE | 31551 | 9247 | 2022
solar pv | TRUE | 64589 | N | . | Westport B Community Solar Garden | BWC Hamilton Brook LLC | 64204 | MA | NEW | NPCC |  | 22 | 2 | NAICS-22 Non-Cogen | PV | SUN | SUN | ISNE | 27123 | 7949 | 2022
solar pv | TRUE | 64590 | N | . | O'Brien Solar Fields | Madison Gas & Electric Co | 11479 | WI | ENC | MRO |  | 22 | 1 | Electric Utility | PV | SUN | SUN | MISO | 131373 | 38503 | 2022
onshore wind | TRUE | 64591 | N | . | El Algodon Alto Wind Farm, LLC | El Algodon Alto Wind Farm, LLC | 64209 | TX | WSC | TRE |  | 22 | 2 | NAICS-22 Non-Cogen | WT | WND | WND | ERCO | 1379837 | 404407 | 2022
other | FALSE | 64592 | N | . | 3 MW LLC | 3 MW LLC | 64211 | CO | MTN | WECC |  | 112 | 6 | Industrial NAICS Non-Cogen | IC | OG | OOG | WACM | 29957 | 2609 | 2022
solar pv | TRUE | 64593 | N | . | Bellisario Solar 1 | Lapeer-Cortland Solar, LLC | 64210 | NY | MAT | NPCC |  | 22 | 2 | NAICS-22 Non-Cogen | PV | SUN | SUN | NYIS | 27063 | 7932 | 2022
solar pv | TRUE | 64594 | N | . | Bellisario Solar 2 | Lapeer-Cortland Solar, LLC | 64210 | NY | MAT | NPCC |  | 22 | 2 | NAICS-22 Non-Cogen | PV | SUN | SUN | NYIS | 22641 | 6636 | 2022
solar pv | TRUE | 64595 | N | . | Bellisario Solar 3 | Lapeer-Cortland Solar, LLC | 64210 | NY | MAT | NPCC |  | 22 | 2 | NAICS-22 Non-Cogen | PV | SUN | SUN | NYIS | 26199 | 7679 | 2022
solar pv | TRUE | 64600 | N | . | Prologis L.P | EnterSolar | 62067 | CA | PACC | WECC |  | 22 | 2 | NAICS-22 Non-Cogen | PV | SUN | SUN | CISO | 0 | 0 | 2022
other | TRUE | 64601 | N | . | County of San Diego COC Hybrid | Solar Star California LXXVIII, LLC | 62854 | CA | PACC | WECC |  | 22 | 2 | NAICS-22 Non-Cogen | BA | MWH | OTH | CISO | 0 | 0 | 2022
solar pv | TRUE | 64601 | N | . | County of San Diego COC Hybrid | Solar Star California LXXVIII, LLC | 62854 | CA | PACC | WECC |  | 22 | 2 | NAICS-22 Non-Cogen | PV | SUN | SUN | CISO | 11408 | 3343 | 2022
solar pv | TRUE | 64602 | N | . | Kirby Road Solar, LLC | Nautilus Solar Solutions | 61227 | MD | SAT | RFC |  | 22 | 2 | NAICS-22 Non-Cogen | PV | SUN | SUN | PJM | 8875 | 2601 | 2022
solar pv | TRUE | 64603 | N | . | TPE King Solar Holdings1, LLC (CSG) | Nautilus Solar Solutions | 61227 | RI | NEW | NPCC |  | 22 | 2 | NAICS-22 Non-Cogen | PV | SUN | SUN | ISNE | 57006 | 16707 | 2022
solar pv | TRUE | 64604 | N | . | MNCPPC Randall Farm | Standard Solar | 60531 | MD | SAT | SERC |  | 22 | 2 | NAICS-22 Non-Cogen | PV | SUN | SUN | PJM | 8432 | 2471 | 2022
solar pv | TRUE | 64605 | N | . | TPE Hopkins Solar Holdings1, LLC | Nautilus Solar Solutions | 61227 | RI | NEW | NPCC |  | 22 | 2 | NAICS-22 Non-Cogen | PV | SUN | SUN | ISNE | 32465 | 9515 | 2022
solar pv | TRUE | 64606 | N | . | Burns Solar One LLC | Nautilus Solar Solutions | 61227 | MD | SAT | RFC |  | 22 | 2 | NAICS-22 Non-Cogen | PV | SUN | SUN | PJM | 13409 | 3930 | 2022
hydro | TRUE | 64607 | N | . | MC6 Hydro Facility | MC6 Hydro Facility | 64221 | ID | MTN | WECC |  | 22 | 2 | NAICS-22 Non-Cogen | HY | WAT | HYC | IPCO | 23389 | 6855 | 2022
solar pv | TRUE | 64608 | N | . | Hostetter Solar One, LLC | Nautilus Solar Solutions | 61227 | MD | SAT | RFC |  | 22 | 2 | NAICS-22 Non-Cogen | PV | SUN | SUN | PJM | 13217 | 3874 | 2022
solar pv | TRUE | 64610 | N | . | Amazon MDW6 Solar Project | Solar Star Prime 5, LLC | 64220 | IL | ENC | RFC |  | 22 | 2 | NAICS-22 Non-Cogen | PV | SUN | SUN | PJM | 417 | 122 | 2022
other | TRUE | 64611 | N | . | SEPV Sierra | SEPV Sierra, LLC | 64229 | CA | PACC | WECC |  | 22 | 2 | NAICS-22 Non-Cogen | BA | MWH | OTH | CISO | 0 | -14 | 2022
solar pv | TRUE | 64611 | N | . | SEPV Sierra | SEPV Sierra, LLC | 64229 | CA | PACC | WECC |  | 22 | 2 | NAICS-22 Non-Cogen | PV | SUN | SUN | CISO | 13681 | 4010 | 2022
other | TRUE | 64617 | N | . | Kearsarge William Way | Kearsarge William Way LLC | 64234 | MA | NEW | NPCC |  | 22 | 2 | NAICS-22 Non-Cogen | BA | MWH | OTH | ISNE | 0 | -257 | 2022
solar pv | TRUE | 64617 | N | . | Kearsarge William Way | Kearsarge William Way LLC | 64234 | MA | NEW | NPCC |  | 22 | 2 | NAICS-22 Non-Cogen | PV | SUN | SUN | ISNE | 26619 | 7802 | 2022
other | TRUE | 64618 | N | . | Kearsarge Haverhill | Kearsarge Haverhill LLC | 64235 | MA | NEW | NPCC |  | 22 | 2 | NAICS-22 Non-Cogen | BA | MWH | OTH | ISNE | 0 | -271 | 2022
solar pv | TRUE | 64618 | N | . | Kearsarge Haverhill | Kearsarge Haverhill LLC | 64235 | MA | NEW | NPCC |  | 22 | 2 | NAICS-22 Non-Cogen | PV | SUN | SUN | ISNE | 15868 | 4650 | 2022
other | TRUE | 64620 | N | . | Kearsarge Montague BD(CSG) | Kearsarge Montague BD LLC | 64237 | MA | NEW | NPCC |  | 22 | 2 | NAICS-22 Non-Cogen | BA | MWH | OTH | ISNE | 0 | -161 | 2022
solar pv | TRUE | 64620 | N | . | Kearsarge Montague BD(CSG) | Kearsarge Montague BD LLC | 64237 | MA | NEW | NPCC |  | 22 | 2 | NAICS-22 Non-Cogen | PV | SUN | SUN | ISNE | 12809 | 3754 | 2022
biomass | TRUE | 64622 | N | . | Diamond H Dairy Power | Madera DP 2, LLC | 64240 | CA | PACC | WECC |  | 22 | 2 | NAICS-22 Non-Cogen | IC | OBG | ORW | CISO | 105813 | 10530 | 2022
onshore wind | TRUE | 64623 | N | . | Freeborn Wind Farm | Northern States Power Co - Minnesota | 13781 | MN | WNC | MRO |  | 22 | 1 | Electric Utility | WT | WND | WND | MISO | 2693076 | 789295 | 2022
other | TRUE | 64624 | N | . | Hudson - High Desert Hybrid | MN8 Energy LLC | 61944 | CA | PACC | WECC |  | 22 | 2 | NAICS-22 Non-Cogen | BA | MWH | OTH | CISO | 0 | -7203 | 2022
solar pv | TRUE | 64624 | N | . | Hudson - High Desert Hybrid | MN8 Energy LLC | 61944 | CA | PACC | WECC |  | 22 | 2 | NAICS-22 Non-Cogen | PV | SUN | SUN | CISO | 982762 | 288031 | 2022
other | TRUE | 64627 | N | . | Blodgett Solar CSG | Blodgett Street Solar 1, LLC | 64241 | MA | NEW | NPCC |  | 22 | 2 | NAICS-22 Non-Cogen | BA | MWH | OTH | ISNE | 0 | -18 | 2022
solar pv | TRUE | 64627 | N | . | Blodgett Solar CSG | Blodgett Street Solar 1, LLC | 64241 | MA | NEW | NPCC |  | 22 | 2 | NAICS-22 Non-Cogen | PV | SUN | SUN | ISNE | 33335 | 9770 | 2022
solar pv | TRUE | 64628 | N | . | Slidematic at Rockford | Luminace Solar Illinois 2, LLC | 63511 | IL | ENC | RFC |  | 22 | 2 | NAICS-22 Non-Cogen | PV | SUN | SUN | PJM | 8554 | 2507 | 2022
solar pv | TRUE | 64629 | N | . | JM Huber at Quincy | Luminace Solar Illinois 2, LLC | 63511 | IL | ENC | SERC |  | 22 | 2 | NAICS-22 Non-Cogen | PV | SUN | SUN | MISO | 8173 | 2396 | 2022
other | TRUE | 64630 | N | . | Rabbitbrush Solar, LLC | Leeward Asset Management, LLC | 50123 | CA | PACC | WECC |  | 22 | 2 | NAICS-22 Non-Cogen | BA | MWH | OTH | CISO | 0 | -269 | 2022
solar pv | TRUE | 64630 | N | . | Rabbitbrush Solar, LLC | Leeward Asset Management, LLC | 50123 | CA | PACC | WECC |  | 22 | 2 | NAICS-22 Non-Cogen | PV | SUN | SUN | CISO | 171392 | 50232 | 2022
solar pv | TRUE | 64631 | N | . | Jamison Solar (FL) | Tampa Electric Co | 18454 | FL | SAT | SERC |  | 22 | 1 | Electric Utility | PV | SUN | SUN | TEC | 281295 | 82443 | 2022
solar pv | TRUE | 64637 | N | . | Big River Solar | Big River Solar, LLC | 64249 | IL | ENC | MRO |  | 22 | 2 | NAICS-22 Non-Cogen | PV | SUN | SUN | MISO | 453100 | 132796 | 2022
onshore wind | TRUE | 64638 | N | . | Borderlands Wind, LLC | Borderlands Wind, LLC | 64250 | NM | MTN | WECC |  | 22 | 2 | NAICS-22 Non-Cogen | WT | WND | WND | TEPC | 810581 | 237568 | 2022
onshore wind | TRUE | 64639 | N | . | TG East | TG East Wind Project LLC | 64251 | TX | WSC | TRE |  | 22 | 2 | NAICS-22 Non-Cogen | WT | WND | WND | ERCO | 3024756 | 886505 | 2022
other | TRUE | 64640 | N | . | Hot Springs Energy Storage & Microgrid | Duke Energy Progress - (NC) | 3046 | NC | SAT | SERC |  | 22 | 1 | Electric Utility | BA | MWH | OTH | CPLW | 0 | -88 | 2022
solar pv | TRUE | 64640 | N | . | Hot Springs Energy Storage & Microgrid | Duke Energy Progress - (NC) | 3046 | NC | SAT | SERC |  | 22 | 1 | Electric Utility | PV | SUN | SUN | CPLW | 3471 | 1017 | 2022
solar pv | TRUE | 64641 | N | . | Big Bend II Solar | Tampa Electric Co | 18454 | FL | SAT | SERC |  | 22 | 1 | Electric Utility | PV | SUN | SUN | TEC | 178392 | 52284 | 2022
solar pv | TRUE | 64642 | N | . | P52ES 1755 Henryton Rd Phase 1 LLC CSG | Nautilus Solar Solutions | 61227 | MD | SAT | RFC |  | 22 | 2 | NAICS-22 Non-Cogen | PV | SUN | SUN | PJM | 12069 | 3537 | 2022
solar pv | TRUE | 64643 | N | . | P52ES 1755 Henryton Rd Phase 2 LLC | Nautilus Solar Solutions | 61227 | MD | SAT | RFC |  | 22 | 2 | NAICS-22 Non-Cogen | PV | SUN | SUN | PJM | 13533 | 3966 | 2022
solar pv | TRUE | 64644 | N | . | White Marsh Solar | Nautilus Solar Solutions | 61227 | MD | SAT | RFC |  | 22 | 2 | NAICS-22 Non-Cogen | PV | SUN | SUN | PJM | 9406 | 2757 | 2022
solar pv | TRUE | 64645 | N | . | Mason Solar One LLC | Nautilus Solar Solutions | 61227 | MD | SAT | RFC |  | 22 | 2 | NAICS-22 Non-Cogen | PV | SUN | SUN | PJM | 7281 | 2134 | 2022
solar pv | TRUE | 64646 | N | . | Pittman Solar One LLC | Nautilus Solar Solutions | 61227 | MD | SAT | RFC |  | 22 | 2 | NAICS-22 Non-Cogen | PV | SUN | SUN | PJM | 12795 | 3750 | 2022
solar pv | TRUE | 64647 | N | . | Bulldog Solar One, LLC | Nautilus Solar Solutions | 61227 | MD | SAT | RFC |  | 22 | 2 | NAICS-22 Non-Cogen | PV | SUN | SUN | PJM | 12657 | 3710 | 2022
solar pv | TRUE | 64648 | N | . | Pivot Solar 4 LLC (CSG) | Nautilus Solar Solutions | 61227 | CO | MTN | WECC |  | 22 | 2 | NAICS-22 Non-Cogen | PV | SUN | SUN | WACM | 5684 | 1666 | 2022
solar pv | TRUE | 64649 | N | . | Pivot Solar 1 LLC (CSG) | Nautilus Solar Solutions | 61227 | CO | MTN | WECC |  | 22 | 2 | NAICS-22 Non-Cogen | PV | SUN | SUN | WACM | 2631 | 771 | 2022
solar pv | TRUE | 64650 | N | . | Pivot Solar 14 LLC (CSG) | Nautilus Solar Solutions | 61227 | CO | MTN | WECC |  | 22 | 2 | NAICS-22 Non-Cogen | PV | SUN | SUN | WACM | 270 | 79 | 2022
solar pv | TRUE | 64651 | N | . | Pivot Solar 2 LLC (CSG) | Nautilus Solar Solutions | 61227 | CO | MTN | WECC |  | 22 | 2 | NAICS-22 Non-Cogen | PV | SUN | SUN | WACM | 338 | 99 | 2022
solar pv | TRUE | 64652 | N | . | Pivot Solar 15 LLC (CSG) | Nautilus Solar Solutions | 61227 | CO | MTN | WECC |  | 22 | 2 | NAICS-22 Non-Cogen | PV | SUN | SUN | WACM | 102 | 30 | 2022
solar pv | TRUE | 64653 | N | . | Pivot Solar 7 LLC (CSG) | Nautilus Solar Solutions | 61227 | CO | MTN | WECC |  | 22 | 2 | NAICS-22 Non-Cogen | PV | SUN | SUN | WACM | 4873 | 1428 | 2022
solar pv | TRUE | 64654 | N | . | Pivot Solar 3 LLC (CSG) | Nautilus Solar Solutions | 61227 | CO | MTN | WECC |  | 22 | 2 | NAICS-22 Non-Cogen | PV | SUN | SUN | WACM | 5268 | 1544 | 2022
solar pv | TRUE | 64655 | N | . | Pivot Solar 8 LLC (CSG) | Nautilus Solar Solutions | 61227 | CO | MTN | WECC |  | 22 | 2 | NAICS-22 Non-Cogen | PV | SUN | SUN | WACM | 5640 | 1653 | 2022
solar pv | TRUE | 64657 | N | . | Magnolia Solar | Tampa Electric Co | 18454 | FL | SAT | SERC |  | 22 | 1 | Electric Utility | PV | SUN | SUN | TEC | 438961 | 128652 | 2022
onshore wind | TRUE | 64661 | N | . | Heartland Divide II | Heartland Divide II | 64259 | IA | WNC | MRO |  | 22 | 2 | NAICS-22 Non-Cogen | WT | WND | WND | MISO | 1978650 | 579909 | 2022
onshore wind | TRUE | 64662 | N | . | Sac County Wind, LLC | Sac County Wind | 64261 | IA | WNC | MRO |  | 22 | 2 | NAICS-22 Non-Cogen | WT | WND | WND | MISO | 1272772 | 373028 | 2022
natural gas peaker | FALSE | 64663 | Y | . | WLWPCF Cogeneration Facility | City of Salem Public Works | 64262 | OR | PACC | WECC |  | 22132 | 5 | Commercial NAICS Cogen | IC | NG | NG | PGE | 0 | 0 | 2022
biomass | FALSE | 64663 | Y | . | WLWPCF Cogeneration Facility | City of Salem Public Works | 64262 | OR | PACC | WECC |  | 22132 | 5 | Commercial NAICS Cogen | IC | OBG | ORW | PGE | 59186 | 6496 | 2022
other | TRUE | 64664 | N | . | Clark Road Solar 1, LLC | Clark Road Solar 1, LLC | 64258 | MA | NEW | NPCC |  | 22 | 2 | NAICS-22 Non-Cogen | BA | MWH | OTH | ISNE | 0 | -83 | 2022
solar pv | TRUE | 64664 | N | . | Clark Road Solar 1, LLC | Clark Road Solar 1, LLC | 64258 | MA | NEW | NPCC |  | 22 | 2 | NAICS-22 Non-Cogen | PV | SUN | SUN | ISNE | 15788 | 4628 | 2022
onshore wind | TRUE | 64665 | N | . | Great Prairie Wind | Great Prairie Wind LLC | 64976 | TX | WSC | MRO |  | 22 | 2 | NAICS-22 Non-Cogen | WT | WND | WND | SWPP | 3302776 | 967988 | 2022
solar pv | TRUE | 64673 | N | . | Acton | Acton H Road Solar 1, LLC | 64255 | ME | NEW | NPCC |  | 22 | 2 | NAICS-22 Non-Cogen | PV | SUN | SUN | ISNE | 16049 | 4703 | 2022
solar pv | TRUE | 64674 | N | . | Van Buren | Van Buren Solar, LLC | 64256 | NC | SAT | SERC |  | 22 | 2 | NAICS-22 Non-Cogen | PV | SUN | SUN | CPLE | 16112 | 4722 | 2022
solar pv | TRUE | 64675 | N | . | Naples | Naples Casco Solar 1, LLC | 64257 | ME | NEW | NPCC |  | 22 | 2 | NAICS-22 Non-Cogen | PV | SUN | SUN | ISNE | 11453 | 3357 | 2022
solar pv | TRUE | 64676 | N | . | Lake Herman | Greenbacker Renewable Energy Corporation | 60025 | CA | PACC | WECC |  | 22 | 2 | NAICS-22 Non-Cogen | PV | SUN | SUN | CISO | 29407 | 8619 | 2022
solar pv | TRUE | 64677 | N | . | Ryland Road Solar | Greenbacker Renewable Energy Corporation | 60025 | NC | SAT | SERC |  | 22 | 2 | NAICS-22 Non-Cogen | PV | SUN | SUN | PJM | 37261 | 10921 | 2022
solar pv | TRUE | 64678 | N | . | Windsor Hwy 17 Solar | Greenbacker Renewable Energy Corporation | 60025 | NC | SAT | SERC |  | 22 | 2 | NAICS-22 Non-Cogen | PV | SUN | SUN | PJM | 37985 | 11133 | 2022
solar pv | TRUE | 64679 | N | . | Hamlin Solar 1, LLC | Nautilus Solar Solutions | 61227 | NY | MAT | NPCC |  | 22 | 2 | NAICS-22 Non-Cogen | PV | SUN | SUN | NYIS | 33716 | 9881 | 2022
solar pv | TRUE | 64680 | N | . | Clifton Park Solar 1, LLC | Nautilus Solar Solutions | 61227 | NY | MAT | NPCC |  | 22 | 2 | NAICS-22 Non-Cogen | PV | SUN | SUN | NYIS | 29782 | 8729 | 2022
solar pv | TRUE | 64681 | N | . | Clifton Park Solar 2, LLC | Nautilus Solar Solutions | 61227 | NY | MAT | NPCC |  | 22 | 2 | NAICS-22 Non-Cogen | PV | SUN | SUN | NYIS | 11851 | 3473 | 2022
solar pv | TRUE | 64682 | N | . | Adams | Adams Solar SC, LLC | 64254 | SC | SAT | SERC |  | 22 | 2 | NAICS-22 Non-Cogen | PV | SUN | SUN | DUK | 15689 | 4598 | 2022
other | TRUE | 64686 | N | . | Orangeville Storage | Invenergy Services LLC | 49893 | NY | MAT | NPCC |  | 22 | 2 | NAICS-22 Non-Cogen | BA | MWH | OTH | NYIS | 0 | -1774 | 2022
solar pv | FALSE | 64687 | N | . | Van der Hoek Solar Array/ Dairy | Maas Energy Works | 59213 | CA | PACC | WECC |  | 115 | 6 | Industrial NAICS Non-Cogen | PV | SUN | SUN | CISO | 607 | 178 | 2022
onshore wind | TRUE | 64688 | N | . | Plymouth Wind | MidAmerican Energy Co | 12341 | IA | WNC | MRO |  | 22 | 1 | Electric Utility | WT | WND | WND | MISO | 2824040 | 827679 | 2022
solar pv | TRUE | 64689 | N | . | MD - PR97 (CSG) | Distributed Solar Development, LLC | 64872 | MD | SAT | SERC |  | 22 | 2 | NAICS-22 Non-Cogen | PV | SUN | SUN | PJM | 2654 | 778 | 2022
solar pv | TRUE | 64690 | N | . | Todd Solar | Invenergy Services LLC | 49893 | MD | SAT | RFC |  | 22 | 2 | NAICS-22 Non-Cogen | PV | SUN | SUN | PJM | 153167 | 44891 | 2022
solar pv | TRUE | 64692 | N | . | Fredonia Solar LLC | Greenbacker Renewable Energy Corporation | 60025 | NY | MAT | NPCC |  | 22 | 2 | NAICS-22 Non-Cogen | PV | SUN | SUN | ISNE | 5137 | 1506 | 2022
solar pv | TRUE | 64693 | N | . | Dos Palos | Greenbacker Renewable Energy Corporation | 60025 | CA | PACC | WECC |  | 22 | 2 | NAICS-22 Non-Cogen | PV | SUN | SUN | CISO | 5577 | 1635 | 2022
other | TRUE | 64696 | N | . | Dunstable Solar 1, LLC | AES Distributed Energy | 61012 | MA | NEW | NPCC |  | 22 | 2 | NAICS-22 Non-Cogen | BA | MWH | OTH | ISNE | 0 | -104 | 2022
solar pv | TRUE | 64696 | N | . | Dunstable Solar 1, LLC | AES Distributed Energy | 61012 | MA | NEW | NPCC |  | 22 | 2 | NAICS-22 Non-Cogen | PV | SUN | SUN | ISNE | 36175 | 10602 | 2022
solar pv | TRUE | 64697 | N | . | Swan Garden | Swan Garden LLC | 64274 | MN | WNC | MRO |  | 22 | 2 | NAICS-22 Non-Cogen | PV | SUN | SUN | MISO | 7539 | 2209 | 2022
solar pv | TRUE | 64698 | N | . | Blue Prairie Solar, LLC | Greenbacker Renewable Energy Corporation | 60025 | WI | ENC | MRO |  | 22 | 2 | NAICS-22 Non-Cogen | PV | SUN | SUN | MISO | 15478 | 4536 | 2022
solar pv | TRUE | 64700 | N | . | El Dorado Solar, LLC | Greenbacker Renewable Energy Corporation | 60025 | CA | PACC | WECC |  | 22 | 2 | NAICS-22 Non-Cogen | PV | SUN | SUN | CISO | 15476 | 4536 | 2022
other | TRUE | 64701 | N | . | LeConte Energy Storage | LeConte Energy Storage, LLC | 64282 | CA | PACC | WECC |  | 22 | 2 | NAICS-22 Non-Cogen | BA | MWH | OTH | CISO | 0 | -7261 | 2022
solar pv | TRUE | 64702 | N | . | Stanly Solar, LLC | Stanly Solar, LLC | 64276 | NC | SAT | SERC |  | 22 | 2 | NAICS-22 Non-Cogen | PV | SUN | SUN | DUK | 82028 | 24041 | 2022
solar pv | TRUE | 64705 | N | . | Fairhaven MA 2 | Consolidated Edison Development Inc. | 56769 | MA | NEW | NPCC |  | 22 | 2 | NAICS-22 Non-Cogen | PV | SUN | SUN | ISNE | 17575 | 5151 | 2022
solar pv | TRUE | 64708 | N | . | Connexus Solar Baldwin 1BDN | REA Investments, LLC | 63359 | MN | WNC | MRO |  | 22 | 2 | NAICS-22 Non-Cogen | PV | SUN | SUN | PJM | 16868 | 4944 | 2022
solar pv | TRUE | 64709 | N | . | CL-Viaduct LLC | BCD Project Holdings 1, LLC | 64285 | PA | MAT | RFC |  | 22 | 2 | NAICS-22 Non-Cogen | PV | SUN | SUN | PJM | 0 | 0 | 2022
onshore wind | TRUE | 64710 | N | . | White Mesa Wind | White Mesa Wind, LLC | 64288 | TX | WSC | TRE |  | 22 | 2 | NAICS-22 Non-Cogen | WT | WND | WND | ERCO | 6262848 | 1835536 | 2022
other | TRUE | 64712 | N | . | Sanborn BESS 1 | Terra-Gen Operating Co-BESS | 64287 | CA | PACC | WECC |  | 22 | 2 | NAICS-22 Non-Cogen | BA | MWH | OTH | CISO | 0 | -15714 | 2022
other | TRUE | 64713 | N | . | Sanborn BESS 2 | Terra-Gen Operating Co-BESS | 64287 | CA | PACC | WECC |  | 22 | 2 | NAICS-22 Non-Cogen | BA | MWH | OTH | CISO | 0 | -21828 | 2022
solar pv | TRUE | 64714 | N | . | Rice Lake Solar Array | AEP Onsite Partners, LLC | 60571 | WI | ENC | MRO |  | 22 | 2 | NAICS-22 Non-Cogen | PV | SUN | SUN | MISO | 24009 | 7037 | 2022
solar pv | TRUE | 64715 | N | . | Dusenberry | AES Distributed Energy | 61012 | NY | MAT | NPCC |  | 22 | 2 | NAICS-22 Non-Cogen | PV | SUN | SUN | ISNE | 30674 | 8990 | 2022
solar pv | TRUE | 64716 | N | . | Knapp East (CSG) | AES Distributed Energy | 61012 | NY | MAT | NPCC |  | 22 | 2 | NAICS-22 Non-Cogen | PV | SUN | SUN | ISNE | 21915 | 6423 | 2022
solar pv | TRUE | 64717 | N | . | Main Rd Community Solar | AES Distributed Energy | 61012 | NY | MAT | NPCC |  | 22 | 2 | NAICS-22 Non-Cogen | PV | SUN | SUN | ISNE | 17473 | 5121 | 2022
solar pv | TRUE | 64718 | N | . | Redman North Community Solar | AES Distributed Energy | 61012 | NY | MAT | NPCC |  | 22 | 2 | NAICS-22 Non-Cogen | PV | SUN | SUN | ISNE | 3718 | 1090 | 2022
other | TRUE | 64719 | N | . | Glenmere Lake | AES Distributed Energy | 61012 | NY | MAT | NPCC |  | 22 | 2 | NAICS-22 Non-Cogen | BA | MWH | OTH | ISNE | 0 | -230 | 2022
solar pv | TRUE | 64719 | N | . | Glenmere Lake | AES Distributed Energy | 61012 | NY | MAT | NPCC |  | 22 | 2 | NAICS-22 Non-Cogen | PV | SUN | SUN | ISNE | 12547 | 3678 | 2022
solar pv | TRUE | 64720 | N | . | Knapp West(CSG) | AES Distributed Energy | 61012 | NY | MAT | NPCC |  | 22 | 2 | NAICS-22 Non-Cogen | PV | SUN | SUN | ISNE | 24897 | 7297 | 2022
solar pv | TRUE | 64721 | N | . | Rowe (CSG) | AES Distributed Energy | 61012 | NY | MAT | NPCC |  | 22 | 2 | NAICS-22 Non-Cogen | PV | SUN | SUN | ISNE | 20067 | 5881 | 2022
solar pv | TRUE | 64722 | N | . | Redman South Community Solar | AES Distributed Energy | 61012 | NY | MAT | NPCC |  | 22 | 2 | NAICS-22 Non-Cogen | PV | SUN | SUN | ISNE | 26301 | 7708 | 2022
solar pv | TRUE | 64723 | N | . | Alton Road Solar | Revity Energy LLC | 64292 | RI | NEW | NPCC |  | 22 | 2 | NAICS-22 Non-Cogen | PV | SUN | SUN | ISNE | 83120 | 24361 | 2022
solar pv | TRUE | 64724 | N | . | Townline Community Solar | AES Distributed Energy | 61012 | NY | MAT | NPCC |  | 22 | 2 | NAICS-22 Non-Cogen | PV | SUN | SUN | ISNE | 20051 | 5877 | 2022
solar pv | TRUE | 64725 | N | . | Williams Rd | AES Distributed Energy | 61012 | NY | MAT | NPCC |  | 22 | 2 | NAICS-22 Non-Cogen | PV | SUN | SUN | ISNE | 22066 | 6467 | 2022
other | TRUE | 64726 | N | . | West Haydenville PJ Community Solar | AES Distributed Energy | 61012 | MA | NEW | NPCC |  | 22 | 2 | NAICS-22 Non-Cogen | BA | MWH | OTH | ISNE | 0 | 0 | 2022
solar pv | TRUE | 64726 | N | . | West Haydenville PJ Community Solar | AES Distributed Energy | 61012 | MA | NEW | NPCC |  | 22 | 2 | NAICS-22 Non-Cogen | PV | SUN | SUN | ISNE | 5262 | 1542 | 2022
other | TRUE | 64727 | N | . | Brookwood Drive Community Solar | AES Distributed Energy | 61012 | MA | NEW | NPCC |  | 22 | 2 | NAICS-22 Non-Cogen | BA | MWH | OTH | ISNE | 0 | -628 | 2022
solar pv | TRUE | 64727 | N | . | Brookwood Drive Community Solar | AES Distributed Energy | 61012 | MA | NEW | NPCC |  | 22 | 2 | NAICS-22 Non-Cogen | PV | SUN | SUN | ISNE | 15672 | 4593 | 2022
solar pv | TRUE | 64730 | N | . | IL17021 Brush Creek I CSG | SPG IL Brush Creek Solar LLC | 64295 | IL | ENC | SERC |  | 22 | 2 | NAICS-22 Non-Cogen | PV | SUN | SUN | PJM | 1409 | 413 | 2022
other | TRUE | 64731 | N | . | Maple(CSG) | Maple Street Solar 1, LLC | 64296 | MA | NEW | NPCC |  | 22 | 2 | NAICS-22 Non-Cogen | BA | MWH | OTH | ISNE | 0 | -1 | 2022
solar pv | TRUE | 64731 | N | . | Maple(CSG) | Maple Street Solar 1, LLC | 64296 | MA | NEW | NPCC |  | 22 | 2 | NAICS-22 Non-Cogen | PV | SUN | SUN | ISNE | 10830 | 3174 | 2022
solar pv | TRUE | 64732 | N | . | Segunda II (CSG) | Segunda Solar II, LLC | 64297 | IL | ENC | RFC |  | 22 | 2 | NAICS-22 Non-Cogen | PV | SUN | SUN | PJM | 13686 | 4011 | 2022
solar pv | TRUE | 64733 | N | . | Woodlawn II (CSG) | Woodlawn Solar II, LLC | 64298 | IL | ENC | RFC |  | 22 | 2 | NAICS-22 Non-Cogen | PV | SUN | SUN | PJM | 13904 | 4075 | 2022
solar pv | TRUE | 64734 | N | . | Dodds (CSG) | Dodds Solar, LLC | 64299 | IL | ENC | RFC |  | 22 | 2 | NAICS-22 Non-Cogen | PV | SUN | SUN | PJM | 15040 | 4408 | 2022
solar pv | TRUE | 64735 | N | . | Olmstead II CSG | Olmstead Solar II, LLC | 64300 | IL | ENC | RFC |  | 22 | 2 | NAICS-22 Non-Cogen | PV | SUN | SUN | PJM | 14001 | 4103 | 2022
solar pv | TRUE | 64736 | N | . | Wolfcastle | Wolfcastle Solar, LLC | 64301 | IL | ENC | RFC |  | 22 | 2 | NAICS-22 Non-Cogen | PV | SUN | SUN | PJM | 13797 | 4044 | 2022
solar pv | TRUE | 64738 | N | . | Holliday Creek Solar | MidAmerican Energy Co | 12341 | IA | WNC | MRO |  | 22 | 1 | Electric Utility | PV | SUN | SUN | MISO | 279996 | 82062 | 2022
solar pv | TRUE | 64741 | N | . | Morgan Solar 1 CSG | Morgan Solar 1 LLC | 64304 | IL | ENC | SERC |  | 22 | 2 | NAICS-22 Non-Cogen | PV | SUN | SUN | MISO | 15102 | 4426 | 2022
solar pv | TRUE | 64742 | N | . | Morgan Solar 1b CSG | Morgan Solar 1b LLC | 64305 | IL | ENC | SERC |  | 22 | 2 | NAICS-22 Non-Cogen | PV | SUN | SUN | MISO | 15765 | 4621 | 2022
other | TRUE | 64743 | N | . | Tierra Buena Energy Storage | VESI 10 LLC | 64303 | CA | PACC | WECC |  | 22 | 2 | NAICS-22 Non-Cogen | BA | MWH | OTH | CISO | 0 | -352 | 2022
solar pv | TRUE | 64746 | N | . | Goldman Sachs Carports Solar | DG Northeast 1, LLC | 63058 | NY | MAT | NPCC |  | 22 | 2 | NAICS-22 Non-Cogen | PV | SUN | SUN | NYIS | 2800 | 820 | 2022
other | TRUE | 64747 | N | . | Fuel Cell 3245 Yates Avenue | Bronx Community Clean Energy Project LLC | 64310 | NY | MAT | NPCC |  | 22 | 2 | NAICS-22 Non-Cogen | FC | NG | NG | NYIS | 90677 | 14574 | 2022
other | TRUE | 64748 | N | . | Fuel Cell 18A Sneden Avenue | Annadale Community Clean Energy Projects LLC | 64309 | NY | MAT | NPCC |  | 22 | 2 | NAICS-22 Non-Cogen | FC | NG | NG | NYIS | 194736 | 29353 | 2022
other | TRUE | 64749 | N | . | Fuel Cell 18B Sneden Avenue | Annadale Community Clean Energy Projects LLC | 64309 | NY | MAT | NPCC |  | 22 | 2 | NAICS-22 Non-Cogen | FC | NG | NG | NYIS | 212387 | 31691 | 2022
onshore wind | TRUE | 64750 | N | . | Glass Sands Wind Facility | Southern Power Co | 17650 | OK | WSC | MRO |  | 22 | 2 | NAICS-22 Non-Cogen | WT | WND | WND | SWPP | 1611387 | 472270 | 2022
solar pv | TRUE | 64751 | N | . | Amazon PSP1 | Greenbacker Renewable Energy Corporation | 60025 | CA | PACC | WECC |  | 22 | 2 | NAICS-22 Non-Cogen | PV | SUN | SUN | CISO | 27317 | 8006 | 2022
other | TRUE | 64753 | N | . | FDX010.0 FedEx Fuel Cell | 2016 ESA Project Company, LLC | 62150 | CT | NEW | NPCC |  | 22 | 2 | NAICS-22 Non-Cogen | FC | NG | NG | ISNE | 47357 | 6715 | 2022
solar pv | TRUE | 64755 | N | . | Arbor Hill Solar | MidAmerican Energy Co | 12341 | IA | WNC | MRO |  | 22 | 1 | Electric Utility | PV | SUN | SUN | MISO | 124061 | 36360 | 2022
other | TRUE | 64756 | N | . | EQX005.0 Toyama Fuel Cell | 2016 ESA Project Company, LLC | 62150 | CA | PACC | WECC |  | 22 | 2 | NAICS-22 Non-Cogen | FC | NG | NG | CISO | 18402 | 2585 | 2022
solar pv | TRUE | 64757 | N | . | Blue Springs | Florida Power & Light Co | 6452 | FL | SAT | SERC |  | 22 | 1 | Electric Utility | PV | SUN | SUN | SOCO | 513907 | 150617 | 2022
other | TRUE | 64760 | N | . | Ocean State BTM | Agilitas Energy, LLC | 61514 | RI | NEW | NPCC |  | 22 | 2 | NAICS-22 Non-Cogen | BA | MWH | OTH | ISNE | 0 | -1147 | 2022
other | TRUE | 64766 | N | . | Redwood Coast Airport Microgrid | Redwood Coast Energy Authority | 60868 | CA | PACC | WECC |  | 22 | 1 | Electric Utility | BA | MWH | OTH | CISO | 0 | -296 | 2022
solar pv | TRUE | 64766 | N | . | Redwood Coast Airport Microgrid | Redwood Coast Energy Authority | 60868 | CA | PACC | WECC |  | 22 | 1 | Electric Utility | PV | SUN | SUN | CISO | 2364 | 693 | 2022
natural gas peaker | FALSE | 64769 | N | . | WAL194 | Walmart Stores Texas, LLC | 64315 | TX | WSC | TRE |  | 441 | 4 | Commercial NAICS Non-Cogen | IC | NG | NG | ERCO | 4363 | 285 | 2022
petroleum | FALSE | 64770 | N | . | WAL202 | Walmart Stores Texas, LLC | 64315 | TX | WSC | TRE |  | 441 | 4 | Commercial NAICS Non-Cogen | IC | DFO | DFO | ERCO | 732 | 76 | 2022
natural gas peaker | FALSE | 64770 | N | . | WAL202 | Walmart Stores Texas, LLC | 64315 | TX | WSC | TRE |  | 441 | 4 | Commercial NAICS Non-Cogen | IC | NG | NG | ERCO | 0 | 0 | 2022
natural gas peaker | FALSE | 64771 | N | . | WAL266 | Walmart Stores Texas, LLC | 64315 | TX | WSC | TRE |  | 441 | 4 | Commercial NAICS Non-Cogen | IC | NG | NG | ERCO | 3883 | 259 | 2022
natural gas peaker | FALSE | 64772 | N | . | WAL284 | Walmart Stores Texas, LLC | 64315 | TX | WSC | TRE |  | 441 | 4 | Commercial NAICS Non-Cogen | IC | NG | NG | ERCO | 4129 | 286 | 2022
natural gas peaker | FALSE | 64773 | N | . | WAL407 | Walmart Stores Texas, LLC | 64315 | TX | WSC | TRE |  | 441 | 4 | Commercial NAICS Non-Cogen | IC | NG | NG | ERCO | 3731 | 264 | 2022
natural gas peaker | FALSE | 64774 | N | . | WAL414 | Walmart Stores Texas, LLC | 64315 | TX | WSC | TRE |  | 441 | 4 | Commercial NAICS Non-Cogen | IC | NG | NG | ERCO | 2768 | 176 | 2022
natural gas peaker | FALSE | 64775 | N | . | WAL447 | Walmart Stores Texas, LLC | 64315 | TX | WSC | TRE |  | 441 | 4 | Commercial NAICS Non-Cogen | IC | NG | NG | ERCO | 4017 | 262 | 2022
natural gas peaker | FALSE | 64776 | N | . | WAL452 | Walmart Stores Texas, LLC | 64315 | TX | WSC | TRE |  | 441 | 4 | Commercial NAICS Non-Cogen | IC | NG | NG | ERCO | 3783 | 245 | 2022
natural gas peaker | FALSE | 64777 | N | . | WAL456 | Walmart Stores Texas, LLC | 64315 | TX | WSC | TRE |  | 441 | 4 | Commercial NAICS Non-Cogen | IC | NG | NG | ERCO | 4374 | 313 | 2022
natural gas peaker | FALSE | 64778 | N | . | WAL461 | Walmart Stores Texas, LLC | 64315 | TX | WSC | TRE |  | 441 | 4 | Commercial NAICS Non-Cogen | IC | NG | NG | ERCO | 4896 | 333 | 2022
solar pv | TRUE | 64779 | N | . | IGS Frankfort 2 CSG | IGS Solar LLC | 64316 | IL | ENC | SERC |  | 22 | 2 | NAICS-22 Non-Cogen | PV | SUN | SUN | PJM | 12252 | 3591 | 2022
solar pv | TRUE | 64780 | N | . | Hermsdorf Solar | Madison Gas & Electric Co | 11479 | WI | ENC | MRO |  | 22 | 1 | Electric Utility | PV | SUN | SUN | MISO | 43697 | 12807 | 2022
solar pv | TRUE | 64781 | N | . | Kearsarge Westerly | Kearsarge Westerly LLC | 64327 | RI | NEW | NPCC |  | 22 | 2 | NAICS-22 Non-Cogen | PV | SUN | SUN | ISNE | 24635 | 7220 | 2022
solar pv | TRUE | 64782 | N | . | Kearsarge Fogland | Kearsarge Fogland LLC | 64328 | RI | NEW | NPCC |  | 22 | 2 | NAICS-22 Non-Cogen | PV | SUN | SUN | ISNE | 12844 | 3764 | 2022
solar pv | TRUE | 64783 | N | . | Kearsarge East Providence | Kearsarge East Providence LLC | 64330 | RI | NEW | NPCC |  | 22 | 2 | NAICS-22 Non-Cogen | PV | SUN | SUN | ISNE | 12413 | 3638 | 2022
solar pv | TRUE | 64784 | N | . | Long John CSG | Long John Solar, LLC | 64338 | IL | ENC | RFC |  | 22 | 2 | NAICS-22 Non-Cogen | PV | SUN | SUN | PJM | 13584 | 3981 | 2022
solar pv | TRUE | 64785 | N | . | Woodlawn CSG | Woodlawn Solar, LLC | 64337 | IL | ENC | RFC |  | 22 | 2 | NAICS-22 Non-Cogen | PV | SUN | SUN | PJM | 14191 | 4159 | 2022
solar pv | TRUE | 64786 | N | . | Hurricane Creek CSG | SPG IL Hurricane Creek Solar LLC | 64336 | IL | ENC | SERC |  | 22 | 2 | NAICS-22 Non-Cogen | PV | SUN | SUN | MISO | 4727 | 1386 | 2022
solar pv | TRUE | 64787 | N | . | Viking Solar CSG | Viking Solar, LLC | 64335 | IL | ENC | SERC |  | 22 | 2 | NAICS-22 Non-Cogen | PV | SUN | SUN | MISO | 15265 | 4474 | 2022
solar pv | TRUE | 64788 | N | . | Freehold(CSG) | Freehold Solar, LLC | 64334 | NY | MAT | NPCC |  | 22 | 2 | NAICS-22 Non-Cogen | PV | SUN | SUN | NYIS | 7010 | 2054 | 2022
solar pv | TRUE | 64789 | N | . | Moraine CSG | Moraine Solar, LLC | 64333 | IL | ENC | SERC |  | 22 | 2 | NAICS-22 Non-Cogen | PV | SUN | SUN | MISO | 16051 | 4704 | 2022
solar pv | TRUE | 64790 | N | . | OER Checkerspot | Standard Solar | 60531 | MD | SAT | RFC |  | 22 | 2 | NAICS-22 Non-Cogen | PV | SUN | SUN | PJM | 8611 | 2523 | 2022
natural gas peaker | FALSE | 64791 | N | . | WAL462 | Walmart Stores Texas, LLC | 64315 | TX | WSC | TRE |  | 441 | 4 | Commercial NAICS Non-Cogen | IC | NG | NG | ERCO | 2684 | 234 | 2022
natural gas peaker | FALSE | 64792 | N | . | WAL504 | Walmart Stores Texas, LLC | 64315 | TX | WSC | TRE |  | 441 | 4 | Commercial NAICS Non-Cogen | IC | NG | NG | ERCO | 103 | 6 | 2022
natural gas peaker | FALSE | 64793 | N | . | WAL522 | Walmart Stores Texas, LLC | 64315 | TX | WSC | TRE |  | 441 | 4 | Commercial NAICS Non-Cogen | IC | NG | NG | ERCO | 4474 | 314 | 2022
natural gas peaker | FALSE | 64794 | N | . | WAL529 | Walmart Stores Texas, LLC | 64315 | TX | WSC | TRE |  | 441 | 4 | Commercial NAICS Non-Cogen | IC | NG | NG | ERCO | 1940 | 196 | 2022
natural gas peaker | FALSE | 64795 | N | . | WAL536 | Walmart Stores Texas, LLC | 64315 | TX | WSC | TRE |  | 441 | 4 | Commercial NAICS Non-Cogen | IC | NG | NG | ERCO | 3894 | 256 | 2022
natural gas peaker | FALSE | 64796 | N | . | WAL537 | Walmart Stores Texas, LLC | 64315 | TX | WSC | TRE |  | 441 | 4 | Commercial NAICS Non-Cogen | IC | NG | NG | ERCO | 0 | 0 | 2022
natural gas peaker | FALSE | 64797 | N | . | WAL546 | Walmart Stores Texas, LLC | 64315 | TX | WSC | TRE |  | 441 | 4 | Commercial NAICS Non-Cogen | IC | NG | NG | ERCO | 3039 | 219 | 2022
natural gas peaker | FALSE | 64798 | N | . | WAL565 | Walmart Stores Texas, LLC | 64315 | TX | WSC | TRE |  | 441 | 4 | Commercial NAICS Non-Cogen | IC | NG | NG | ERCO | 3109 | 200 | 2022
natural gas peaker | FALSE | 64799 | N | . | WAL602 | Walmart Stores Texas, LLC | 64315 | TX | WSC | TRE |  | 441 | 4 | Commercial NAICS Non-Cogen | IC | NG | NG | ERCO | 4451 | 297 | 2022
natural gas peaker | FALSE | 64800 | N | . | WAL744 | Walmart Stores Texas, LLC | 64315 | TX | WSC | TRE |  | 441 | 4 | Commercial NAICS Non-Cogen | IC | NG | NG | ERCO | 5881 | 416 | 2022
natural gas peaker | FALSE | 64801 | N | . | WAL752 | Walmart Stores Texas, LLC | 64315 | TX | WSC | TRE |  | 441 | 4 | Commercial NAICS Non-Cogen | IC | NG | NG | ERCO | 3610 | 210 | 2022
natural gas peaker | FALSE | 64802 | N | . | WAL768 | Walmart Stores Texas, LLC | 64315 | TX | WSC | TRE |  | 441 | 4 | Commercial NAICS Non-Cogen | IC | NG | NG | ERCO | 4085 | 235 | 2022
natural gas peaker | FALSE | 64803 | N | . | WAL772 | Walmart Stores Texas, LLC | 64315 | TX | WSC | TRE |  | 441 | 4 | Commercial NAICS Non-Cogen | IC | NG | NG | ERCO | 4877 | 303 | 2022
natural gas peaker | FALSE | 64804 | N | . | WAL791 | Walmart Stores Texas, LLC | 64315 | TX | WSC | TRE |  | 441 | 4 | Commercial NAICS Non-Cogen | IC | NG | NG | ERCO | 1321 | 94 | 2022
natural gas peaker | FALSE | 64805 | N | . | WAL849 | Walmart Stores Texas, LLC | 64315 | TX | WSC | TRE |  | 441 | 4 | Commercial NAICS Non-Cogen | IC | NG | NG | ERCO | 4517 | 292 | 2022
natural gas peaker | FALSE | 64806 | N | . | WAL872 | Walmart Stores Texas, LLC | 64315 | TX | WSC | TRE |  | 441 | 4 | Commercial NAICS Non-Cogen | IC | NG | NG | ERCO | 4648 | 324 | 2022
natural gas peaker | FALSE | 64807 | N | . | WAL896 | Walmart Stores Texas, LLC | 64315 | TX | WSC | TRE |  | 441 | 4 | Commercial NAICS Non-Cogen | IC | NG | NG | ERCO | 4336 | 301 | 2022
natural gas peaker | FALSE | 64808 | N | . | WAL897 | Walmart Stores Texas, LLC | 64315 | TX | WSC | TRE |  | 441 | 4 | Commercial NAICS Non-Cogen | IC | NG | NG | ERCO | 1790 | 125 | 2022
natural gas peaker | FALSE | 64809 | N | . | WAL940 | Walmart Stores Texas, LLC | 64315 | TX | WSC | TRE |  | 441 | 4 | Commercial NAICS Non-Cogen | IC | NG | NG | ERCO | 4411 | 312 | 2022
natural gas peaker | FALSE | 64810 | N | . | WAL947 | Walmart Stores Texas, LLC | 64315 | TX | WSC | TRE |  | 441 | 4 | Commercial NAICS Non-Cogen | IC | NG | NG | ERCO | 3840 | 271 | 2022
natural gas peaker | FALSE | 64812 | N | . | WAL972 | Walmart Stores Texas, LLC | 64315 | TX | WSC | TRE |  | 441 | 4 | Commercial NAICS Non-Cogen | IC | NG | NG | ERCO | 599 | 39 | 2022
natural gas peaker | FALSE | 64813 | N | . | WAL1040 | Walmart Stores Texas, LLC | 64315 | TX | WSC | TRE |  | 441 | 4 | Commercial NAICS Non-Cogen | IC | NG | NG | ERCO | 5698 | 392 | 2022
natural gas peaker | FALSE | 64814 | N | . | WAL1062 | Walmart Stores Texas, LLC | 64315 | TX | WSC | TRE |  | 441 | 4 | Commercial NAICS Non-Cogen | IC | NG | NG | ERCO | 5047 | 329 | 2022
natural gas peaker | FALSE | 64815 | N | . | WAL1103 | Walmart Stores Texas, LLC | 64315 | TX | WSC | TRE |  | 441 | 4 | Commercial NAICS Non-Cogen | IC | NG | NG | ERCO | 5269 | 369 | 2022
natural gas peaker | FALSE | 64816 | N | . | WAL1232 | Walmart Stores Texas, LLC | 64315 | TX | WSC | TRE |  | 441 | 4 | Commercial NAICS Non-Cogen | IC | NG | NG | ERCO | 3968 | 279 | 2022
solar pv | TRUE | 64817 | N | . | Energix Leatherwood, LLC | Energix Leatherwood, LLC | 64340 | VA | SAT | RFC |  | 22 | 2 | NAICS-22 Non-Cogen | PV | SUN | SUN | PJM | 141105 | 41356 | 2022
solar pv | TRUE | 64818 | N | . | Connexus Solar Stanford 1STF | REA Investments, LLC | 63359 | MN | WNC | MRO |  | 22 | 2 | NAICS-22 Non-Cogen | PV | SUN | SUN | MISO | 44504 | 13043 | 2022
solar pv | TRUE | 64820 | N | . | Broadway Road Solar, LLC | Broadway Road Solar, LLC | 64343 | NC | SAT | SERC |  | 22 | 2 | NAICS-22 Non-Cogen | PV | SUN | SUN | CPLE | 13307 | 3900 | 2022
solar pv | TRUE | 64821 | N | . | FELPS 1 - Calaveras | DG Central 1, LLC | 64083 | TX | WSC | TRE |  | 22 | 2 | NAICS-22 Non-Cogen | PV | SUN | SUN | ERCO | 8052 | 2360 | 2022
solar pv | TRUE | 64822 | N | . | Wyse Fork Solar Farm, LLC | Wyse Fork Solar Farm, LLC | 64342 | NC | SAT | SERC |  | 22 | 2 | NAICS-22 Non-Cogen | PV | SUN | SUN | CPLE | 11598 | 3399 | 2022
solar pv | TRUE | 64823 | N | . | FELPS 2 - Calaveras | DG Central 1, LLC | 64083 | TX | WSC | TRE |  | 22 | 2 | NAICS-22 Non-Cogen | PV | SUN | SUN | ERCO | 8052 | 2360 | 2022
solar pv | TRUE | 64824 | N | . | FELPS 3 - Floresville South | DG Central 1, LLC | 64083 | TX | WSC | TRE |  | 22 | 2 | NAICS-22 Non-Cogen | PV | SUN | SUN | ERCO | 7517 | 2203 | 2022
solar pv | TRUE | 64825 | N | . | FELPS 4 - Floresville South | DG Central 1, LLC | 64083 | TX | WSC | TRE |  | 22 | 2 | NAICS-22 Non-Cogen | PV | SUN | SUN | ERCO | 7517 | 2203 | 2022
solar pv | TRUE | 64826 | N | . | FELPS 5- Floresville South | DG Central 1, LLC | 64083 | TX | WSC | TRE |  | 22 | 2 | NAICS-22 Non-Cogen | PV | SUN | SUN | ERCO | 7517 | 2203 | 2022
solar pv | TRUE | 64827 | N | . | FELPS 6- Floresville West | DG Central 1, LLC | 64083 | TX | WSC | TRE |  | 22 | 2 | NAICS-22 Non-Cogen | PV | SUN | SUN | ERCO | 7743 | 2270 | 2022
solar pv | TRUE | 64828 | N | . | FELPS 7- Floresville West | DG Central 1, LLC | 64083 | TX | WSC | TRE |  | 22 | 2 | NAICS-22 Non-Cogen | PV | SUN | SUN | ERCO | 7743 | 2270 | 2022
natural gas peaker | FALSE | 64829 | N | . | WAL1272 | Walmart Stores Texas, LLC | 64315 | TX | WSC | TRE |  | 441 | 4 | Commercial NAICS Non-Cogen | IC | NG | NG | ERCO | 3175 | 226 | 2022
solar pv | TRUE | 64830 | N | . | Brightwood Solar, LLC | Brightwood Solar, LLC | 64341 | OR | PACC | WECC |  | 22 | 2 | NAICS-22 Non-Cogen | PV | SUN | SUN | PGE | 38643 | 11326 | 2022
solar pv | TRUE | 64831 | N | . | Oak Leaf Solar XVIII LLC | Greenbacker Renewable Energy Corporation | 60025 | CO | MTN | WECC |  | 22 | 2 | NAICS-22 Non-Cogen | PV | SUN | SUN | SWPP | 32969 | 9663 | 2022
solar pv | TRUE | 64836 | N | . | Catalina Express | USPS LA Solar FiT A & B | 60950 | CA | PACC | WECC |  | 22 | 2 | NAICS-22 Non-Cogen | PV | SUN | SUN | CISO | 6460 | 1893 | 2022
solar pv | TRUE | 64837 | N | . | Marina South | USPS LA Solar FiT A & B | 60950 | CA | PACC | WECC |  | 22 | 2 | NAICS-22 Non-Cogen | PV | SUN | SUN | CISO | 6624 | 1941 | 2022
solar pv | TRUE | 64838 | N | . | SR Clay, LLC | SR Clay, LLC | 64360 | GA | SAT | SERC |  | 22 | 2 | NAICS-22 Non-Cogen | PV | SUN | SUN | SOCO | 26027 | 7628 | 2022
solar pv | TRUE | 64840 | N | . | SR Cedar Springs, LLC | SR Cedar Springs, LLC | 64361 | GA | SAT | SERC |  | 22 | 2 | NAICS-22 Non-Cogen | PV | SUN | SUN | SOCO | 24931 | 7307 | 2022
solar pv | TRUE | 64841 | N | . | SR DeSoto I, LLC | SR DeSoto I, LLC | 64362 | GA | SAT | SERC |  | 22 | 2 | NAICS-22 Non-Cogen | PV | SUN | SUN | SOCO | 23864 | 6994 | 2022
solar pv | TRUE | 64842 | N | . | SR Turkey Creek, LLC | SR Turkey Creek, LLC | 64363 | KY | ESC | SERC |  | 22 | 2 | NAICS-22 Non-Cogen | PV | SUN | SUN | PJM | 11693 | 3427 | 2022
solar pv | TRUE | 64843 | N | . | SR Washington I, LLC | SR Washington I, LLC | 64359 | TN | ESC | SERC |  | 22 | 2 | NAICS-22 Non-Cogen | PV | SUN | SUN | TVA | 64047 | 18771 | 2022
solar pv | TRUE | 64846 | N | . | Prairie | Prairie Street Operating, LLC | 64353 | CA | PACC | WECC |  | 22 | 2 | NAICS-22 Non-Cogen | PV | SUN | SUN | LDWP | 11134 | 3263 | 2022
natural gas peaker | FALSE | 64854 | Y | . | Primient | Primary Products Ingredients Americas, LLC d/b/a Primient | 64367 | IN | ENC | RFC |  | 311 | 7 | Industrial NAICS Cogen | GT | NG | NG | MISO | 3685587 | 336118 | 2022
solar pv | TRUE | 64856 | N | . | Calhoun Solar | Invenergy Services LLC | 49893 | MI | ENC | RFC |  | 22 | 2 | NAICS-22 Non-Cogen | PV | SUN | SUN | MISO | 601 | 176 | 2022
solar pv | TRUE | 64860 | N | . | Billings Road | Greenbacker Renewable Energy Corporation | 60025 | VT | NEW | NPCC |  | 22 | 2 | NAICS-22 Non-Cogen | PV | SUN | SUN | ISNE | 6854 | 2009 | 2022
solar pv | TRUE | 64861 | N | . | Deer Creek 2 | Greenbacker Renewable Energy Corporation | 60025 | CA | PACC | WECC |  | 22 | 2 | NAICS-22 Non-Cogen | PV | SUN | SUN | CISO | 9662 | 2832 | 2022
solar pv | TRUE | 64862 | N | . | Strobus | Greenbacker Renewable Energy Corporation | 60025 | WI | ENC | RFC |  | 22 | 2 | NAICS-22 Non-Cogen | PV | SUN | SUN | MISO | 7366 | 2159 | 2022
solar pv | TRUE | 64863 | N | . | ER Salvage Yard | Greenbacker Renewable Energy Corporation | 60025 | VT | NEW | NPCC |  | 22 | 2 | NAICS-22 Non-Cogen | PV | SUN | SUN | ISNE | 10231 | 2999 | 2022
solar pv | TRUE | 64866 | N | . | USS Wildcat Solar LLC | United States Solar Corporation | 65173 | MN | WNC | MRO |  | 22 | 2 | NAICS-22 Non-Cogen | PV | SUN | SUN | MISO | 7194 | 2108 | 2022
solar pv | TRUE | 64868 | N | . | Keeversville Solar CSG | Keeversville Solar Energy Center LLC | 64372 | IL | ENC | SERC |  | 22 | 2 | NAICS-22 Non-Cogen | PV | SUN | SUN | PJM | 11632 | 3409 | 2022
solar pv | TRUE | 64869 | N | . | Helen CSG 1 LLC | United States Solar Corporation | 65173 | MN | WNC | MRO |  | 22 | 2 | NAICS-22 Non-Cogen | PV | SUN | SUN | MISO | 7415 | 2173 | 2022
solar pv | TRUE | 64870 | N | . | USS Quail Solar LLC | United States Solar Corporation | 65173 | MN | WNC | MRO |  | 22 | 2 | NAICS-22 Non-Cogen | PV | SUN | SUN | MISO | 6680 | 1958 | 2022
solar pv | TRUE | 64871 | N | . | USS Danube Solar LLC | United States Solar Corporation | 65173 | MN | WNC | MRO |  | 22 | 2 | NAICS-22 Non-Cogen | PV | SUN | SUN | MISO | 7384 | 2164 | 2022
onshore wind | TRUE | 64872 | N | . | Panorama Wind, LLC | Leeward Asset Management, LLC | 50123 | CO | MTN | WECC |  | 22 | 2 | NAICS-22 Non-Cogen | WT | WND | WND | WACM | 1003326 | 294058 | 2022
natural gas peaker | TRUE | 64873 | N | . | Pittsburgh Airport Gas Plant | IMG Energy Solutions | 64378 | PA | MAT | RFC |  | 22 | 2 | NAICS-22 Non-Cogen | IC | NG | NG | PJM | 1085127 | 115549 | 2022
solar pv | TRUE | 64874 | N | . | PG Solar 1 | IMG Energy Solutions | 64378 | PA | MAT | RFC |  | 22 | 2 | NAICS-22 Non-Cogen | PV | SUN | SUN | PJM | 16013 | 4693 | 2022
other | TRUE | 64875 | N | . | 276 Federal Rd(CSG) | 276FED WHAM8 Solar, LLC | 64381 | MA | NEW | NPCC |  | 22 | 2 | NAICS-22 Non-Cogen | BA | MWH | OTH | ISNE | 0 | -3 | 2022
solar pv | TRUE | 64875 | N | . | 276 Federal Rd(CSG) | 276FED WHAM8 Solar, LLC | 64381 | MA | NEW | NPCC |  | 22 | 2 | NAICS-22 Non-Cogen | PV | SUN | SUN | ISNE | 13394 | 3925 | 2022
other | TRUE | 64876 | N | . | 0 Hammond St CSG | 0HAM WHAM8 Solar, LLC | 64380 | MA | NEW | NPCC |  | 22 | 2 | NAICS-22 Non-Cogen | BA | MWH | OTH | ISNE | 0 | 0 | 2022
solar pv | TRUE | 64876 | N | . | 0 Hammond St CSG | 0HAM WHAM8 Solar, LLC | 64380 | MA | NEW | NPCC |  | 22 | 2 | NAICS-22 Non-Cogen | PV | SUN | SUN | ISNE | 12619 | 3699 | 2022
other | TRUE | 64877 | N | . | Edwards Sanborn E3 | Terra-Gen Operating Co-Hybrid | 64366 | CA | PACC | WECC |  | 22 | 2 | NAICS-22 Non-Cogen | BA | MWH | OTH | CISO | 0 | -1319 | 2022
solar pv | TRUE | 64877 | N | . | Edwards Sanborn E3 | Terra-Gen Operating Co-Hybrid | 64366 | CA | PACC | WECC |  | 22 | 2 | NAICS-22 Non-Cogen | PV | SUN | SUN | CISO | 206515 | 60526 | 2022
other | TRUE | 64878 | N | . | Edwards Sanborn E1A | Terra-Gen Operating Co-Hybrid | 64366 | CA | PACC | WECC |  | 22 | 2 | NAICS-22 Non-Cogen | BA | MWH | OTH | CISO | 0 | -4934 | 2022
solar pv | TRUE | 64878 | N | . | Edwards Sanborn E1A | Terra-Gen Operating Co-Hybrid | 64366 | CA | PACC | WECC |  | 22 | 2 | NAICS-22 Non-Cogen | PV | SUN | SUN | CISO | 200926 | 58888 | 2022
other | TRUE | 64879 | N | . | Edwards Sanborn E2 | Terra-Gen Operating Co-Hybrid | 64366 | CA | PACC | WECC |  | 22 | 2 | NAICS-22 Non-Cogen | BA | MWH | OTH | CISO | 0 | -11956 | 2022
solar pv | TRUE | 64879 | N | . | Edwards Sanborn E2 | Terra-Gen Operating Co-Hybrid | 64366 | CA | PACC | WECC |  | 22 | 2 | NAICS-22 Non-Cogen | PV | SUN | SUN | CISO | 1181266 | 346209 | 2022
solar pv | TRUE | 64880 | N | . | Venture 1 - 1A CSG | UXI CSG Venture 1 8301 LLC | 64382 | CO | MTN | WECC |  | 22 | 2 | NAICS-22 Non-Cogen | PV | SUN | SUN | PSCO | 12668 | 3713 | 2022
other | TRUE | 64881 | N | . | NMSU Solar and Storage | El Paso Electric Co | 5701 | NM | MTN | WECC |  | 22 | 1 | Electric Utility | BA | MWH | OTH | EPE | 0 | 0 | 2022
solar pv | TRUE | 64881 | N | . | NMSU Solar and Storage | El Paso Electric Co | 5701 | NM | MTN | WECC |  | 22 | 1 | Electric Utility | PV | SUN | SUN | EPE | 20491 | 6006 | 2022
natural gas peaker | FALSE | 64883 | N | . | WAL1455 | Walmart Stores Texas, LLC | 64315 | TX | WSC | TRE |  | 441 | 4 | Commercial NAICS Non-Cogen | IC | NG | NG | ERCO | 2244 | 161 | 2022
natural gas peaker | FALSE | 64884 | N | . | WAL1801 | Walmart Stores Texas, LLC | 64315 | TX | WSC | TRE |  | 441 | 4 | Commercial NAICS Non-Cogen | IC | NG | NG | ERCO | 0 | 0 | 2022
natural gas peaker | FALSE | 64885 | N | . | WAL2257 | Walmart Stores Texas, LLC | 64315 | TX | WSC | TRE |  | 441 | 4 | Commercial NAICS Non-Cogen | IC | NG | NG | ERCO | 5500 | 385 | 2022
natural gas peaker | FALSE | 64886 | N | . | WAL2439 | Walmart Stores Texas, LLC | 64315 | TX | WSC | TRE |  | 441 | 4 | Commercial NAICS Non-Cogen | IC | NG | NG | ERCO | 4014 | 254 | 2022
natural gas peaker | FALSE | 64887 | N | . | WAL2667 | Walmart Stores Texas, LLC | 64315 | TX | WSC | TRE |  | 441 | 4 | Commercial NAICS Non-Cogen | IC | NG | NG | ERCO | 3348 | 240 | 2022
natural gas peaker | FALSE | 64888 | N | . | WAL2724 | Walmart Stores Texas, LLC | 64315 | TX | WSC | TRE |  | 441 | 4 | Commercial NAICS Non-Cogen | IC | NG | NG | ERCO | 3980 | 256 | 2022
natural gas peaker | FALSE | 64889 | N | . | WAL2883 | Walmart Stores Texas, LLC | 64315 | TX | WSC | TRE |  | 441 | 4 | Commercial NAICS Non-Cogen | IC | NG | NG | ERCO | 3806 | 250 | 2022
natural gas peaker | FALSE | 64890 | N | . | WAL2980 | Walmart Stores Texas, LLC | 64315 | TX | WSC | TRE |  | 441 | 4 | Commercial NAICS Non-Cogen | IC | NG | NG | ERCO | 4603 | 331 | 2022
natural gas peaker | FALSE | 64891 | N | . | WAL2993 | Walmart Stores Texas, LLC | 64315 | TX | WSC | TRE |  | 441 | 4 | Commercial NAICS Non-Cogen | IC | NG | NG | ERCO | 4399 | 273 | 2022
solar pv | TRUE | 64892 | N | . | TPE Erath Solar, LLC | Navisun LLC | 62836 | TX | WSC | TRE |  | 22 | 2 | NAICS-22 Non-Cogen | PV | SUN | SUN | ERCO | 88903 | 26056 | 2022
natural gas peaker | FALSE | 64893 | N | . | WAL3224 | Walmart Stores Texas, LLC | 64315 | TX | WSC | TRE |  | 441 | 4 | Commercial NAICS Non-Cogen | IC | NG | NG | ERCO | 3136 | 197 | 2022
natural gas peaker | FALSE | 64895 | N | . | WAL3226 | Walmart Stores Texas, LLC | 64315 | TX | WSC | TRE |  | 441 | 4 | Commercial NAICS Non-Cogen | IC | NG | NG | ERCO | 5979 | 424 | 2022
natural gas peaker | FALSE | 64896 | N | . | WAL3284 | Walmart Stores Texas, LLC | 64315 | TX | WSC | TRE |  | 441 | 4 | Commercial NAICS Non-Cogen | IC | NG | NG | ERCO | 3330 | 232 | 2022
natural gas peaker | FALSE | 64897 | N | . | WAL3285 | Walmart Stores Texas, LLC | 64315 | TX | WSC | TRE |  | 441 | 4 | Commercial NAICS Non-Cogen | IC | NG | NG | ERCO | 4672 | 332 | 2022
natural gas peaker | FALSE | 64898 | N | . | WAL3297 | Walmart Stores Texas, LLC | 64315 | TX | WSC | TRE |  | 441 | 4 | Commercial NAICS Non-Cogen | IC | NG | NG | ERCO | 5474 | 385 | 2022
natural gas peaker | FALSE | 64899 | N | . | WAL3298 | Walmart Stores Texas, LLC | 64315 | TX | WSC | TRE |  | 441 | 4 | Commercial NAICS Non-Cogen | IC | NG | NG | ERCO | 3265 | 235 | 2022
natural gas peaker | FALSE | 64900 | N | . | WAL3302 | Walmart Stores Texas, LLC | 64315 | TX | WSC | TRE |  | 441 | 4 | Commercial NAICS Non-Cogen | IC | NG | NG | ERCO | 4539 | 327 | 2022
natural gas peaker | FALSE | 64901 | N | . | WAL3320 | Walmart Stores Texas, LLC | 64315 | TX | WSC | TRE |  | 441 | 4 | Commercial NAICS Non-Cogen | IC | NG | NG | ERCO | 4864 | 340 | 2022
natural gas peaker | FALSE | 64902 | N | . | WAL3390 | Walmart Stores Texas, LLC | 64315 | TX | WSC | TRE |  | 441 | 4 | Commercial NAICS Non-Cogen | IC | NG | NG | ERCO | 4603 | 309 | 2022
solar pv | TRUE | 64903 | N | . | Cuba 2.5ac, LLC | Cuba 2.5ac, LLC | 64394 | NM | MTN | WECC |  | 22 | 2 | NAICS-22 Non-Cogen | PV | SUN | SUN | PNM | 16778 | 4917 | 2022
solar pv | TRUE | 64905 | N | . | Mt. Morris Solar CSG | DG Illinois Solar, LLC | 63505 | IL | ENC | MRO |  | 22 | 2 | NAICS-22 Non-Cogen | PV | SUN | SUN | PJM | 10875 | 3187 | 2022
solar pv | TRUE | 64906 | N | . | Hazel | Greenbacker Renewable Energy Corporation | 60025 | MN | WNC | MRO |  | 22 | 2 | NAICS-22 Non-Cogen | PV | SUN | SUN | MISO | 21134 | 6194 | 2022
solar pv | TRUE | 64907 | N | . | Fountain | Greenbacker Renewable Energy Corporation | 60025 | MN | WNC | MRO |  | 22 | 2 | NAICS-22 Non-Cogen | PV | SUN | SUN | MISO | 21514 | 6305 | 2022
solar pv | TRUE | 64909 | N | . | Luciana | Tulare Solar Center, LLC | 64393 | CA | PACC | WECC |  | 22 | 2 | NAICS-22 Non-Cogen | PV | SUN | SUN | CISO | 336410 | 98596 | 2022
solar pv | TRUE | 64910 | N | . | Brighter Future Solar | Brighter Future Solar LLC | 64390 | NC | SAT | SERC |  | 22 | 2 | NAICS-22 Non-Cogen | PV | SUN | SUN | DUK | 74009 | 21691 | 2022
solar pv | TRUE | 64918 | N | . | NorthropGrummanSolar(Rolling Meadows,IL) | DG Illinois Solar, LLC | 63505 | IL | ENC | MRO |  | 22 | 2 | NAICS-22 Non-Cogen | PV | SUN | SUN | PJM | 5119 | 1500 | 2022
solar pv | TRUE | 64919 | N | . | FedEx Chicago Solar Facility | DG Illinois Solar, LLC | 63505 | IL | ENC | MRO |  | 22 | 2 | NAICS-22 Non-Cogen | PV | SUN | SUN | PJM | 6683 | 1959 | 2022
other | TRUE | 64921 | N | . | Santa Ana Storage 2 | Johanna Energy Center, LLC | 63522 | CA | PACC | WECC |  | 22 | 2 | NAICS-22 Non-Cogen | BA | MWH | OTH | CISO | 0 | -5851 | 2022
natural gas peaker | FALSE | 64922 | N | . | WAL3406 | Walmart Stores Texas, LLC | 64315 | TX | WSC | TRE |  | 441 | 4 | Commercial NAICS Non-Cogen | IC | NG | NG | ERCO | 3720 | 268 | 2022
natural gas peaker | FALSE | 64923 | N | . | WAL3425 | Walmart Stores Texas, LLC | 64315 | TX | WSC | TRE |  | 441 | 4 | Commercial NAICS Non-Cogen | IC | NG | NG | ERCO | 4679 | 290 | 2022
natural gas peaker | FALSE | 64924 | N | . | WAL3432 | Walmart Stores Texas, LLC | 64315 | TX | WSC | TRE |  | 441 | 4 | Commercial NAICS Non-Cogen | IC | NG | NG | ERCO | 3201 | 185 | 2022
natural gas peaker | FALSE | 64925 | N | . | WAL3500 | Walmart Stores Texas, LLC | 64315 | TX | WSC | TRE |  | 441 | 4 | Commercial NAICS Non-Cogen | IC | NG | NG | ERCO | 4402 | 276 | 2022
natural gas peaker | FALSE | 64926 | N | . | WAL3510 | Walmart Stores Texas, LLC | 64315 | TX | WSC | TRE |  | 441 | 4 | Commercial NAICS Non-Cogen | IC | NG | NG | ERCO | 4611 | 311 | 2022
solar pv | TRUE | 64927 | N | . | Aktina Solar | Hecate Energy Ramsey, LLC | 64409 | TX | WSC | TRE |  | 22 | 2 | NAICS-22 Non-Cogen | PV | SUN | SUN | ERCO | 2022527 | 592769 | 2022
other | TRUE | 64928 | N | . | Edwards Sanborn S3 | Terra-Gen Operating Co-Hybrid | 64366 | CA | PACC | WECC |  | 22 | 2 | NAICS-22 Non-Cogen | BA | MWH | OTH | CISO | 0 | -2597 | 2022
solar pv | TRUE | 64928 | N | . | Edwards Sanborn S3 | Terra-Gen Operating Co-Hybrid | 64366 | CA | PACC | WECC |  | 22 | 2 | NAICS-22 Non-Cogen | PV | SUN | SUN | CISO | 273727 | 80225 | 2022
other | TRUE | 64929 | N | . | Edwards Sanborn S1 | Terra-Gen Operating Co-Hybrid | 64366 | CA | PACC | WECC |  | 22 | 2 | NAICS-22 Non-Cogen | BA | MWH | OTH | CISO | 0 | -3320 | 2022
solar pv | TRUE | 64929 | N | . | Edwards Sanborn S1 | Terra-Gen Operating Co-Hybrid | 64366 | CA | PACC | WECC |  | 22 | 2 | NAICS-22 Non-Cogen | PV | SUN | SUN | CISO | 320746 | 94005 | 2022
solar pv | TRUE | 64930 | N | . | Stockton (MN) | Greenbacker Renewable Energy Corporation | 60025 | MN | WNC | MRO |  | 22 | 2 | NAICS-22 Non-Cogen | PV | SUN | SUN | MISO | 13610 | 3989 | 2022
solar pv | TRUE | 64931 | N | . | Capital Hill Solar LLC | Greenbacker Renewable Energy Corporation | 60025 | NY | MAT | NPCC |  | 22 | 2 | NAICS-22 Non-Cogen | PV | SUN | SUN | NYIS | 6867 | 2013 | 2022
solar pv | TRUE | 64932 | N | . | Rushford Village | Greenbacker Renewable Energy Corporation | 60025 | MN | WNC | MRO |  | 22 | 2 | NAICS-22 Non-Cogen | PV | SUN | SUN | MISO | 6393 | 1874 | 2022
natural gas peaker | FALSE | 64933 | N | . | WAL3518 | Walmart Stores Texas, LLC | 64315 | TX | WSC | TRE |  | 441 | 4 | Commercial NAICS Non-Cogen | IC | NG | NG | ERCO | 4637 | 306 | 2022
natural gas peaker | FALSE | 64934 | N | . | WAL3572 | Walmart Stores Texas, LLC | 64315 | TX | WSC | TRE |  | 441 | 4 | Commercial NAICS Non-Cogen | IC | NG | NG | ERCO | 2743 | 185 | 2022
natural gas peaker | FALSE | 64935 | N | . | WAL3584 | Walmart Stores Texas, LLC | 64315 | TX | WSC | TRE |  | 441 | 4 | Commercial NAICS Non-Cogen | IC | NG | NG | ERCO | 4731 | 325 | 2022
natural gas peaker | FALSE | 64936 | N | . | WAL3631 | Walmart Stores Texas, LLC | 64315 | TX | WSC | TRE |  | 441 | 4 | Commercial NAICS Non-Cogen | IC | NG | NG | ERCO | 4242 | 318 | 2022
natural gas peaker | FALSE | 64937 | N | . | WAL3773 | Walmart Stores Texas, LLC | 64315 | TX | WSC | TRE |  | 441 | 4 | Commercial NAICS Non-Cogen | IC | NG | NG | ERCO | 4573 | 322 | 2022
petroleum | FALSE | 64938 | N | . | WAL3777 | Walmart Stores Texas, LLC | 64315 | TX | WSC | TRE |  | 441 | 4 | Commercial NAICS Non-Cogen | IC | DFO | DFO | ERCO | 1554 | 163 | 2022
natural gas peaker | FALSE | 64939 | N | . | WAL3827 | Walmart Stores Texas, LLC | 64315 | TX | WSC | TRE |  | 441 | 4 | Commercial NAICS Non-Cogen | IC | NG | NG | ERCO | 3806 | 246 | 2022
natural gas peaker | FALSE | 64940 | N | . | WAL3886 | Walmart Stores Texas, LLC | 64315 | TX | WSC | TRE |  | 441 | 4 | Commercial NAICS Non-Cogen | IC | NG | NG | ERCO | 4812 | 338 | 2022
natural gas peaker | FALSE | 64942 | N | . | WAL4298 | Walmart Stores Texas, LLC | 64315 | TX | WSC | TRE |  | 441 | 4 | Commercial NAICS Non-Cogen | IC | NG | NG | ERCO | 1522 | 105 | 2022
natural gas peaker | FALSE | 64943 | N | . | WAL4509 | Walmart Stores Texas, LLC | 64315 | TX | WSC | TRE |  | 441 | 4 | Commercial NAICS Non-Cogen | IC | NG | NG | ERCO | 4212 | 299 | 2022
natural gas peaker | FALSE | 64944 | N | . | WAL4512 | Walmart Stores Texas, LLC | 64315 | TX | WSC | TRE |  | 441 | 4 | Commercial NAICS Non-Cogen | IC | NG | NG | ERCO | 5201 | 368 | 2022
natural gas peaker | FALSE | 64945 | N | . | WAL4526 | Walmart Stores Texas, LLC | 64315 | TX | WSC | TRE |  | 441 | 4 | Commercial NAICS Non-Cogen | IC | NG | NG | ERCO | 3906 | 269 | 2022
natural gas peaker | FALSE | 64946 | N | . | WAL4538 | Walmart Stores Texas, LLC | 64315 | TX | WSC | TRE |  | 441 | 4 | Commercial NAICS Non-Cogen | IC | NG | NG | ERCO | 1902 | 110 | 2022
natural gas peaker | FALSE | 64947 | N | . | WAL5045 | Walmart Stores Texas, LLC | 64315 | TX | WSC | TRE |  | 441 | 4 | Commercial NAICS Non-Cogen | IC | NG | NG | ERCO | 6226 | 437 | 2022
natural gas peaker | FALSE | 64948 | N | . | WAL5080 | Walmart Stores Texas, LLC | 64315 | TX | WSC | TRE |  | 441 | 4 | Commercial NAICS Non-Cogen | IC | NG | NG | ERCO | 4611 | 332 | 2022
natural gas peaker | FALSE | 64949 | N | . | WAL5091 | Walmart Stores Texas, LLC | 64315 | TX | WSC | TRE |  | 441 | 4 | Commercial NAICS Non-Cogen | IC | NG | NG | ERCO | 5964 | 422 | 2022
natural gas peaker | FALSE | 64950 | N | . | WAL5116 | Walmart Stores Texas, LLC | 64315 | TX | WSC | TRE |  | 441 | 4 | Commercial NAICS Non-Cogen | IC | NG | NG | ERCO | 4895 | 352 | 2022
natural gas peaker | FALSE | 64951 | N | . | WAL5165 | Walmart Stores Texas, LLC | 64315 | TX | WSC | TRE |  | 441 | 4 | Commercial NAICS Non-Cogen | IC | NG | NG | ERCO | 4914 | 346 | 2022
petroleum | FALSE | 64952 | N | . | WAL5211 | Walmart Stores Texas, LLC | 64315 | TX | WSC | TRE |  | 441 | 4 | Commercial NAICS Non-Cogen | IC | DFO | DFO | ERCO | 2130 | 223 | 2022
natural gas peaker | FALSE | 64953 | N | . | WAL5287 | Walmart Stores Texas, LLC | 64315 | TX | WSC | TRE |  | 441 | 4 | Commercial NAICS Non-Cogen | IC | NG | NG | ERCO | 4717 | 324 | 2022
petroleum | FALSE | 64954 | N | . | WAL5311 | Walmart Stores Texas, LLC | 64315 | TX | WSC | TRE |  | 441 | 4 | Commercial NAICS Non-Cogen | IC | DFO | DFO | ERCO | 2358 | 247 | 2022
natural gas peaker | FALSE | 64955 | N | . | WAL5312 | Walmart Stores Texas, LLC | 64315 | TX | WSC | TRE |  | 441 | 4 | Commercial NAICS Non-Cogen | IC | NG | NG | ERCO | 3478 | 227 | 2022
natural gas peaker | FALSE | 64956 | N | . | WAL5316 | Walmart Stores Texas, LLC | 64315 | TX | WSC | TRE |  | 441 | 4 | Commercial NAICS Non-Cogen | IC | NG | NG | ERCO | 4252 | 300 | 2022
natural gas peaker | FALSE | 64957 | N | . | WAL5388 | Walmart Stores Texas, LLC | 64315 | TX | WSC | TRE |  | 441 | 4 | Commercial NAICS Non-Cogen | IC | NG | NG | ERCO | 4239 | 286 | 2022
natural gas peaker | FALSE | 64958 | N | . | WAL5479 | Walmart Stores Texas, LLC | 64315 | TX | WSC | TRE |  | 441 | 4 | Commercial NAICS Non-Cogen | IC | NG | NG | ERCO | 0 | 0 | 2022
natural gas peaker | FALSE | 64959 | N | . | WAL5480 | Walmart Stores Texas, LLC | 64315 | TX | WSC | TRE |  | 441 | 4 | Commercial NAICS Non-Cogen | IC | NG | NG | ERCO | 4874 | 340 | 2022
natural gas peaker | FALSE | 64960 | N | . | WAL5612 | Walmart Stores Texas, LLC | 64315 | TX | WSC | TRE |  | 441 | 4 | Commercial NAICS Non-Cogen | IC | NG | NG | ERCO | 3862 | 242 | 2022
natural gas peaker | FALSE | 64961 | N | . | WAL5713 | Walmart Stores Texas, LLC | 64315 | TX | WSC | TRE |  | 441 | 4 | Commercial NAICS Non-Cogen | IC | NG | NG | ERCO | 4061 | 267 | 2022
natural gas peaker | FALSE | 64962 | N | . | WAL5764 | Walmart Stores Texas, LLC | 64315 | TX | WSC | TRE |  | 441 | 4 | Commercial NAICS Non-Cogen | IC | NG | NG | ERCO | 3677 | 258 | 2022
natural gas peaker | FALSE | 64963 | N | . | WAL6929 | Walmart Stores Texas, LLC | 64315 | TX | WSC | TRE |  | 441 | 4 | Commercial NAICS Non-Cogen | IC | NG | NG | ERCO | 3570 | 251 | 2022
solar pv | TRUE | 64964 | N | . | Rock Island Road Solar Community Solar | RPNY Solar 1, LLC | 64415 | NY | MAT | NPCC |  | 22 | 2 | NAICS-22 Non-Cogen | PV | SUN | SUN | NYIS | 9761 | 2861 | 2022
solar pv | TRUE | 64965 | N | . | Bullis Road Solar (CSG) | RPNY Solar 2, LLC | 64416 | NY | MAT | NPCC |  | 22 | 2 | NAICS-22 Non-Cogen | PV | SUN | SUN | NYIS | 13433 | 3937 | 2022
solar pv | TRUE | 64967 | N | . | SV Gardner 1 (Lutz) CSG | SV CSG Gardner 1 LLC | 64414 | IL | ENC | SERC |  | 22 | 2 | NAICS-22 Non-Cogen | PV | SUN | SUN | PJM | 14292 | 4189 | 2022
solar pv | TRUE | 64969 | N | . | Barron Solar Array | AEP Onsite Partners, LLC | 60571 | WI | ENC | MRO |  | 22 | 2 | NAICS-22 Non-Cogen | PV | SUN | SUN | MISO | 19861 | 5821 | 2022
other | TRUE | 64970 | N | . | 59 Federal Rd(CSG) | 59FED WHAM8 Solar, LLC | 64417 | MA | NEW | NPCC |  | 22 | 2 | NAICS-22 Non-Cogen | BA | MWH | OTH | ISNE | 0 | 0 | 2022
solar pv | TRUE | 64970 | N | . | 59 Federal Rd(CSG) | 59FED WHAM8 Solar, LLC | 64417 | MA | NEW | NPCC |  | 22 | 2 | NAICS-22 Non-Cogen | PV | SUN | SUN | ISNE | 27327 | 8009 | 2022
solar pv | TRUE | 64971 | N | . | Pretzel CSG | Pretzel Solar, LLC | 64413 | IL | ENC | RFC |  | 22 | 2 | NAICS-22 Non-Cogen | PV | SUN | SUN | PJM | 7397 | 2168 | 2022
solar pv | TRUE | 64972 | N | . | Prophet CSG | Prophet Solar, LLC | 64412 | IL | ENC | RFC |  | 22 | 2 | NAICS-22 Non-Cogen | PV | SUN | SUN | PJM | 13835 | 4055 | 2022
solar pv | TRUE | 64973 | N | . | Gala (CSG) | Gala Solar, LLC | 64411 | IL | ENC | RFC |  | 22 | 2 | NAICS-22 Non-Cogen | PV | SUN | SUN | PJM | 9161 | 2685 | 2022
solar pv | TRUE | 64975 | N | . | Park St | Greenbacker Renewable Energy Corporation | 60025 | VT | NEW | NPCC |  | 22 | 2 | NAICS-22 Non-Cogen | PV | SUN | SUN | ISNE | 10005 | 2932 | 2022
solar pv | TRUE | 64976 | N | . | Spooner Solar Array | AEP Onsite Partners, LLC | 60571 | WI | ENC | MRO |  | 22 | 2 | NAICS-22 Non-Cogen | PV | SUN | SUN | MISO | 12079 | 3540 | 2022
solar pv | TRUE | 64977 | N | . | Torrington Solar One, LLC | DG Connecticut III, LLC | 64426 | CT | NEW | NPCC |  | 22 | 2 | NAICS-22 Non-Cogen | PV | SUN | SUN | ISNE | 12527 | 3671 | 2022
solar pv | TRUE | 64978 | N | . | Bristol Solar One, LLC | DG Connecticut III, LLC | 64426 | CT | NEW | NPCC |  | 22 | 2 | NAICS-22 Non-Cogen | PV | SUN | SUN | ISNE | 18860 | 5527 | 2022
solar pv | TRUE | 64979 | N | . | Watertown Solar One, LLC | DG Connecticut III, LLC | 64426 | CT | NEW | NPCC |  | 22 | 2 | NAICS-22 Non-Cogen | PV | SUN | SUN | ISNE | 11560 | 3388 | 2022
other | FALSE | 64980 | N | . | UMass Boston | UMass Boston | 64427 | MA | NEW | NPCC |  | 611 | 4 | Commercial NAICS Non-Cogen | BA | MWH | OTH | ISNE | 0 | -21 | 2022
petroleum | FALSE | 64980 | N | . | UMass Boston | UMass Boston | 64427 | MA | NEW | NPCC |  | 611 | 4 | Commercial NAICS Non-Cogen | IC | DFO | DFO | ISNE | 686 | 62 | 2022
solar pv | FALSE | 64980 | N | . | UMass Boston | UMass Boston | 64427 | MA | NEW | NPCC |  | 611 | 4 | Commercial NAICS Non-Cogen | PV | SUN | SUN | ISNE | 4089 | 1198 | 2022
solar pv | TRUE | 64982 | N | . | West Plains Solar I | Evergy, Inc. | 64428 | MO | WNC | SERC |  | 22 | 2 | NAICS-22 Non-Cogen | PV | SUN | SUN | SWPP | 48925 | 14339 | 2022
solar pv | TRUE | 64984 | N | . | Waterloo Solar (IA) | MidAmerican Energy Co | 12341 | IA | WNC | MRO |  | 22 | 1 | Electric Utility | PV | SUN | SUN | MISO | 17715 | 5192 | 2022
solar pv | TRUE | 64985 | N | . | Johnson County Hills Solar | MidAmerican Energy Co | 12341 | IA | WNC | MRO |  | 22 | 1 | Electric Utility | PV | SUN | SUN | MISO | 18520 | 5428 | 2022
solar pv | TRUE | 64986 | N | . | Franklin County Solar | MidAmerican Energy Co | 12341 | IA | WNC | MRO |  | 22 | 1 | Electric Utility | PV | SUN | SUN | MISO | 40494 | 11868 | 2022
solar pv | TRUE | 64987 | N | . | USS Foley Solar LLC | United States Solar Corporation | 65173 | MN | WNC | MRO |  | 22 | 2 | NAICS-22 Non-Cogen | PV | SUN | SUN | MISO | 3490 | 1023 | 2022
solar pv | TRUE | 64988 | N | . | USS Prokosch Solar LLC | United States Solar Corporation | 65173 | MN | WNC | MRO |  | 22 | 2 | NAICS-22 Non-Cogen | PV | SUN | SUN | MISO | 4581 | 1343 | 2022
solar pv | TRUE | 64989 | N | . | USS Rosebud Solar LLC | United States Solar Corporation | 65173 | MN | WNC | MRO |  | 22 | 2 | NAICS-22 Non-Cogen | PV | SUN | SUN | MISO | 2597 | 761 | 2022
solar pv | TRUE | 64990 | N | . | Medin CSG | Madison Energy Holdings LLC | 62915 | MN | WNC | MRO |  | 22 | 2 | NAICS-22 Non-Cogen | PV | SUN | SUN | MISO | 6199 | 1817 | 2022
solar pv | TRUE | 64991 | N | . | Johnson CSG 1 | Madison Energy Holdings LLC | 62915 | MN | WNC | MRO |  | 22 | 2 | NAICS-22 Non-Cogen | PV | SUN | SUN | MISO | 5743 | 1683 | 2022
solar pv | TRUE | 64992 | N | . | Cornillie Solar CSG | Madison Energy Holdings LLC | 62915 | MN | WNC | MRO |  | 22 | 2 | NAICS-22 Non-Cogen | PV | SUN | SUN | MISO | 5628 | 1649 | 2022
other | TRUE | 64993 | N | . | BigBeau Solar, LLC | Big Beau Solar, LLC | 64424 | CA | PACC | WECC |  | 22 | 2 | NAICS-22 Non-Cogen | BA | MWH | OTH | CISO | 0 | 0 | 2022
solar pv | TRUE | 64993 | N | . | BigBeau Solar, LLC | Big Beau Solar, LLC | 64424 | CA | PACC | WECC |  | 22 | 2 | NAICS-22 Non-Cogen | PV | SUN | SUN | CISO | 1223230 | 358508.09 | 2022
solar pv | FALSE | 64994 | N | . | Sacramento Point West Medical Offices | KP Sacramento Point West Medical Offices Solar, LLC | 64746 | CA | PACC | WECC |  | 621 | 4 | Commercial NAICS Non-Cogen | PV | SUN | SUN | BANC | 8182 | 2398 | 2022
solar pv | TRUE | 65002 | N | . | SSI West Riverside Landfill LLC | Standard Solar | 60531 | CA | PACC | WECC |  | 22 | 2 | NAICS-22 Non-Cogen | PV | SUN | SUN | LDWP | 17684 | 5183 | 2022
solar pv | TRUE | 65003 | N | . | MN CSG 2019-16 LLC | MN CSG 2019-16 LLC | 64441 | MN | WNC | MRO |  | 22 | 2 | NAICS-22 Non-Cogen | PV | SUN | SUN | MISO | 4820 | 1413 | 2022
solar pv | TRUE | 65005 | N | . | Albertsons at Melrose Park | ESIL-AL-Melrose, LLC | 64440 | IL | ENC | RFC |  | 22 | 2 | NAICS-22 Non-Cogen | PV | SUN | SUN | PJM | 5384 | 1578 | 2022
solar pv | TRUE | 65009 | N | . | Bear Creek | Wisconsin Power & Light Co | 20856 | WI | ENC | MRO |  | 22 | 1 | Electric Utility | PV | SUN | SUN | MISO | 43762 | 12826 | 2022
solar pv | TRUE | 65010 | N | . | North Rock | Wisconsin Power & Light Co | 20856 | WI | ENC | MRO |  | 22 | 1 | Electric Utility | PV | SUN | SUN | MISO | 30404 | 8911 | 2022
solar pv | TRUE | 65011 | N | . | Wood County | Wisconsin Power & Light Co | 20856 | WI | ENC | MRO |  | 22 | 1 | Electric Utility | PV | SUN | SUN | MISO | 18572 | 5443 | 2022
solar pv | TRUE | 65013 | N | . | Marengo Solar | DG Illinois Solar, LLC | 63505 | IL | ENC | MRO |  | 22 | 2 | NAICS-22 Non-Cogen | PV | SUN | SUN | PJM | 11822 | 3465 | 2022
other | TRUE | 65015 | N | . | ASD Wallum MA Solar LLC(CSG) | ASD Wallum MA Solar LLC | 65500 | MA | NEW | NPCC |  | 22 | 2 | NAICS-22 Non-Cogen | BA | MWH | OTH | ISNE | 0 | -14 | 2022
solar pv | TRUE | 65015 | N | . | ASD Wallum MA Solar LLC(CSG) | ASD Wallum MA Solar LLC | 65500 | MA | NEW | NPCC |  | 22 | 2 | NAICS-22 Non-Cogen | PV | SUN | SUN | ISNE | 27641 | 8101 | 2022
solar pv | TRUE | 65016 | N | . | Gardy's Mill Solar | Gardy's Mill Solar, LLC | 64448 | VA | SAT | SERC |  | 22 | 2 | NAICS-22 Non-Cogen | PV | SUN | SUN | PJM | 71181 | 20862 | 2022
solar pv | TRUE | 65022 | N | . | Briel Solar Farm | Briel Solar Farm, LLC | 64447 | VA | SAT | SERC |  | 22 | 2 | NAICS-22 Non-Cogen | PV | SUN | SUN | PJM | 138935 | 40720 | 2022
natural gas peaker | TRUE | 65026 | N | . | HEB00292 | Texas Microgrid, LLC | 64449 | TX | WSC | TRE |  | 22 | 2 | NAICS-22 Non-Cogen | IC | NG | NG | ERCO | 3664 | 259 | 2022
other | TRUE | 65029 | N | . | Bissell Solar and Battery Generator | Consumers Energy Co | 4254 | MI | ENC | RFC |  | 22 | 1 | Electric Utility | BA | MWH | OTH | MISO | 0 | -19 | 2022
solar pv | TRUE | 65029 | N | . | Bissell Solar and Battery Generator | Consumers Energy Co | 4254 | MI | ENC | RFC |  | 22 | 1 | Electric Utility | PV | SUN | SUN | MISO | 3417 | 1002 | 2022
solar pv | TRUE | 65032 | N | . | Sun Mountain Solar 1 | Lightsource Renewable Energy Asset Management, LLC | 62842 | CO | MTN | WECC |  | 22 | 2 | NAICS-22 Non-Cogen | PV | SUN | SUN | PSCO | 77616 | 22748 | 2022
hydro | TRUE | 65033 | N | . | Kings River Syphon | Orange Cove Irrigation District | 64456 | CA | PACC | WECC |  | 22 | 2 | NAICS-22 Non-Cogen | HY | WAT | HYC | CISO | 4472 | 1311 | 2022
solar pv | TRUE | 65036 | N | . | Cotton Creek Solar Energy Center | Florida Power & Light Co | 6452 | FL | SAT | SERC |  | 22 | 1 | Electric Utility | PV | SUN | SUN | SOCO | 504584 | 147886 | 2022
solar pv | TRUE | 65037 | N | . | Sawgrass Solar Energy Center | Florida Power & Light Co | 6452 | FL | SAT | SERC |  | 22 | 1 | Electric Utility | PV | SUN | SUN | FPL | 512416 | 150180 | 2022
solar pv | TRUE | 65038 | N | . | Ghost Orchid Solar Energy Center | Florida Power & Light Co | 6452 | FL | SAT | SERC |  | 22 | 1 | Electric Utility | PV | SUN | SUN | FPL | 509546 | 149339 | 2022
solar pv | TRUE | 65039 | N | . | Sundew | Florida Power & Light Co | 6452 | FL | SAT | SERC |  | 22 | 1 | Electric Utility | PV | SUN | SUN | FPL | 535724 | 157012 | 2022
solar pv | TRUE | 65040 | N | . | Immokalee | Florida Power & Light Co | 6452 | FL | SAT | SERC |  | 22 | 1 | Electric Utility | PV | SUN | SUN | FPL | 544740 | 159654 | 2022
solar pv | TRUE | 65041 | N | . | Elder Branch | Florida Power & Light Co | 6452 | FL | SAT | SERC |  | 22 | 1 | Electric Utility | PV | SUN | SUN | FPL | 624485 | 183026 | 2022
solar pv | TRUE | 65042 | N | . | Grove | Florida Power & Light Co | 6452 | FL | SAT | SERC |  | 22 | 1 | Electric Utility | PV | SUN | SUN | FPL | 540226 | 158331 | 2022
onshore wind | TRUE | 65048 | N | . | Hubbard Wind | Hubbard Wind LLC | 64468 | TX | WSC | TRE |  | 22 | 2 | NAICS-22 Non-Cogen | WT | WND | WND | ERCO | 3846919 | 1127468 | 2022
other | TRUE | 65053 | N | . | Blythe Mesa Solar II | Blythe Mesa Solar II, LLC | 64459 | CA | PACC | WECC |  | 22 | 2 | NAICS-22 Non-Cogen | BA | MWH | OTH | CISO | 0 | 0 | 2022
solar pv | TRUE | 65053 | N | . | Blythe Mesa Solar II | Blythe Mesa Solar II, LLC | 64459 | CA | PACC | WECC |  | 22 | 2 | NAICS-22 Non-Cogen | PV | SUN | SUN | CISO | 111907 | 32798 | 2022
other | TRUE | 65054 | N | . | 71 Charlotte Furnace Rd Hybrid(CSG) | 71CFR WHAM8 Solar, LLC | 64470 | MA | NEW | NPCC |  | 22 | 2 | NAICS-22 Non-Cogen | BA | MWH | OTH | ISNE | 0 | 0 | 2022
solar pv | TRUE | 65054 | N | . | 71 Charlotte Furnace Rd Hybrid(CSG) | 71CFR WHAM8 Solar, LLC | 64470 | MA | NEW | NPCC |  | 22 | 2 | NAICS-22 Non-Cogen | PV | SUN | SUN | ISNE | 8858 | 2596 | 2022
other | TRUE | 65055 | N | . | 77 Farm to Market Rd Hybrid(CSG) | 77F2M WHAM8 Solar, LLC | 64471 | MA | NEW | NPCC |  | 22 | 2 | NAICS-22 Non-Cogen | BA | MWH | OTH | ISNE | 0 | 0 | 2022
solar pv | TRUE | 65055 | N | . | 77 Farm to Market Rd Hybrid(CSG) | 77F2M WHAM8 Solar, LLC | 64471 | MA | NEW | NPCC |  | 22 | 2 | NAICS-22 Non-Cogen | PV | SUN | SUN | ISNE | 7658 | 2244 | 2022
other | TRUE | 65056 | N | . | 160 Tihonet Rd Hybrid(CSG) | 160TIH WHAM8 Solar, LLC | 64472 | MA | NEW | NPCC |  | 22 | 2 | NAICS-22 Non-Cogen | BA | MWH | OTH | ISNE | 0 | -1 | 2022
solar pv | TRUE | 65056 | N | . | 160 Tihonet Rd Hybrid(CSG) | 160TIH WHAM8 Solar, LLC | 64472 | MA | NEW | NPCC |  | 22 | 2 | NAICS-22 Non-Cogen | PV | SUN | SUN | ISNE | 9136 | 2678 | 2022
other | TRUE | 65057 | N | . | 299 Farm to Market Rd Hybrid(CSG) | 299F2M WHAM8 Solar, LLC | 64473 | MA | NEW | NPCC |  | 22 | 2 | NAICS-22 Non-Cogen | BA | MWH | OTH | ISNE | 0 | 0 | 2022
solar pv | TRUE | 65057 | N | . | 299 Farm to Market Rd Hybrid(CSG) | 299F2M WHAM8 Solar, LLC | 64473 | MA | NEW | NPCC |  | 22 | 2 | NAICS-22 Non-Cogen | PV | SUN | SUN | ISNE | 5109 | 1497 | 2022
onshore wind | TRUE | 65059 | N | . | Niyol Wind, LLC | Niyol Wind, LLC | 64461 | CO | MTN | WECC |  | 22 | 2 | NAICS-22 Non-Cogen | WT | WND | WND | WACM | 2984474 | 874699 | 2022
solar pv | TRUE | 65068 | N | . | Walkerton | Indiana Municipal Power Agency | 9234 | IN | ENC | RFC |  | 22 | 1 | Electric Utility | PV | SUN | SUN | MISO | 2531 | 742 | 2022
solar pv | TRUE | 65069 | N | . | Linton | Indiana Municipal Power Agency | 9234 | IN | ENC | RFC |  | 22 | 1 | Electric Utility | PV | SUN | SUN | MISO | 15228 | 4463 | 2022
solar pv | FALSE | 65071 | N | . | Buffalo NY GigaFactory | Tesla Inc. | 60947 | NY | MAT | NPCC |  | 335 | 6 | Industrial NAICS Non-Cogen | PV | SUN | SUN | NYIS | 8895 | 2607 | 2022
solar pv | FALSE | 65072 | N | . | Fremont CA AutoFactory | Tesla Inc. | 60947 | CA | PACC | WECC |  | 336 | 6 | Industrial NAICS Non-Cogen | PV | SUN | SUN | CISO | 1858 | 545 | 2022
solar pv | TRUE | 65075 | N | . | Everson Garden | Everson Garden LLC | 64482 | MN | WNC | MRO |  | 22 | 2 | NAICS-22 Non-Cogen | PV | SUN | SUN | MISO | 5587 | 1637 | 2022
solar pv | TRUE | 65083 | N | . | Halifax Solar | NuGen Capital Management | 59254 | MA | NEW | NPCC |  | 22 | 2 | NAICS-22 Non-Cogen | PV | SUN | SUN | ISNE | 13885 | 4070 | 2022
solar pv | TRUE | 65084 | N | . | Pitkin County Solar | Coolangatta Solar LLC | 64487 | CO | MTN | WECC |  | 22 | 2 | NAICS-22 Non-Cogen | PV | SUN | SUN | WACM | 40108 | 11755 | 2022
solar pv | TRUE | 65085 | N | . | 580 River Solar | NuGen Capital Management | 59254 | MA | NEW | NPCC |  | 22 | 2 | NAICS-22 Non-Cogen | PV | SUN | SUN | ISNE | 16402 | 4807 | 2022
solar pv | TRUE | 65086 | N | . | Bremen | Indiana Municipal Power Agency | 9234 | IN | ENC | RFC |  | 22 | 1 | Electric Utility | PV | SUN | SUN | MISO | 1788 | 524 | 2022
solar pv | TRUE | 65087 | N | . | Shamrock Solar LLC | Greenbacker Renewable Energy Corporation | 60025 | WI | ENC | MRO |  | 22 | 2 | NAICS-22 Non-Cogen | PV | SUN | SUN | MISO | 16089 | 4716 | 2022
solar pv | TRUE | 65088 | N | . | Stromland Solar | Greenbacker Renewable Energy Corporation | 60025 | WI | ENC | MRO |  | 22 | 2 | NAICS-22 Non-Cogen | PV | SUN | SUN | MISO | 16289 | 4774 | 2022
solar pv | TRUE | 65089 | N | . | Foothill Sanitary Landfill - Solar Array | Ameresco San Joaquin Solar LLC | 64485 | CA | PACC | WECC |  | 22 | 2 | NAICS-22 Non-Cogen | PV | SUN | SUN | PACW | 27814 | 8152 | 2022
solar pv | TRUE | 65091 | N | . | IGS KSBD | Greenbacker Renewable Energy Corporation | 60025 | CA | PACC | WECC |  | 22 | 2 | NAICS-22 Non-Cogen | PV | SUN | SUN | CISO | 23165 | 6789 | 2022
solar pv | TRUE | 65092 | N | . | 115 G Fisher | Greenbacker Renewable Energy Corporation | 60025 | MA | NEW | NPCC |  | 22 | 2 | NAICS-22 Non-Cogen | PV | SUN | SUN | ISNE | 5244 | 1537 | 2022
solar pv | TRUE | 65093 | N | . | 154 D Fisher | Greenbacker Renewable Energy Corporation | 60025 | MA | NEW | NPCC |  | 22 | 2 | NAICS-22 Non-Cogen | PV | SUN | SUN | ISNE | 5448 | 1597 | 2022
solar pv | TRUE | 65094 | N | . | Jackson Legler Solar 1 LLC | Greenbacker Renewable Energy Corporation | 60025 | NJ | MAT | NPCC |  | 22 | 2 | NAICS-22 Non-Cogen | PV | SUN | SUN | PJM | 10480 | 3071 | 2022
solar pv | TRUE | 65095 | N | . | Mt Arlington Solar 1 LLC | Greenbacker Renewable Energy Corporation | 60025 | NJ | MAT | NPCC |  | 22 | 2 | NAICS-22 Non-Cogen | PV | SUN | SUN | PJM | 6080 | 1782 | 2022
solar pv | TRUE | 65103 | N | . | Jicarilla Solar 2 | Jicarilla Solar 2 LLC | 64493 | NM | MTN | WECC |  | 22 | 2 | NAICS-22 Non-Cogen | PV | SUN | SUN | PNM | 370654 | 108633 | 2022
solar pv | TRUE | 65110 | N | . | Ridgeback | Ridgeback Solar, LLC | 64502 | NC | SAT | SERC |  | 22 | 2 | NAICS-22 Non-Cogen | PV | SUN | SUN | CPLE | 12365 | 3624 | 2022
solar pv | TRUE | 65111 | N | . | Thunderhead | Thunderhead Solar, LLC | 64501 | NC | SAT | SERC |  | 22 | 2 | NAICS-22 Non-Cogen | PV | SUN | SUN | CPLE | 11189 | 3279 | 2022
solar pv | TRUE | 65112 | N | . | River Road | Norridgewock River Road Solar, LLC | 64500 | ME | NEW | NPCC |  | 22 | 2 | NAICS-22 Non-Cogen | PV | SUN | SUN | ISNE | 24142 | 7076 | 2022
other | TRUE | 65114 | N | . | 196 Tremont St(CSG) | 196TRE WHAM8 Solar, LLC | 64420 | MA | NEW | NPCC |  | 22 | 2 | NAICS-22 Non-Cogen | BA | MWH | OTH | ISNE | 0 | 0 | 2022
solar pv | TRUE | 65114 | N | . | 196 Tremont St(CSG) | 196TRE WHAM8 Solar, LLC | 64420 | MA | NEW | NPCC |  | 22 | 2 | NAICS-22 Non-Cogen | PV | SUN | SUN | ISNE | 361 | 106 | 2022
solar pv | TRUE | 65122 | N | . | NY8 - Branscomb Solar | MN8 Energy LLC | 61944 | NY | MAT | NPCC |  | 22 | 2 | NAICS-22 Non-Cogen | PV | SUN | SUN | NYIS | 112306 | 32915 | 2022
solar pv | TRUE | 65124 | N | . | NY8 - Regan Solar | MN8 Energy LLC | 61944 | NY | MAT | NPCC |  | 22 | 2 | NAICS-22 Non-Cogen | PV | SUN | SUN | NYIS | 1641 | 481 | 2022
solar pv | TRUE | 65125 | N | . | NY8 - Puckett Solar | MN8 Energy LLC | 61944 | NY | MAT | NPCC |  | 22 | 2 | NAICS-22 Non-Cogen | PV | SUN | SUN | NYIS | 18756 | 5497 | 2022
solar pv | TRUE | 65127 | N | . | AES Belleville Solar LLC | AES Distributed Energy | 61012 | IL | ENC | SERC |  | 22 | 2 | NAICS-22 Non-Cogen | PV | SUN | SUN | MISO | 51030 | 14956 | 2022
onshore wind | TRUE | 65129 | N | . | Jayhawk Wind Energy Center | Invenergy Services LLC | 49893 | KS | WNC | MRO |  | 22 | 2 | NAICS-22 Non-Cogen | WT | WND | WND | SWPP | 2305921 | 675827 | 2022
solar pv | TRUE | 65130 | N | . | City of Bowie | Tesla Inc. | 60947 | MD | SAT | RFC |  | 22 | 2 | NAICS-22 Non-Cogen | PV | SUN | SUN | PJM | 13020 | 3816 | 2022
solar pv | TRUE | 65131 | N | . | Fremont - Kato Rd | Tesla Inc. | 60947 | CA | PACC | WECC |  | 22 | 2 | NAICS-22 Non-Cogen | PV | SUN | SUN | CISO | 8379 | 2456 | 2022
other | TRUE | 65132 | N | . | University of the Pacific | The Greater Light USA LLC | 65155 | CA | PACC | WECC |  | 22 | 2 | NAICS-22 Non-Cogen | BA | MWH | OTH | CISO | 0 | 0 | 2022
solar pv | TRUE | 65132 | N | . | University of the Pacific | The Greater Light USA LLC | 65155 | CA | PACC | WECC |  | 22 | 2 | NAICS-22 Non-Cogen | PV | SUN | SUN | CISO | 17617 | 5163 | 2022
solar pv | TRUE | 65135 | N | . | ER Bone Hill Solar, LLC | Greenbacker Renewable Energy Corporation | 60025 | VT | NEW | NPCC |  | 22 | 2 | NAICS-22 Non-Cogen | PV | SUN | SUN | ISNE | 1767 | 518 | 2022
other | TRUE | 65140 | N | . | Crimson | RE Crimson LLC | 64513 | CA | PACC | WECC |  | 22 | 2 | NAICS-22 Non-Cogen | BA | MWH | OTH | CISO | 0 | -15287 | 2022
onshore wind | TRUE | 65143 | N | . | Big Turtle Wind Farm 2 | Heritage Sustainable Energy. LLC | 62870 | MI | ENC | RFC |  | 22 | 2 | NAICS-22 Non-Cogen | WT | WND | WND | MISO | 376532 | 110355 | 2022
solar pv | TRUE | 65152 | N | . | Clinton Solar | Ecos Energy LLC | 58135 | CT | NEW | NPCC |  | 22 | 2 | NAICS-22 Non-Cogen | PV | SUN | SUN | ISNE | 5985 | 1754 | 2022
other | TRUE | 65154 | N | . | UMass PV Lot 22 | Consolidated Edison Development Inc. | 56769 | MA | NEW | NPCC |  | 22 | 2 | NAICS-22 Non-Cogen | BA | MWH | OTH | ISNE | 0 | 0 | 2022
solar pv | TRUE | 65154 | N | . | UMass PV Lot 22 | Consolidated Edison Development Inc. | 56769 | MA | NEW | NPCC |  | 22 | 2 | NAICS-22 Non-Cogen | PV | SUN | SUN | ISNE | 1706 | 500 | 2022
onshore wind | TRUE | 65162 | N | . | Lacy Creek Wind Energy Center | Lacy Creek Wind, LLC | 64533 | TX | WSC | TRE |  | 22 | 2 | NAICS-22 Non-Cogen | WT | WND | WND | ERCO | 266344 | 78061 | 2022
solar pv | TRUE | 65163 | N | . | Orioles Community Solar | Azimuth 180 Solar Electric, LLC | 64516 | NY | MAT | NPCC |  | 22 | 2 | NAICS-22 Non-Cogen | PV | SUN | SUN | NYIS | 0 | 0 | 2022
solar pv | TRUE | 65166 | N | . | ER Center Road Solar, LLC | Greenbacker Renewable Energy Corporation | 60025 | VT | NEW | NPCC |  | 22 | 2 | NAICS-22 Non-Cogen | PV | SUN | SUN | ISNE | 2907 | 852 | 2022
solar pv | TRUE | 65167 | N | . | Hudson County Solar | Greenbacker Renewable Energy Corporation | 60025 | NJ | MAT | RFC |  | 22 | 2 | NAICS-22 Non-Cogen | PV | SUN | SUN | PJM | 3558 | 1043 | 2022
solar pv | TRUE | 65168 | N | . | Five H Farms Solar Array | Maas Energy Works | 59213 | CA | PACC | WECC |  | 22 | 2 | NAICS-22 Non-Cogen | PV | SUN | SUN | CISO | 5114 | 1499 | 2022
solar pv | FALSE | 65169 | N | . | Van der Kooi Dairy Solary Array | Maas Energy Works | 59213 | CA | PACC | WECC |  | 115 | 6 | Industrial NAICS Non-Cogen | PV | SUN | SUN | CISO | 11139 | 3265 | 2022
other | TRUE | 65174 | N | . | Cranberry Highway Solar LLC | Cranberry Highway Solar, LLC | 64534 | MA | NEW | NPCC |  | 22 | 2 | NAICS-22 Non-Cogen | BA | MWH | OTH | ISNE | 0 | 43 | 2022
solar pv | TRUE | 65174 | N | . | Cranberry Highway Solar LLC | Cranberry Highway Solar, LLC | 64534 | MA | NEW | NPCC |  | 22 | 2 | NAICS-22 Non-Cogen | PV | SUN | SUN | ISNE | 11066 | 3243 | 2022
solar pv | TRUE | 65175 | N | . | ENGIE 2019 ProjectCo-MA1, LLC | ENGIE 2019 ProjectCo MA-1, LLC | 64535 | MA | NEW | NPCC |  | 22 | 2 | NAICS-22 Non-Cogen | PV | SUN | SUN | ISNE | 22269 | 6527 | 2022
solar pv | TRUE | 65176 | N | . | WW-DC Solar 1, LLC | Greenbacker Renewable Energy Corporation | 60025 | DC | SAT | RFC |  | 22 | 2 | NAICS-22 Non-Cogen | PV | SUN | SUN | PJM | 4798 | 1406 | 2022
solar pv | FALSE | 65177 | N | . | Donaghy-Stockton | Donaghy Sales Inc. | 64538 | CA | PACC | WECC |  | 493 | 4 | Commercial NAICS Non-Cogen | PV | SUN | SUN | CISO | 8360 | 2450 | 2022
solar pv | TRUE | 65178 | N | . | Mtn. Solar 4 (CSG) | Standard Solar | 60531 | CO | MTN | WECC |  | 22 | 2 | NAICS-22 Non-Cogen | PV | SUN | SUN | PSCO | 11179 | 3277 | 2022
solar pv | TRUE | 65182 | N | . | CSP Los Angeles | Ecoplexus, Inc | 58970 | CA | PACC | WECC |  | 22 | 2 | NAICS-22 Non-Cogen | PV | SUN | SUN | CISO | 1996 | 585 | 2022
solar pv | TRUE | 65183 | N | . | Norton LLC | Greenbacker Renewable Energy Corporation | 60025 | MA | NEW | NPCC |  | 22 | 2 | NAICS-22 Non-Cogen | PV | SUN | SUN | ISNE | 15822 | 4637 | 2022
solar pv | TRUE | 65184 | N | . | Holliston LLC | Greenbacker Renewable Energy Corporation | 60025 | MA | NEW | NPCC |  | 22 | 2 | NAICS-22 Non-Cogen | PV | SUN | SUN | ISNE | 7148 | 2095 | 2022
solar pv | TRUE | 65185 | N | . | Broadway 3 - Tucson Phase I | MN8 Energy LLC | 61944 | AZ | MTN | WECC |  | 22 | 2 | NAICS-22 Non-Cogen | PV | SUN | SUN | TEPC | 6523 | 1912 | 2022
solar pv | TRUE | 65186 | N | . | Broadway 3 - UC Merced 1 | MN8 Energy LLC | 61944 | CA | PACC | WECC |  | 22 | 2 | NAICS-22 Non-Cogen | PV | SUN | SUN | CISO | 6023 | 1765 | 2022
solar pv | TRUE | 65187 | N | . | Broadway 3 - UCSB Lot 38 | MN8 Energy LLC | 61944 | CA | PACC | WECC |  | 22 | 2 | NAICS-22 Non-Cogen | PV | SUN | SUN | CISO | 11227 | 3291 | 2022
solar pv | TRUE | 65188 | N | . | Broadway 4 - Target Shafter | MN8 Energy LLC | 61944 | CA | PACC | WECC |  | 22 | 2 | NAICS-22 Non-Cogen | PV | SUN | SUN | CISO | 10953 | 3210 | 2022
solar pv | TRUE | 65189 | N | . | West Village Solar - Array 1Community Solar | CHF-Davis I, LLC | 64539 | CA | PACC | WECC |  | 22 | 2 | NAICS-22 Non-Cogen | PV | SUN | SUN | CISO | 0 | 0 | 2022
solar pv | TRUE | 65190 | N | . | West Village Solar - Array 2 Community Solar | CHF-Davis I, LLC | 64539 | CA | PACC | WECC |  | 22 | 2 | NAICS-22 Non-Cogen | PV | SUN | SUN | CISO | 0 | 0 | 2022
other | TRUE | 65191 | N | . | University of San Diego | Bloom Energy 2009 PPA | 56778 | CA | PACC | WECC |  | 22 | 2 | NAICS-22 Non-Cogen | FC | NG | NG | CISO | 50971 | 6992 | 2022
other | TRUE | 65192 | N | . | AT&T San Diego | Bloom Energy | 57128 | CA | PACC | WECC |  | 22 | 2 | NAICS-22 Non-Cogen | FC | NG | NG | CISO | 33945 | 4332 | 2022
other | TRUE | 65193 | N | . | CalTech - Pasadena (PPA) | Bloom Energy 2009 PPA | 56778 | CA | PACC | WECC |  | 22 | 2 | NAICS-22 Non-Cogen | FC | NG | NG | CISO | 49008 | 6691 | 2022
other | TRUE | 65194 | N | . | AT&T Middletown | Bloom Energy 2009 PPA | 56778 | NJ | MAT | NPCC |  | 22 | 2 | NAICS-22 Non-Cogen | FC | NG | NG | PJM | 104480 | 14391 | 2022
other | TRUE | 65196 | N | . | SCC - San Jose | Bloom Energy | 57128 | CA | PACC | WECC |  | 22 | 2 | NAICS-22 Non-Cogen | FC | NG | NG | CISO | 55432 | 7355 | 2022
other | TRUE | 65197 | N | . | Medtronic - New Haven 2 | Bloom Energy | 57128 | CT | NEW | NPCC |  | 22 | 2 | NAICS-22 Non-Cogen | FC | NG | NG | ISNE | 132222 | 19193 | 2022
other | TRUE | 65198 | N | . | Medtronic - New Haven | Bloom Energy | 57128 | CT | NEW | NPCC |  | 22 | 2 | NAICS-22 Non-Cogen | FC | NG | NG | ISNE | 120286 | 17244 | 2022
other | TRUE | 65199 | N | . | Keysight - Santa Rosa | Bloom Energy | 57128 | CA | PACC | WECC |  | 22 | 2 | NAICS-22 Non-Cogen | FC | NG | NG | CISO | 236040 | 33024 | 2022
other | TRUE | 65200 | N | . | DirecTV - Los Angeles | Bloom Energy | 57128 | CA | PACC | WECC |  | 22 | 2 | NAICS-22 Non-Cogen | FC | NG | NG | CISO | 50512 | 6934 | 2022
other | TRUE | 65201 | N | . | Certain Solar - Staten Island | Bloom Energy | 57128 | NY | MAT | NPCC |  | 22 | 2 | NAICS-22 Non-Cogen | FC | NG | NG | NYIS | 419336 | 61045 | 2022
other | TRUE | 65202 | N | . | CalTech - Pasadena | Bloom Energy | 57128 | CA | PACC | WECC |  | 22 | 2 | NAICS-22 Non-Cogen | FC | NG | NG | CISO | 49942 | 6916 | 2022
other | TRUE | 65203 | N | . | Beckton Dickenson - San Jose | Bloom Energy | 57128 | CA | PACC | WECC |  | 22 | 2 | NAICS-22 Non-Cogen | FC | NG | NG | CISO | 50652 | 6959 | 2022
other | TRUE | 65204 | N | . | AT&T - Redwood City | Bloom Energy | 57128 | CA | PACC | WECC |  | 22 | 2 | NAICS-22 Non-Cogen | FC | NG | NG | CISO | 47364 | 6071 | 2022
other | TRUE | 65205 | N | . | AT&T - Gardena | Bloom Energy | 57128 | CA | PACC | WECC |  | 22 | 2 | NAICS-22 Non-Cogen | FC | NG | NG | CISO | 7464 | 1063 | 2022
other | TRUE | 65206 | N | . | AT&T - Hawthorne | Bloom Energy | 57128 | CA | PACC | WECC |  | 22 | 2 | NAICS-22 Non-Cogen | FC | NG | NG | CISO | 37593 | 4814 | 2022
other | TRUE | 65208 | N | . | AT&T - Hayward | Bloom Energy | 57128 | CA | PACC | WECC |  | 22 | 2 | NAICS-22 Non-Cogen | FC | NG | NG | CISO | 51754 | 7114 | 2022
other | TRUE | 65209 | N | . | Equinix - Billerica | Bloom Energy | 57128 | MA | NEW | NPCC |  | 22 | 2 | NAICS-22 Non-Cogen | FC | NG | NG | ISNE | 109198 | 16000 | 2022
other | TRUE | 65210 | N | . | Enloe Medical - Chico | Bloom Energy | 57128 | CA | PACC | WECC |  | 22 | 2 | NAICS-22 Non-Cogen | FC | NG | NG | CISO | 95254 | 14289 | 2022
other | TRUE | 65211 | N | . | Comcast - Universal City | Bloom Energy | 57128 | CA | PACC | WECC |  | 22 | 2 | NAICS-22 Non-Cogen | FC | NG | NG | CISO | 51551 | 7751 | 2022
other | TRUE | 65212 | N | . | Altice - Hicksville | Bloom Energy | 57128 | NY | MAT | RFC |  | 22 | 2 | NAICS-22 Non-Cogen | FC | NG | NG | NYIS | 115745 | 17462 | 2022
other | TRUE | 65213 | N | . | Altice - Parsippany | Bloom Energy | 57128 | NJ | MAT | RFC |  | 22 | 2 | NAICS-22 Non-Cogen | FC | NG | NG | PJM | 111226 | 16575 | 2022
solar pv | TRUE | 65216 | N | . | Woburn | Greenbacker Renewable Energy Corporation | 60025 | MA | NEW | NPCC |  | 22 | 2 | NAICS-22 Non-Cogen | PV | SUN | SUN | ISNE | 7200 | 2110 | 2022
other | TRUE | 65217 | N | . | South Goshen Community Solar | AES Distributed Energy | 61012 | NY | MAT | NPCC |  | 22 | 2 | NAICS-22 Non-Cogen | BA | MWH | OTH | NYIS | 0 | -46 | 2022
solar pv | TRUE | 65217 | N | . | South Goshen Community Solar | AES Distributed Energy | 61012 | NY | MAT | NPCC |  | 22 | 2 | NAICS-22 Non-Cogen | PV | SUN | SUN | NYIS | 20533 | 6018 | 2022
solar pv | TRUE | 65222 | N | . | County Road 17 (CSG) | KSI II Consolidated, LLC | 63244 | NY | MAT | NPCC |  | 22 | 2 | NAICS-22 Non-Cogen | PV | SUN | SUN | NYIS | 12622 | 3700 | 2022
solar pv | TRUE | 65227 | N | . | Ameresco Danville Solar, LLC | Greenbacker Renewable Energy Corporation | 60025 | IL | ENC | SERC |  | 22 | 2 | NAICS-22 Non-Cogen | PV | SUN | SUN | MISO | 6121 | 1794 | 2022
solar pv | TRUE | 65228 | N | . | Red Prairie Solar | TLS Capital, Inc | 64556 | OR | PACC | WECC |  | 22 | 2 | NAICS-22 Non-Cogen | PV | SUN | SUN | PGE | 14257 | 4179 | 2022
solar pv | FALSE | 65229 | N | . | OK Produce Fresno Carport | OK Produce | 64558 | CA | PACC | WECC |  | 493 | 4 | Commercial NAICS Non-Cogen | PV | SUN | SUN | CISO | 5077 | 1488 | 2022
solar pv | TRUE | 65230 | N | . | Truman Solar | Truman Solar, LLC | 64546 | MO | WNC | SERC |  | 22 | 2 | NAICS-22 Non-Cogen | PV | SUN | SUN | MISO | 79476 | 23293 | 2022
solar pv | TRUE | 65232 | N | . | Chambers 3 - Lewis County | MN8 Energy LLC | 61944 | NY | MAT | NPCC |  | 22 | 2 | NAICS-22 Non-Cogen | PV | SUN | SUN | NYIS | 7224 | 2117 | 2022
solar pv | TRUE | 65233 | N | . | Chambers 3 - Erie County Alden | MN8 Energy LLC | 61944 | NY | MAT | NPCC |  | 22 | 2 | NAICS-22 Non-Cogen | PV | SUN | SUN | NYIS | 8241 | 2416 | 2022
solar pv | TRUE | 65235 | N | . | Venture 2 - 1B | UXI CSG Venture 2 8302 LLC | 64550 | CO | MTN | WECC |  | 22 | 2 | NAICS-22 Non-Cogen | PV | SUN | SUN | PSCO | 12732 | 3731 | 2022
solar pv | TRUE | 65236 | N | . | Venture 3 - 1C | UXI CSG Venture 3 8303 LLC | 64551 | CO | MTN | WECC |  | 22 | 2 | NAICS-22 Non-Cogen | PV | SUN | SUN | PSCO | 12376 | 3627 | 2022
solar pv | TRUE | 65237 | N | . | Venture 4 - 1D | UXI CSG Venture 4 8304 LLC | 64552 | CO | MTN | WECC |  | 22 | 2 | NAICS-22 Non-Cogen | PV | SUN | SUN | PSCO | 12775 | 3744 | 2022
solar pv | TRUE | 65238 | N | . | Chambers 4 - Eastvale LGB3 | MN8 Energy LLC | 61944 | CA | PACC | WECC |  | 22 | 2 | NAICS-22 Non-Cogen | PV | SUN | SUN | CISO | 0 | 0 | 2022
other | TRUE | 65242 | N | . | Charlemont A | Charlemont MA, LLC | 64560 | MA | NEW | NPCC |  | 22 | 2 | NAICS-22 Non-Cogen | BA | MWH | OTH | ISNE | 0 | 0 | 2022
solar pv | TRUE | 65242 | N | . | Charlemont A | Charlemont MA, LLC | 64560 | MA | NEW | NPCC |  | 22 | 2 | NAICS-22 Non-Cogen | PV | SUN | SUN | ISNE | 13394 | 3926 | 2022
solar pv | TRUE | 65251 | N | . | Chambers 4 - Redland LGB4 | MN8 Energy LLC | 61944 | CA | PACC | WECC |  | 22 | 2 | NAICS-22 Non-Cogen | PV | SUN | SUN | CISO | 0 | 0 | 2022
solar pv | TRUE | 65252 | N | . | Chambers 4 - Riverside LGB6 | MN8 Energy LLC | 61944 | CA | PACC | WECC |  | 22 | 2 | NAICS-22 Non-Cogen | PV | SUN | SUN | CISO | 0 | 0 | 2022
solar pv | TRUE | 65253 | N | . | Chambers 4 - Rialto LGB8 | MN8 Energy LLC | 61944 | CA | PACC | WECC |  | 22 | 2 | NAICS-22 Non-Cogen | PV | SUN | SUN | CISO | 0 | 0 | 2022
solar pv | TRUE | 65254 | N | . | Chambers 4 - Sacramento SMF1 | MN8 Energy LLC | 61944 | CA | PACC | WECC |  | 22 | 2 | NAICS-22 Non-Cogen | PV | SUN | SUN | BANC | 0 | 0 | 2022
solar pv | TRUE | 65255 | N | . | Chambers 4 - Eastvale DCA2 | MN8 Energy LLC | 61944 | CA | PACC | WECC |  | 22 | 2 | NAICS-22 Non-Cogen | PV | SUN | SUN | CISO | 0 | 0 | 2022
solar pv | TRUE | 65256 | N | . | Chambers 4 - San Bernardino SNA7 | MN8 Energy LLC | 61944 | CA | PACC | WECC |  | 22 | 2 | NAICS-22 Non-Cogen | PV | SUN | SUN | CISO | 0 | 0 | 2022
solar pv | TRUE | 65257 | N | . | Lineage MS | Madison Energy Holdings LLC | 62915 | MS | ESC | SERC |  | 22 | 2 | NAICS-22 Non-Cogen | PV | SUN | SUN | MISO | 5128 | 1503 | 2022
solar pv | TRUE | 65258 | N | . | Wapakoneta-Pratt | Madison Energy Holdings LLC | 62915 | OH | ENC | RFC |  | 22 | 2 | NAICS-22 Non-Cogen | PV | SUN | SUN | PJM | 81050 | 23755 | 2022
other | TRUE | 65259 | N | . | Byrd Ranch Storage | Byrd Ranch Storage LLC | 64564 | TX | WSC | TRE |  | 22 | 2 | NAICS-22 Non-Cogen | BA | MWH | OTH | ERCO | 0 | 0 | 2022
natural gas peaker | TRUE | 65261 | N | . | HEB00020 | Texas Microgrid, LLC | 64449 | TX | WSC | TRE |  | 22 | 2 | NAICS-22 Non-Cogen | IC | NG | NG | ERCO | 3775 | 243 | 2022
natural gas peaker | TRUE | 65262 | N | . | HEB00028 | Texas Microgrid, LLC | 64449 | TX | WSC | TRE |  | 22 | 2 | NAICS-22 Non-Cogen | IC | NG | NG | ERCO | 4401 | 311 | 2022
natural gas peaker | TRUE | 65263 | N | . | HEB00038 | Texas Microgrid, LLC | 64449 | TX | WSC | TRE |  | 22 | 2 | NAICS-22 Non-Cogen | IC | NG | NG | ERCO | 3828 | 266 | 2022
natural gas peaker | TRUE | 65264 | N | . | HEB00054 | Texas Microgrid, LLC | 64449 | TX | WSC | TRE |  | 22 | 2 | NAICS-22 Non-Cogen | IC | NG | NG | ERCO | 3227 | 217 | 2022
natural gas peaker | TRUE | 65265 | N | . | HEB00057 | Texas Microgrid, LLC | 64449 | TX | WSC | TRE |  | 22 | 2 | NAICS-22 Non-Cogen | IC | NG | NG | ERCO | 4243 | 300 | 2022
natural gas peaker | TRUE | 65266 | N | . | HEB00070 | Texas Microgrid, LLC | 64449 | TX | WSC | TRE |  | 22 | 2 | NAICS-22 Non-Cogen | IC | NG | NG | ERCO | 3910 | 277 | 2022
natural gas peaker | TRUE | 65267 | N | . | HEB00099 | Texas Microgrid, LLC | 64449 | TX | WSC | TRE |  | 22 | 2 | NAICS-22 Non-Cogen | IC | NG | NG | ERCO | 4448 | 315 | 2022
natural gas peaker | TRUE | 65268 | N | . | HEB00109 | Texas Microgrid, LLC | 64449 | TX | WSC | TRE |  | 22 | 2 | NAICS-22 Non-Cogen | IC | NG | NG | ERCO | 4749 | 310 | 2022
natural gas peaker | TRUE | 65269 | N | . | HEB00110 | Texas Microgrid, LLC | 64449 | TX | WSC | TRE |  | 22 | 2 | NAICS-22 Non-Cogen | IC | NG | NG | ERCO | 3586 | 250 | 2022
other | TRUE | 65271 | N | . | Noble Solar | BT Noble Solar, LLC | 64568 | TX | WSC | TRE |  | 22 | 2 | NAICS-22 Non-Cogen | BA | MWH | OTH | ERCO | 0 | -2202 | 2022
solar pv | TRUE | 65271 | N | . | Noble Solar | BT Noble Solar, LLC | 64568 | TX | WSC | TRE |  | 22 | 2 | NAICS-22 Non-Cogen | PV | SUN | SUN | ERCO | 424282 | 124350 | 2022
natural gas peaker | TRUE | 65274 | N | . | HEB00182 | Texas Microgrid, LLC | 64449 | TX | WSC | TRE |  | 22 | 2 | NAICS-22 Non-Cogen | IC | NG | NG | ERCO | 3523 | 249 | 2022
solar pv | TRUE | 65276 | N | . | USS Peach Solar LLC | United States Solar Corporation | 65173 | MN | WNC | MRO |  | 22 | 2 | NAICS-22 Non-Cogen | PV | SUN | SUN | MISO | 3191 | 935 | 2022
solar pv | FALSE | 65277 | N | . | Wonderful Huller & Shellling | Wonderful Renewable Energy, LLC. | 63689 | CA | PACC | WECC |  | 111 | 6 | Industrial NAICS Non-Cogen | PV | SUN | SUN | CISO | 14576 | 4272 | 2022
solar pv | FALSE | 65278 | N | . | Wonderful Lost Hills | Wonderful Renewable Energy, LLC. | 63689 | CA | PACC | WECC |  | 111 | 6 | Industrial NAICS Non-Cogen | PV | SUN | SUN | CISO | 170199 | 49882 | 2022
solar pv | TRUE | 65279 | N | . | Fairhaven E | Fairhaven MA 1, LLC | 64561 | MA | NEW | NPCC |  | 22 | 2 | NAICS-22 Non-Cogen | PV | SUN | SUN | ISNE | 12140 | 3558 | 2022
solar pv | TRUE | 65280 | N | . | 601 Doremus CDG | Hartz Solar, LLC | 60268 | NJ | MAT | RFC |  | 22 | 2 | NAICS-22 Non-Cogen | PV | SUN | SUN | PJM | 8311 | 2436 | 2022
solar pv | TRUE | 65281 | N | . | Bomber CSG | Hampstead Solar, LLC | 64572 | MD | SAT | RFC |  | 22 | 2 | NAICS-22 Non-Cogen | PV | SUN | SUN | PJM | 38017 | 11142 | 2022
hard coal | TRUE | 65285 | N | . | Chalk Point Steam | Lanyard Power Holdings, LLC | 12653 | MD | SAT | RFC |  | 22 | 2 | NAICS-22 Non-Cogen | GT | BIT | COL | PJM | 0 | 0 | 2022
petroleum | TRUE | 65285 | N | . | Chalk Point Steam | Lanyard Power Holdings, LLC | 12653 | MD | SAT | RFC |  | 22 | 2 | NAICS-22 Non-Cogen | GT | DFO | DFO | PJM | 15253 | 1195 | 2022
solar pv | TRUE | 65287 | N | . | Barrow Solar | Ecos Energy LLC | 58135 | CT | NEW | NPCC |  | 22 | 2 | NAICS-22 Non-Cogen | PV | SUN | SUN | ISNE | 12438 | 3646 | 2022
solar pv | TRUE | 65289 | N | . | 5601 Westside CDG | Hartz Solar, LLC | 60268 | NJ | MAT | RFC |  | 22 | 2 | NAICS-22 Non-Cogen | PV | SUN | SUN | PJM | 8393 | 2460 | 2022
hydro | TRUE | 65294 | N | . | Indian River Hydro | Eagle Creek Renewable Energy, LLC | 57280 | MA | NEW | NPCC |  | 22 | 2 | NAICS-22 Non-Cogen | HY | WAT | HYC | ISNE | 10015 | 2935 | 2022
natural gas peaker | TRUE | 65295 | N | . | Bob Glanzer Generating Station | NorthWestern Energy - (SD) | 13809 | SD | WNC | MRO |  | 22 | 1 | Electric Utility | IC | NG | NG | SWPP | 341440 | 39925 | 2022
solar pv | TRUE | 65297 | N | . | DOCCS Midstate | DOCCS Midstate | 64602 | NY | MAT | NPCC |  | 22 | 2 | NAICS-22 Non-Cogen | PV | SUN | SUN | NYIS | 18962 | 5557 | 2022
solar pv | TRUE | 65298 | N | . | DOCCS Eastern | DOCCS Eastern | 64603 | NY | MAT | NPCC |  | 22 | 2 | NAICS-22 Non-Cogen | PV | SUN | SUN | NYIS | 27419 | 8036 | 2022
solar pv | TRUE | 65299 | N | . | DOCCS Wende | DOCCS Wende | 64604 | NY | MAT | NPCC |  | 22 | 2 | NAICS-22 Non-Cogen | PV | SUN | SUN | NYIS | 27118 | 7948 | 2022
solar pv | TRUE | 65300 | N | . | DOCCS Greenhaven | DOCCS Greenhaven | 64605 | NY | MAT | NPCC |  | 22 | 2 | NAICS-22 Non-Cogen | PV | SUN | SUN | NYIS | 22194 | 6505 | 2022
solar pv | TRUE | 65303 | N | . | Sun Valley Solar Project | Sun Valley Solar LLC | 64608 | TX | WSC | TRE |  | 22 | 2 | NAICS-22 Non-Cogen | PV | SUN | SUN | ERCO | 93025 | 27264 | 2022
solar pv | TRUE | 65304 | N | . | ENGIE Solidago Solar Project - Hybrid | ENGIE Solidago Solar LLC | 64609 | DE | SAT | RFC |  | 22 | 2 | NAICS-22 Non-Cogen | PV | SUN | SUN | PJM | 3084 | 904 | 2022
onshore wind | TRUE | 65306 | N | . | Limestone Wind Project | Limestone Wind Project, LLC | 64611 | TX | WSC | TRE |  | 22 | 2 | NAICS-22 Non-Cogen | WT | WND | WND | ERCO | 204290 | 59874 | 2022
solar pv | TRUE | 65307 | N | . | Sunnybrook Solar Project - Hybrid | Sunnybrook Farm Solar, LLC | 64612 | VA | SAT | SERC |  | 22 | 2 | NAICS-22 Non-Cogen | PV | SUN | SUN | PJM | 1143 | 335 | 2022
solar pv | TRUE | 65314 | N | . | Caden Energix Wytheville LLC | Caden Energix Wytheville LLC | 64577 | VA | SAT | SERC |  | 22 | 2 | NAICS-22 Non-Cogen | PV | SUN | SUN | PJM | 67081 | 19660 | 2022
onshore wind | TRUE | 65316 | N | . | Sapphire Sky Wind Energy LLC | Invenergy Services LLC | 49893 | IL | ENC | SERC |  | 22 | 2 | NAICS-22 Non-Cogen | WT | WND | WND | MISO | 0 | 0 | 2022
solar pv | TRUE | 65319 | N | . | Maplewood Solar | Dominion Renewable Energy | 58468 | VA | SAT | SERC |  | 22 | 1 | Electric Utility | PV | SUN | SUN | PJM | 21042 | 6167 | 2022
solar pv | TRUE | 65321 | N | . | Rochambeau Solar | Dominion Renewable Energy | 58468 | VA | SAT | SERC |  | 22 | 1 | Electric Utility | PV | SUN | SUN | PJM | 113545 | 33278 | 2022
solar pv | TRUE | 65322 | N | . | Fort Powhatan Solar | Dominion Renewable Energy | 58468 | VA | SAT | SERC |  | 22 | 1 | Electric Utility | PV | SUN | SUN | PJM | 1098086 | 321831 | 2022
solar pv | TRUE | 65323 | N | . | Bedford Solar | Dominion Renewable Energy | 58468 | VA | SAT | SERC |  | 22 | 1 | Electric Utility | PV | SUN | SUN | PJM | 394577 | 115644 | 2022
solar pv | TRUE | 65324 | N | . | Hollins Ferry CSG | ICFTS MD Solar, LLC | 64641 | MD | SAT | RFC |  | 22 | 2 | NAICS-22 Non-Cogen | PV | SUN | SUN | PJM | 801 | 235 | 2022
solar pv | TRUE | 65329 | N | . | Mount Laurel Solar | NJR Clean Energy Ventures Corporation | 56990 | NJ | MAT | RFC |  | 22 | 2 | NAICS-22 Non-Cogen | PV | SUN | SUN | PJM | 13304 | 3899 | 2022
solar pv | TRUE | 65330 | N | . | 8500 Balboa PV, LLC | 8500 Balboa PV, LLC | 64640 | CA | PACC | WECC |  | 22 | 2 | NAICS-22 Non-Cogen | PV | SUN | SUN | LDWP | 17592 | 5156 | 2022
solar pv | TRUE | 65333 | N | . | Shakes Solar | Cypress Creek Renewables | 61060 | TX | WSC | TRE |  | 22 | 2 | NAICS-22 Non-Cogen | PV | SUN | SUN | ERCO | 421785 | 123618 | 2022
onshore wind | TRUE | 65335 | N | . | Appaloosa Run Wind | Appaloosa Run Wind, LLC | 64655 | TX | WSC | TRE |  | 22 | 2 | NAICS-22 Non-Cogen | WT | WND | WND | ERCO | 66148 | 19387 | 2022
solar pv | TRUE | 65339 | N | . | MD - CS - Potomac Edison Co - GA25 TPE (Community Solar) | Distributed Solar Development, LLC | 64872 | MD | SAT | RFC |  | 22 | 2 | NAICS-22 Non-Cogen | PV | SUN | SUN | PJM | 4550 | 1333.53 | 2022
solar pv | TRUE | 65340 | N | . | MD - CS - BGE - PR24 TPE | Distributed Solar Development, LLC | 64872 | MD | SAT | RFC |  | 22 | 2 | NAICS-22 Non-Cogen | PV | SUN | SUN | PJM | 3125 | 916 | 2022
solar pv | TRUE | 65346 | N | . | Macbeth Solar | Macbeth Solar, LLC | 64676 | MI | ENC | RFC |  | 22 | 2 | NAICS-22 Non-Cogen | PV | SUN | SUN | MISO | 109198 | 32004 | 2022
solar pv | TRUE | 65347 | N | . | Lyons Road | Lyons Road Solar, LLC | 64677 | MI | ENC | RFC |  | 22 | 2 | NAICS-22 Non-Cogen | PV | SUN | SUN | MISO | 125367 | 36743 | 2022
solar pv | TRUE | 65348 | N | . | Mount Olive Solar Farm | NJR Clean Energy Ventures Corporation | 56990 | NJ | MAT | RFC |  | 22 | 2 | NAICS-22 Non-Cogen | PV | SUN | SUN | PJM | 0 | 0 | 2022
solar pv | TRUE | 65349 | N | . | Mulligan Solar, LLC | Mulligan Solar | 64684 | IL | ENC | SERC |  | 22 | 2 | NAICS-22 Non-Cogen | PV | SUN | SUN | MISO | 257643 | 75511 | 2022
onshore wind | TRUE | 65350 | N | . | Ford County Wind Farm LLC | Ford Ridge | 64683 | IL | ENC | SERC |  | 22 | 2 | NAICS-22 Non-Cogen | WT | WND | WND | MISO | 1282407 | 375852 | 2022
solar pv | FALSE | 65351 | N | . | General Dynamics | Today's Power, Inc. | 61204 | AR | WSC | SERC |  | 336 | 6 | Industrial NAICS Non-Cogen | PV | SUN | SUN | MISO | 12880 | 3775 | 2022
solar pv | TRUE | 65352 | N | . | MacKinnon Solar | Ecos Energy LLC | 58135 | VT | NEW | NPCC |  | 22 | 2 | NAICS-22 Non-Cogen | PV | SUN | SUN | ISNE | 12160 | 3564 | 2022
solar pv | TRUE | 65353 | N | . | McHenry Solar | Ecos Energy LLC | 58135 | CT | NEW | NPCC |  | 22 | 2 | NAICS-22 Non-Cogen | PV | SUN | SUN | ISNE | 5904 | 1730 | 2022
solar pv | TRUE | 65357 | N | . | OER Monarch CSG | Standard Solar | 60531 | MD | SAT | RFC |  | 22 | 2 | NAICS-22 Non-Cogen | PV | SUN | SUN | PJM | 12974 | 3802 | 2022
solar pv | TRUE | 65358 | N | . | OER Patuxent CSG | Standard Solar | 60531 | MD | SAT | RFC |  | 22 | 2 | NAICS-22 Non-Cogen | PV | SUN | SUN | PJM | 3508 | 1028 | 2022
solar pv | TRUE | 65359 | N | . | Shepherds Mill CSG | Standard Solar | 60531 | MD | SAT | RFC |  | 22 | 2 | NAICS-22 Non-Cogen | PV | SUN | SUN | PJM | 11151 | 3268 | 2022
other | TRUE | 65360 | N | . | AT&T - San Diego Trade Street | Bloom Energy | 57128 | CA | PACC | WECC |  | 22 | 2 | NAICS-22 Non-Cogen | FC | NG | NG | CISO | 45330 | 6118 | 2022
other | TRUE | 65361 | N | . | CalTech - Pasadena Wilson Ave | Bloom Energy | 57128 | CA | PACC | WECC |  | 22 | 2 | NAICS-22 Non-Cogen | FC | NG | NG | CISO | 65664 | 8972 | 2022
solar pv | TRUE | 65362 | N | . | MA CS Uxbridge Community Solar | MA CS Uxbridge, LLC | 64625 | MA | NEW | NPCC |  | 22 | 2 | NAICS-22 Non-Cogen | PV | SUN | SUN | ISNE | 7461 | 2187 | 2022
solar pv | FALSE | 65364 | N | . | Danell Bros Inc | Renewable Solar, Inc | 64698 | CA | PACC | WECC |  | 115 | 6 | Industrial NAICS Non-Cogen | PV | SUN | SUN | CISO | 20960 | 6143 | 2022
natural gas steam turbine | FALSE | 65367 | Y | . | POET Bioprocessing- Mitchell | POET Bioprocessing- Mitchell | 64697 | SD | WNC | MRO |  | 325193 | 7 | Industrial NAICS Cogen | ST | NG | NG | SWPP | 211678 | 18612 | 2022
other | FALSE | 65367 | Y | . | POET Bioprocessing- Mitchell | POET Bioprocessing- Mitchell | 64697 | SD | WNC | MRO |  | 325193 | 7 | Industrial NAICS Cogen | ST | OTH | OTH | SWPP | 0 | 0 | 2022
solar pv | TRUE | 65368 | N | . | Linden Hawk Rise Solar CSG | Linden Hawk Rise Solar LLC | 64686 | NJ | MAT | NPCC |  | 22 | 2 | NAICS-22 Non-Cogen | PV | SUN | SUN | PJM | 20606 | 6039 | 2022
solar pv | TRUE | 65370 | N | . | BWC Maces Pond LLC | BWC Maces Pond LLC | 64687 | ME | NEW | NPCC |  | 22 | 2 | NAICS-22 Non-Cogen | PV | SUN | SUN | ISNE | 18744 | 5493 | 2022
natural gas peaker | TRUE | 65372 | N | . | Mark One Power Station | ProEnergy Services | 63082 | TX | WSC | TRE |  | 22 | 2 | NAICS-22 Non-Cogen | GT | NG | NG | ERCO | 364042 | 34277 | 2022
solar pv | TRUE | 65376 | N | . | SR Snipesville II | SR Snipesville II, LLC | 64703 | GA | SAT | SERC |  | 22 | 2 | NAICS-22 Non-Cogen | PV | SUN | SUN | SOCO | 878168 | 257376 | 2022
solar pv | TRUE | 65378 | N | . | OYA Robinson Road | OYA Robinson Road, LLC | 64700 | NY | MAT | NPCC |  | 22 | 2 | NAICS-22 Non-Cogen | PV | SUN | SUN | NYIS | 11125 | 3261 | 2022
solar pv | TRUE | 65379 | N | . | OYA State Route 122 | OYA State Route 122, LLC | 64699 | NY | MAT | NPCC |  | 22 | 2 | NAICS-22 Non-Cogen | PV | SUN | SUN | NYIS | 26313 | 7712 | 2022
natural gas peaker | TRUE | 65380 | N | . | Solomon Generating Facility | Deseret Generation & Tran Coop | 40230 | UT | MTN | WECC |  | 22 | 1 | Electric Utility | IC | NG | NG | PACE | 107052 | 10851.54 | 2022
solar pv | TRUE | 65381 | N | . | Allie L.L.C. | Allie L.L.C. | 64722 | MN | WNC | MRO |  | 22 | 2 | NAICS-22 Non-Cogen | PV | SUN | SUN | MISO | 509 | 149 | 2022
other | TRUE | 65382 | N | . | Lincoln WWTF Hybrid | Lincoln Solar Star, LLC | 64724 | CA | PACC | WECC |  | 22 | 2 | NAICS-22 Non-Cogen | BA | MWH | OTH | CISO | 0 | 0 | 2022
solar pv | TRUE | 65382 | N | . | Lincoln WWTF Hybrid | Lincoln Solar Star, LLC | 64724 | CA | PACC | WECC |  | 22 | 2 | NAICS-22 Non-Cogen | PV | SUN | SUN | CISO | 24154 | 7079 | 2022
solar pv | TRUE | 65383 | N | . | Bodega Avenue Solar LLC | Bodega Avenue Solar LLC | 64725 | CA | PACC | WECC |  | 22 | 2 | NAICS-22 Non-Cogen | PV | SUN | SUN | CISO | 16057 | 4706 | 2022
solar pv | FALSE | 65384 | N | . | Rancho Cordova Medical Offices | KP Rancho Cordova Medical Offices Solar, LLC | 64747 | CA | PACC | WECC |  | 621 | 4 | Commercial NAICS Non-Cogen | PV | SUN | SUN | BANC | 7775 | 2279 | 2022
solar pv | TRUE | 65385 | N | . | Airport Road Solar (CSG) | NJR Clean Energy Ventures Corporation | 56990 | NY | MAT | RFC |  | 22 | 2 | NAICS-22 Non-Cogen | PV | SUN | SUN | NYIS | 3112 | 912 | 2022
solar pv | TRUE | 65387 | N | . | Holland Solar Farm | NJR Clean Energy Ventures Corporation | 56990 | NJ | MAT | RFC |  | 22 | 2 | NAICS-22 Non-Cogen | PV | SUN | SUN | PJM | 12373 | 3626 | 2022
solar pv | TRUE | 65389 | N | . | Midway Green Solar | Midway Green Solar, LLC | 64729 | SC | SAT | SERC |  | 22 | 2 | NAICS-22 Non-Cogen | PV | SUN | SUN | DUK | 74239 | 21758 | 2022
onshore wind | TRUE | 65390 | N | . | Ledyard Windpower, LLC | Duke Energy Renewables Services | 65411 | IA | WNC | MRO |  | 22 | 2 | NAICS-22 Non-Cogen | WT | WND | WND | MISO | 212196 | 62191 | 2022
solar pv | TRUE | 65391 | N | . | Beloit Solar LLC | PPM Solar LLC | 64743 | KS | WNC | MRO |  | 22 | 2 | NAICS-22 Non-Cogen | PV | SUN | SUN | SWPP | 9297 | 2725 | 2022
solar pv | TRUE | 65393 | N | . | Neal Energy Center Solar | MidAmerican Energy Co | 12341 | IA | WNC | MRO |  | 22 | 1 | Electric Utility | PV | SUN | SUN | MISO | 26495 | 7765 | 2022
hydro | TRUE | 65399 | N | . | Mill Pond Hydro | Rivers Electric, LLC | 64726 | NY | MAT | NPCC |  | 22 | 2 | NAICS-22 Non-Cogen | HY | WAT | HYC | NYIS | 3497 | 1025 | 2022
natural gas peaker | TRUE | 65400 | Y | . | Purdue CHP | Duke Energy Indiana, LLC | 15470 | IN | ENC | RFC |  | 22 | 1 | Electric Utility | GT | NG | NG | MISO | 1113020 | 98603 | 2022
natural gas combined cycle | FALSE | 65405 | Y | . | Flint Hills Resources Pine Bend, LLC | Flint Hills Resources Pine Bend, LLC | 64730 | MN | WNC | MRO |  | 32411 | 7 | Industrial NAICS Cogen | CA | NG | NG | MISO | 510911 | 43574.34 | 2022
natural gas combined cycle | FALSE | 65405 | Y | . | Flint Hills Resources Pine Bend, LLC | Flint Hills Resources Pine Bend, LLC | 64730 | MN | WNC | MRO |  | 32411 | 7 | Industrial NAICS Cogen | CT | NG | NG | MISO | 2210827 | 224924.57 | 2022
solar pv | TRUE | 65406 | N | . | LGE-KU Solar Share Facility Simpsonville | Kentucky Utilities Co | 10171 | KY | ESC | SERC |  | 22 | 1 | Electric Utility | PV | SUN | SUN | LGEE | 0 | 1 | 2022
other | TRUE | 65408 | N | . | Gilead Oceanside Solar Project | Gilead Sciences Inc. | 64754 | CA | PACC | WECC |  | 22 | 2 | NAICS-22 Non-Cogen | BA | MWH | OTH | CISO | 0 | 0 | 2022
solar pv | TRUE | 65408 | N | . | Gilead Oceanside Solar Project | Gilead Sciences Inc. | 64754 | CA | PACC | WECC |  | 22 | 2 | NAICS-22 Non-Cogen | PV | SUN | SUN | CISO | 6695 | 1962.18 | 2022
other | TRUE | 65409 | N | . | Gilead Foster City Solar Project | Gilead Sciences Inc. Foster City | 64755 | CA | PACC | WECC |  | 22 | 2 | NAICS-22 Non-Cogen | BA | MWH | OTH | CISO | 0 | 0 | 2022
solar pv | TRUE | 65409 | N | . | Gilead Foster City Solar Project | Gilead Sciences Inc. Foster City | 64755 | CA | PACC | WECC |  | 22 | 2 | NAICS-22 Non-Cogen | PV | SUN | SUN | CISO | 6342 | 1859 | 2022
solar pv | TRUE | 65411 | N | . | Airport 009239 SCS Lexington, LLC | Sol Systems | 61677 | NE | WNC | MRO |  | 22 | 2 | NAICS-22 Non-Cogen | PV | SUN | SUN | SWPP | 7832 | 2295 | 2022
solar pv | TRUE | 65412 | N | . | Northern Cardinal Solar SCS IL 1, LLC | Sol Systems | 61677 | IL | ENC | SERC |  | 22 | 2 | NAICS-22 Non-Cogen | PV | SUN | SUN | MISO | 60279 | 17667 | 2022
solar pv | TRUE | 65413 | N | . | SCS West Fairchild 011958 Danville, LLC | Sol Systems | 61677 | IL | ENC | SERC |  | 22 | 2 | NAICS-22 Non-Cogen | PV | SUN | SUN | MISO | 8920 | 2614 | 2022
solar pv | TRUE | 65414 | N | . | SCS Plainfield 011755 Naperville, LLC | Sol Systems | 61677 | IL | ENC | RFC |  | 22 | 2 | NAICS-22 Non-Cogen | PV | SUN | SUN | PJM | 5603 | 1642 | 2022
solar pv | TRUE | 65415 | N | . | SCS Galena 012589 Peoria, LLC | Sol Systems | 61677 | IL | ENC | SERC |  | 22 | 2 | NAICS-22 Non-Cogen | PV | SUN | SUN | MISO | 12835 | 3762 | 2022
solar pv | TRUE | 65416 | N | . | Monroe 009452 SCS Cozad, LLC | Sol Systems | 61677 | NE | WNC | MRO |  | 22 | 2 | NAICS-22 Non-Cogen | PV | SUN | SUN | SWPP | 16066 | 4708 | 2022
solar pv | TRUE | 65417 | N | . | SCS COUNTY 012631 Champaign, LLC | Sol Systems | 61677 | IL | ENC | SERC |  | 22 | 2 | NAICS-22 Non-Cogen | PV | SUN | SUN | MISO | 5607 | 1643 | 2022
solar pv | TRUE | 65418 | N | . | SCS Randolph 012175 Somerset, LLC | Sol Systems | 61677 | NJ | MAT | RFC |  | 22 | 2 | NAICS-22 Non-Cogen | PV | SUN | SUN | PJM | 6934 | 2032 | 2022
solar pv | TRUE | 65434 | N | . | OYA Wayside Drive | OYA Wayside Drive LLC | 64765 | NY | MAT | NPCC |  | 22 | 2 | NAICS-22 Non-Cogen | PV | SUN | SUN | NYIS | 1208 | 354 | 2022
solar pv | TRUE | 65435 | N | . | OYA Pulaski | OYA Pulaski LLC | 64766 | NY | MAT | SERC |  | 22 | 2 | NAICS-22 Non-Cogen | PV | SUN | SUN | NYIS | 901 | 264 | 2022
solar pv | TRUE | 65436 | N | . | OYA Main Street | OYA Main Street LLC | 64767 | NY | MAT | SERC |  | 22 | 2 | NAICS-22 Non-Cogen | PV | SUN | SUN | NYIS | 0 | 0 | 2022
other | TRUE | 65441 | N | . | USS Itasca Clean Energy Solar LLC | United States Solar Corporation | 65173 | MN | WNC | MRO |  | 22 | 2 | NAICS-22 Non-Cogen | BA | MWH | OTH | MISO | 0 | 31 | 2022
solar pv | TRUE | 65441 | N | . | USS Itasca Clean Energy Solar LLC | United States Solar Corporation | 65173 | MN | WNC | MRO |  | 22 | 2 | NAICS-22 Non-Cogen | PV | SUN | SUN | MISO | 8216 | 2408 | 2022
solar pv | TRUE | 65444 | N | . | USS Verbena Solar LLC | United States Solar Corporation | 65173 | MN | WNC | MRO |  | 22 | 2 | NAICS-22 Non-Cogen | PV | SUN | SUN | MISO | 959 | 281 | 2022
solar pv | TRUE | 65447 | N | . | CA-Ventura Co CCD-Oxnard College Canopy | Forefront Power, LLC | 62856 | CA | PACC | WECC |  | 22 | 2 | NAICS-22 Non-Cogen | PV | SUN | SUN | CISO | 3 | 1 | 2022
solar pv | TRUE | 65448 | N | . | SolarClub 10 LLC | Nautilus Solar Solutions | 61227 | MN | WNC | MRO |  | 22 | 2 | NAICS-22 Non-Cogen | PV | SUN | SUN | MISO | 0 | 0 | 2022
solar pv | TRUE | 65449 | N | . | SolarClub 15 LLC | Nautilus Solar Solutions | 61227 | MN | WNC | MRO |  | 22 | 2 | NAICS-22 Non-Cogen | PV | SUN | SUN | MISO | 0 | 0 | 2022
solar pv | TRUE | 65450 | N | . | NY - PANYNJ - LaGuardia - Rooftop | Forefront Power, LLC | 62856 | NY | MAT | NPCC |  | 22 | 2 | NAICS-22 Non-Cogen | PV | SUN | SUN | NYIS | 2497 | 732 | 2022
solar pv | TRUE | 65451 | N | . | SolarClub 20 LLC | Nautilus Solar Solutions | 61227 | MN | WNC | MRO |  | 22 | 2 | NAICS-22 Non-Cogen | PV | SUN | SUN | MISO | 0 | 0 | 2022
solar pv | TRUE | 65452 | N | . | SolarClub 23 LLC | Nautilus Solar Solutions | 61227 | MN | WNC | MRO |  | 22 | 2 | NAICS-22 Non-Cogen | PV | SUN | SUN | MISO | 0 | 0 | 2022
solar pv | TRUE | 65453 | N | . | SolarClub 28 LLC | Nautilus Solar Solutions | 61227 | MN | WNC | MRO |  | 22 | 2 | NAICS-22 Non-Cogen | PV | SUN | SUN | MISO | 0 | 0 | 2022
solar pv | TRUE | 65455 | N | . | SolarClub 35 LLC | Nautilus Solar Solutions | 61227 | MN | WNC | MRO |  | 22 | 2 | NAICS-22 Non-Cogen | PV | SUN | SUN | MISO | 0 | 0 | 2022
solar pv | TRUE | 65459 | N | . | OYA Church Road | OYA Church Road A LLC | 64768 | NY | MAT | NPCC |  | 22 | 2 | NAICS-22 Non-Cogen | PV | SUN | SUN | NYIS | 0 | 0 | 2022
solar pv | TRUE | 65460 | N | . | Hartland Solar | Madison Energy Holdings LLC | 62915 | ME | NEW | NPCC |  | 22 | 2 | NAICS-22 Non-Cogen | PV | SUN | SUN | ISNE | 22786 | 6678 | 2022
solar pv | TRUE | 65461 | N | . | Unity Solar | Madison Energy Holdings LLC | 62915 | ME | NEW | NPCC |  | 22 | 2 | NAICS-22 Non-Cogen | PV | SUN | SUN | ISNE | 13628 | 3994 | 2022
solar pv | TRUE | 65464 | N | . | Laredo Detention Facility - Solar 2, 3 | County of Kern | 64731 | CA | PACC | WECC |  | 22 | 1 | Electric Utility | PV | SUN | SUN | CISO | 24791 | 7266 | 2022
solar pv | TRUE | 65465 | N | . | Cinnaminson Landfill Solar | Public Service Elec & Gas Co | 15477 | NJ | MAT | RFC |  | 22 | 1 | Electric Utility | PV | SUN | SUN | PJM | 54333 | 15924 | 2022
solar pv | TRUE | 65466 | N | . | Kinsley II Landfill Solar System | Public Service Elec & Gas Co | 15477 | NJ | MAT | RFC |  | 22 | 1 | Electric Utility | PV | SUN | SUN | PJM | 21885 | 6414 | 2022
solar pv | TRUE | 65467 | N | . | Pennsauken Brownfield Solar | Public Service Elec & Gas Co | 15477 | NJ | MAT | RFC |  | 22 | 1 | Electric Utility | PV | SUN | SUN | PJM | 57758 | 16928 | 2022
other | TRUE | 65468 | N | . | Highland Park Borough Solar | Public Service Elec & Gas Co | 15477 | NJ | MAT | RFC |  | 22 | 1 | Electric Utility | BA | MWH | OTH | PJM | 0 | 0 | 2022
solar pv | TRUE | 65468 | N | . | Highland Park Borough Solar | Public Service Elec & Gas Co | 15477 | NJ | MAT | RFC |  | 22 | 1 | Electric Utility | PV | SUN | SUN | PJM | 2303 | 675 | 2022
other | FALSE | 65469 | N | . | Sealed Air Madera Solar Project | Sealed Air Corporation | 64785 | CA | PACC | WECC |  | 325211 | 6 | Industrial NAICS Non-Cogen | BA | MWH | OTH | CISO | 0 | -1 | 2022
solar pv | FALSE | 65469 | N | . | Sealed Air Madera Solar Project | Sealed Air Corporation | 64785 | CA | PACC | WECC |  | 325211 | 6 | Industrial NAICS Non-Cogen | PV | SUN | SUN | CISO | 11 | 3 | 2022
solar pv | TRUE | 65473 | N | . | GD Johnson Scituate I, LLC | GD Johnson Scituate I, LLC | 64790 | RI | NEW | NPCC |  | 22 | 2 | NAICS-22 Non-Cogen | PV | SUN | SUN | ISNE | 17040 | 4994 | 2022
solar pv | TRUE | 65474 | N | . | GDIM 1, LLC | GDIM 1, LLC | 64791 | RI | NEW | NPCC |  | 22 | 2 | NAICS-22 Non-Cogen | PV | SUN | SUN | ISNE | 42756 | 12531 | 2022
solar pv | TRUE | 65475 | N | . | GDIM 2, LLC | GDIM 2, LLC | 64792 | RI | NEW | NPCC |  | 22 | 2 | NAICS-22 Non-Cogen | PV | SUN | SUN | ISNE | 30042 | 8805 | 2022
solar pv | TRUE | 65476 | N | . | GDIM 3, LLC | GDIM 3, LLC | 64793 | RI | NEW | NPCC |  | 22 | 2 | NAICS-22 Non-Cogen | PV | SUN | SUN | ISNE | 34352 | 10068 | 2022
solar pv | TRUE | 65477 | N | . | GDIM 4, LLC | GDIM 4, LLC | 64794 | RI | NEW | NPCC |  | 22 | 2 | NAICS-22 Non-Cogen | PV | SUN | SUN | ISNE | 40949 | 12001 | 2022
onshore wind | TRUE | 65478 | N | . | Green Providence Wind I, LLC | Green Providence WInd I, LLC | 64795 | RI | NEW | NPCC |  | 22 | 2 | NAICS-22 Non-Cogen | WT | WND | WND | ISNE | 5867 | 1720 | 2022
onshore wind | TRUE | 65479 | N | . | Green Providence Wind II, LLC | Green Providence Wind II, LLC | 64796 | RI | NEW | NPCC |  | 22 | 2 | NAICS-22 Non-Cogen | WT | WND | WND | ISNE | 8453 | 2477 | 2022
solar pv | TRUE | 65481 | N | . | Wilkinson DeFore | Safari Energy, LLC | 63640 | GA | SAT | SERC |  | 22 | 2 | NAICS-22 Non-Cogen | PV | SUN | SUN | SOCO | 21307 | 6245 | 2022
onshore wind | FALSE | 65484 | N | . | Western Plains Wind | Western Plains Wind, LLC | 64806 | KS | WNC | MRO |  | 325193 | 6 | Industrial NAICS Non-Cogen | WT | WND | WND | SWPP | 45215 | 13252 | 2022
solar pv | TRUE | 65485 | N | . | Graniterock Quarry | CalCom Energy | 63226 | CA | PACC | WECC |  | 22 | 2 | NAICS-22 Non-Cogen | PV | SUN | SUN | CISO | 8660 | 2538 | 2022
solar pv | TRUE | 65487 | N | . | Washington Avenue Solar, LLC | Green Street Power Partners | 62719 | NY | MAT | NPCC |  | 22 | 2 | NAICS-22 Non-Cogen | PV | SUN | SUN | NYIS | 14044 | 4116 | 2022
natural gas peaker | FALSE | 65494 | N | . | Herrema Dairy | Herrema Dairy, LLC | 64807 | IN | ENC | RFC |  | 112 | 6 | Industrial NAICS Non-Cogen | IC | NG | NG | MISO | 68568 | 6664 | 2022
solar pv | TRUE | 65497 | N | . | Garden 1 Solar Park | DTE Sustainable Generation | 64331 | MI | ENC | RFC |  | 22 | 2 | NAICS-22 Non-Cogen | PV | SUN | SUN | MISO | 6957 | 2039 | 2022
solar pv | TRUE | 65498 | N | . | Garden 2 Solar Park | DTE Sustainable Generation | 64331 | MI | ENC | RFC |  | 22 | 2 | NAICS-22 Non-Cogen | PV | SUN | SUN | MISO | 0 | 0 | 2022
onshore wind | TRUE | 65498 | N | . | Garden 2 Solar Park | DTE Sustainable Generation | 64331 | MI | ENC | RFC |  | 22 | 2 | NAICS-22 Non-Cogen | WT | WND | WND | MISO | 3950 | 1158 | 2022
other | TRUE | 65499 | N | . | Danville BESS 1 | Doc Brown LLC | 64809 | VA | SAT | SERC |  | 22 | 2 | NAICS-22 Non-Cogen | BA | MWH | OTH | PJM | 0 | -91 | 2022
solar pv | TRUE | 65502 | N | . | Beaker | Strata Manager, LLC | 64778 | NC | SAT | SERC |  | 22 | 2 | NAICS-22 Non-Cogen | PV | SUN | SUN | CPLE | 35330 | 10355 | 2022
solar pv | TRUE | 65503 | N | . | Belafonte | Strata Manager, LLC | 64778 | NC | SAT | SERC |  | 22 | 2 | NAICS-22 Non-Cogen | PV | SUN | SUN | CPLE | 24363 | 7140 | 2022
solar pv | TRUE | 65505 | N | . | Gilead | Strata Manager, LLC | 64778 | NC | SAT | SERC |  | 22 | 2 | NAICS-22 Non-Cogen | PV | SUN | SUN | CPLE | 23905 | 7006 | 2022
solar pv | TRUE | 65506 | N | . | Gladstone Farm | Strata Manager, LLC | 64778 | NC | SAT | SERC |  | 22 | 2 | NAICS-22 Non-Cogen | PV | SUN | SUN | CPLE | 37622 | 11026 | 2022
solar pv | TRUE | 65508 | N | . | Mendota Rich Dev CSG | 42nd Road Solar LLC | 64811 | IL | ENC | SERC |  | 22 | 2 | NAICS-22 Non-Cogen | PV | SUN | SUN | PJM | 11246 | 3296 | 2022
solar pv | FALSE | 65510 | N | . | Sierra Pacific Chinese Camp | Sierra Pacific Industries | 17164 | CA | PACC | WECC |  | 321 | 6 | Industrial NAICS Non-Cogen | PV | SUN | SUN | CISO | 18797 | 5509 | 2022
natural gas peaker | FALSE | 65512 | Y | . | Kansas Ethanol, LLC | Kansas Ethanol, LLC | 64837 | KS | WNC | MRO |  | 333 | 7 | Industrial NAICS Cogen | GT | NG | NG | SWPP | 1257630 | 114332 | 2022
solar pv | TRUE | 65515 | N | . | Dodge Renewables 1 | Dodge Renewables 1, LLC | 64839 | MN | WNC | MRO |  | 22 | 2 | NAICS-22 Non-Cogen | PV | SUN | SUN | MISO | 1327 | 389 | 2022
solar pv | TRUE | 65516 | N | . | Dodge Renewables 2 | Dodge Renewables 2, LLC | 64840 | MN | WNC | MRO |  | 22 | 2 | NAICS-22 Non-Cogen | PV | SUN | SUN | MISO | 1137 | 333 | 2022
biomass | TRUE | 65517 | N | . | Abel Road Bioenergy | ACC Renewable Resources | 64841 | CA | PACC | WECC |  | 22 | 2 | NAICS-22 Non-Cogen | OT | AB | ORW | CISO | 257583 | 9260 | 2022
solar pv | TRUE | 65520 | N | . | Vasquez V CSG | SunShare Management | 60970 | CO | MTN | WECC |  | 22 | 2 | NAICS-22 Non-Cogen | PV | SUN | SUN | PSCO | 32178 | 9431 | 2022
solar pv | TRUE | 65521 | N | . | Longbow Solar, LLC | Longbow Solar, LLC | 64802 | TX | WSC | TRE |  | 22 | 2 | NAICS-22 Non-Cogen | PV | SUN | SUN | ERCO | 149251 | 43743 | 2022
solar pv | TRUE | 65528 | N | . | CA - Fresno County - Juvenile Hall | Forefront Power, LLC | 62856 | CA | PACC | WECC |  | 22 | 2 | NAICS-22 Non-Cogen | PV | SUN | SUN | CISO | 21393 | 6270 | 2022
solar pv | TRUE | 65532 | N | . | Baldwin | Maine DG Solar Baldwin, LLC | 64848 | ME | NEW | NPCC |  | 22 | 2 | NAICS-22 Non-Cogen | PV | SUN | SUN | ISNE | 28547 | 8367 | 2022
solar pv | TRUE | 65533 | N | . | Augusta | Maine DG Solar Augusta, LLC | 64849 | ME | NEW | NPCC |  | 22 | 2 | NAICS-22 Non-Cogen | PV | SUN | SUN | ISNE | 14307 | 4193 | 2022
solar pv | TRUE | 65534 | N | . | Monmouth | Maine DG Solar Monmouth, LLC | 64850 | ME | NEW | NPCC |  | 22 | 2 | NAICS-22 Non-Cogen | PV | SUN | SUN | ISNE | 27652 | 8104 | 2022
petroleum | TRUE | 65535 | N | . | Bakke | Power Depot Group A, LLC | 64812 | TX | WSC | TRE |  | 22 | 2 | NAICS-22 Non-Cogen | IC | DFO | DFO | ERCO | 4656 | 490.98 | 2022
petroleum | TRUE | 65536 | N | . | Citrus City | Power Depot Group A, LLC | 64812 | TX | WSC | TRE |  | 22 | 2 | NAICS-22 Non-Cogen | IC | DFO | DFO | ERCO | 5273 | 555.66 | 2022
petroleum | TRUE | 65537 | N | . | Clara | Power Depot Group A, LLC | 64812 | TX | WSC | TRE |  | 22 | 2 | NAICS-22 Non-Cogen | IC | DFO | DFO | ERCO | 4509 | 475.3 | 2022
petroleum | TRUE | 65538 | N | . | Cutten | Power Depot Group A, LLC | 64812 | TX | WSC | TRE |  | 22 | 2 | NAICS-22 Non-Cogen | IC | DFO | DFO | ERCO | 5033 | 531.16 | 2022
petroleum | TRUE | 65539 | N | . | E. Porte Ct. | Power Depot Group A, LLC | 64812 | TX | WSC | TRE |  | 22 | 2 | NAICS-22 Non-Cogen | IC | DFO | DFO | ERCO | 4475 | 471.38 | 2022
petroleum | TRUE | 65540 | N | . | Frankel | Power Depot Group A, LLC | 64812 | TX | WSC | TRE |  | 22 | 2 | NAICS-22 Non-Cogen | IC | DFO | DFO | ERCO | 2732 | 287.14 | 2022
petroleum | TRUE | 65541 | N | . | GCWA | Power Depot Group A, LLC | 64812 | TX | WSC | TRE |  | 22 | 2 | NAICS-22 Non-Cogen | IC | DFO | DFO | ERCO | 2864 | 312.62 | 2022
petroleum | TRUE | 65542 | N | . | Goldsmith | Power Depot Group A, LLC | 64812 | TX | WSC | TRE |  | 22 | 2 | NAICS-22 Non-Cogen | IC | DFO | DFO | ERCO | 4024 | 424.34 | 2022
petroleum | TRUE | 65543 | N | . | Mckeever | Power Depot Group A, LLC | 64812 | TX | WSC | TRE |  | 22 | 2 | NAICS-22 Non-Cogen | IC | DFO | DFO | ERCO | 4674 | 503 | 2022
petroleum | TRUE | 65544 | N | . | N. Mary Francis | Power Depot Group A, LLC | 64812 | TX | WSC | TRE |  | 22 | 2 | NAICS-22 Non-Cogen | IC | DFO | DFO | ERCO | 4600 | 495 | 2022
solar pv | TRUE | 65547 | N | . | Wedge | Strata Manager, LLC | 64778 | NC | SAT | SERC |  | 22 | 2 | NAICS-22 Non-Cogen | PV | SUN | SUN | CPLE | 36248 | 10624 | 2022
solar pv | TRUE | 65548 | N | . | Truman (NC) | Strata Manager, LLC | 64778 | NC | SAT | SERC |  | 22 | 2 | NAICS-22 Non-Cogen | PV | SUN | SUN | CPLE | 32768 | 9604 | 2022
solar pv | TRUE | 65549 | N | . | Trent River Farm | Strata Manager, LLC | 64778 | NC | SAT | SERC |  | 22 | 2 | NAICS-22 Non-Cogen | PV | SUN | SUN | CPLE | 32882 | 9637 | 2022
solar pv | TRUE | 65550 | N | . | Tinker (NC) | Strata Manager, LLC | 64778 | NC | SAT | SERC |  | 22 | 2 | NAICS-22 Non-Cogen | PV | SUN | SUN | CPLE | 31551 | 9247 | 2022
solar pv | TRUE | 65551 | N | . | Sneads Grove | Strata Manager, LLC | 64778 | NC | SAT | SERC |  | 22 | 2 | NAICS-22 Non-Cogen | PV | SUN | SUN | CPLE | 35119 | 10293 | 2022
solar pv | TRUE | 65552 | N | . | Henry Farm | Strata Manager, LLC | 64778 | NC | SAT | SERC |  | 22 | 2 | NAICS-22 Non-Cogen | PV | SUN | SUN | CPLE | 30468 | 8930 | 2022
solar pv | TRUE | 65553 | N | . | Kalish Farm Solar | Strata Manager, LLC | 64778 | NC | SAT | SERC |  | 22 | 2 | NAICS-22 Non-Cogen | PV | SUN | SUN | CPLE | 31831 | 9329 | 2022
solar pv | TRUE | 65554 | N | . | Kendall Farm | Strata Manager, LLC | 64778 | NC | SAT | SERC |  | 22 | 2 | NAICS-22 Non-Cogen | PV | SUN | SUN | CPLE | 34822 | 10206 | 2022
solar pv | TRUE | 65555 | N | . | Peake Road | Strata Manager, LLC | 64778 | NC | SAT | SERC |  | 22 | 2 | NAICS-22 Non-Cogen | PV | SUN | SUN | CPLE | 32279 | 9461 | 2022
solar pv | TRUE | 65556 | N | . | Seagrove | Strata Manager, LLC | 64778 | NC | SAT | SERC |  | 22 | 2 | NAICS-22 Non-Cogen | PV | SUN | SUN | CPLE | 29934 | 8773 | 2022
solar pv | TRUE | 65559 | N | . | Nolan | Strata Manager, LLC | 64778 | MA | NEW | NPCC |  | 22 | 2 | NAICS-22 Non-Cogen | PV | SUN | SUN | ISNE | 0 | 1 | 2022
solar pv | TRUE | 65560 | N | . | Truck Stop | Strata Manager, LLC | 64778 | MA | NEW | NPCC |  | 22 | 2 | NAICS-22 Non-Cogen | PV | SUN | SUN | ISNE | 10671 | 3127 | 2022
solar pv | TRUE | 65563 | N | . | Robin NJ | Greenbacker Renewable Energy Corporation | 60025 | NJ | MAT | RFC |  | 22 | 2 | NAICS-22 Non-Cogen | PV | SUN | SUN | PJM | 10015 | 2935 | 2022
solar pv | TRUE | 65564 | N | . | Calibrant Bakersfield LLC | Bay4 Energy Services, LLC | 64395 | CA | PACC | WECC |  | 22 | 2 | NAICS-22 Non-Cogen | PV | SUN | SUN | CISO | 7425 | 2176 | 2022
solar pv | TRUE | 65566 | N | . | Bradford Solar | Strata Manager, LLC | 64778 | MA | NEW | NPCC |  | 22 | 2 | NAICS-22 Non-Cogen | PV | SUN | SUN | ISNE | 25048 | 7341 | 2022
solar pv | TRUE | 65567 | N | . | Smith Solar Farm | Strata Manager, LLC | 64778 | NC | SAT | SERC |  | 22 | 2 | NAICS-22 Non-Cogen | PV | SUN | SUN | CPLE | 36312 | 10643 | 2022
other | TRUE | 65568 | N | . | Google Moffett Park Solar Project | Google, Inc. | 64846 | CA | PACC | WECC |  | 22 | 2 | NAICS-22 Non-Cogen | BA | MWH | OTH | CISO | 0 | -23 | 2022
solar pv | TRUE | 65568 | N | . | Google Moffett Park Solar Project | Google, Inc. | 64846 | CA | PACC | WECC |  | 22 | 2 | NAICS-22 Non-Cogen | PV | SUN | SUN | CISO | 9973 | 2923 | 2022
other | TRUE | 65569 | N | . | Gilead Sciences La Verne Rooftop Solar | Gilead Sciences, Inc. - La Verne | 64845 | CA | PACC | WECC |  | 22 | 2 | NAICS-22 Non-Cogen | BA | MWH | OTH | CISO | 0 | 0 | 2022
solar pv | TRUE | 65569 | N | . | Gilead Sciences La Verne Rooftop Solar | Gilead Sciences, Inc. - La Verne | 64845 | CA | PACC | WECC |  | 22 | 2 | NAICS-22 Non-Cogen | PV | SUN | SUN | CISO | 10312 | 3022 | 2022
solar pv | TRUE | 65571 | N | . | Verizon Hidden Ridge Solar Project | Verizon Communications | 64808 | TX | WSC | TRE |  | 22 | 2 | NAICS-22 Non-Cogen | PV | SUN | SUN | ERCO | 11 | 3 | 2022
petroleum | TRUE | 65573 | N | . | Ridge Rd | Power Depot Group A, LLC | 64812 | TX | WSC | TRE |  | 22 | 2 | NAICS-22 Non-Cogen | IC | DFO | DFO | ERCO | 4464 | 480 | 2022
petroleum | TRUE | 65574 | N | . | Santa Rosa | Power Depot Group A, LLC | 64812 | TX | WSC | TRE |  | 22 | 2 | NAICS-22 Non-Cogen | IC | DFO | DFO | ERCO | 5206 | 560 | 2022
petroleum | TRUE | 65575 | N | . | Southwick | Power Depot Group A, LLC | 64812 | TX | WSC | TRE |  | 22 | 2 | NAICS-22 Non-Cogen | IC | DFO | DFO | ERCO | 4520 | 486 | 2022
petroleum | TRUE | 65576 | N | . | Stonegate | Power Depot Group A, LLC | 64812 | TX | WSC | TRE |  | 22 | 2 | NAICS-22 Non-Cogen | IC | DFO | DFO | ERCO | 5363 | 577 | 2022
onshore wind | TRUE | 65577 | N | . | Clearwater Wind I | Clearwater Energy Resources LLC | 64896 | MT | MTN | WECC |  | 22 | 2 | NAICS-22 Non-Cogen | WT | WND | WND | PSEI | 723924 | 212170 | 2022
petroleum | TRUE | 65578 | N | . | Tumbleweed | Power Depot Group A, LLC | 64812 | TX | WSC | TRE |  | 22 | 2 | NAICS-22 Non-Cogen | IC | DFO | DFO | ERCO | 4749 | 511 | 2022
petroleum | TRUE | 65579 | N | . | Vaquero | Power Depot Group A, LLC | 64812 | TX | WSC | TRE |  | 22 | 2 | NAICS-22 Non-Cogen | IC | DFO | DFO | ERCO | 5398 | 581 | 2022
petroleum | TRUE | 65580 | N | . | Villa Cavasos | Power Depot Group A, LLC | 64812 | TX | WSC | TRE |  | 22 | 2 | NAICS-22 Non-Cogen | IC | DFO | DFO | ERCO | 4161 | 448 | 2022
petroleum | TRUE | 65581 | N | . | Westover | Power Depot Group A, LLC | 64812 | TX | WSC | TRE |  | 22 | 2 | NAICS-22 Non-Cogen | IC | DFO | DFO | ERCO | 3417 | 367 | 2022
solar pv | TRUE | 65583 | N | . | Richlands Solar, LLC | Richlands Solar, LLC | 64891 | NC | SAT | SERC |  | 22 | 2 | NAICS-22 Non-Cogen | PV | SUN | SUN | CPLE | 13167 | 3859.02 | 2022
solar pv | TRUE | 65584 | N | . | Cruise Solar, LLC | Cruise Solar, LLC | 64890 | NC | SAT | SERC |  | 22 | 2 | NAICS-22 Non-Cogen | PV | SUN | SUN | CPLE | 13026 | 3817.44 | 2022
solar pv | TRUE | 65585 | N | . | Whatley Renewables | Whatley Renewables, LLC | 64883 | MA | NEW | RFC |  | 22 | 2 | NAICS-22 Non-Cogen | PV | SUN | SUN | ISNE | 6183 | 1812 | 2022
solar pv | TRUE | 65586 | N | . | Wachusett Solar | Wachusett Solar, LLC | 64884 | MA | NEW | RFC |  | 22 | 2 | NAICS-22 Non-Cogen | PV | SUN | SUN | ISNE | 12533 | 3673 | 2022
solar pv | TRUE | 65587 | N | . | RT32 Westerlo Solar 1 | RT32 Westerlo Solar 1, LLC | 64888 | NY | MAT | NPCC |  | 22 | 2 | NAICS-22 Non-Cogen | PV | SUN | SUN | NYIS | 28943 | 8483 | 2022
solar pv | TRUE | 65595 | N | . | Hormel CSG Solar | DG Central 1, LLC | 64083 | MN | WNC | MRO |  | 22 | 2 | NAICS-22 Non-Cogen | PV | SUN | SUN | MISO | 0 | 0 | 2022
solar pv | TRUE | 65609 | N | . | Gilcrest Sun CSG | SunShare Management | 60970 | CO | MTN | WECC |  | 22 | 2 | NAICS-22 Non-Cogen | PV | SUN | SUN | PSCO | 14971 | 4388 | 2022
solar pv | TRUE | 65610 | N | . | MO32 (CSG) | TPE MD MO32 LLC | 64901 | MD | SAT | RFC |  | 22 | 2 | NAICS-22 Non-Cogen | PV | SUN | SUN | PJM | 8411 | 2465 | 2022
solar pv | TRUE | 65611 | N | . | MO33 CSG | TPE MD MO33 LLC | 64902 | MD | SAT | RFC |  | 22 | 2 | NAICS-22 Non-Cogen | PV | SUN | SUN | PJM | 5854 | 1716 | 2022
solar pv | TRUE | 65612 | N | . | Snowden River CSG | Snowden River Parkway, LLC | 64903 | MD | SAT | RFC |  | 22 | 2 | NAICS-22 Non-Cogen | PV | SUN | SUN | PJM | 942 | 276 | 2022
solar pv | TRUE | 65613 | N | . | JB-Tobin 2 | AES Clean Energy | 64904 | NY | MAT | NPCC |  | 22 | 2 | NAICS-22 Non-Cogen | PV | SUN | SUN | NYIS | 5443 | 1595 | 2022
other | TRUE | 65614 | N | . | Orange Coast College PH2 Solar Project | Solar Star Coastal Pirate, LLC | 64905 | CA | PACC | WECC |  | 22 | 2 | NAICS-22 Non-Cogen | BA | MWH | OTH | CISO | 0 | 0 | 2022
solar pv | TRUE | 65614 | N | . | Orange Coast College PH2 Solar Project | Solar Star Coastal Pirate, LLC | 64905 | CA | PACC | WECC |  | 22 | 2 | NAICS-22 Non-Cogen | PV | SUN | SUN | CISO | 0 | 0 | 2022
solar pv | TRUE | 65617 | N | . | BBARWA | Distributed Solar Development, LLC | 64872 | CA | PACC | WECC |  | 22 | 2 | NAICS-22 Non-Cogen | PV | SUN | SUN | CISO | 10820 | 3171 | 2022
solar pv | TRUE | 65618 | N | . | Gunnison Solar | Greenbacker Renewable Energy Corporation | 60025 | UT | MTN | WECC |  | 22 | 2 | NAICS-22 Non-Cogen | PV | SUN | SUN | PACE | 3547 | 1040 | 2022
solar pv | TRUE | 65619 | N | . | ER Sand Hill | Greenbacker Renewable Energy Corporation | 60025 | VT | NEW | NPCC |  | 22 | 2 | NAICS-22 Non-Cogen | PV | SUN | SUN | ISNE | 1034 | 303 | 2022
solar pv | TRUE | 65620 | N | . | 100 Lower | Conductive Power | 63466 | NY | MAT | NPCC |  | 22 | 2 | NAICS-22 Non-Cogen | PV | SUN | SUN | NYIS | 11528 | 3379 | 2022
solar pv | TRUE | 65621 | N | . | 456 Lower | Conductive Power | 63466 | NY | MAT | NPCC |  | 22 | 2 | NAICS-22 Non-Cogen | PV | SUN | SUN | NYIS | 7847 | 2300 | 2022
solar pv | TRUE | 65622 | N | . | Absegami | Conductive Power | 63466 | NJ | MAT | RFC |  | 22 | 2 | NAICS-22 Non-Cogen | PV | SUN | SUN | PJM | 11789 | 3455 | 2022
solar pv | TRUE | 65623 | N | . | Cedar Creek | Conductive Power | 63466 | NJ | MAT | RFC |  | 22 | 2 | NAICS-22 Non-Cogen | PV | SUN | SUN | PJM | 8496 | 2490 | 2022
solar pv | TRUE | 65624 | N | . | Union Springs 40 | EF NY CDG 011, LLC | 64918 | NY | MAT | NPCC |  | 22 | 2 | NAICS-22 Non-Cogen | PV | SUN | SUN | NYIS | 29068 | 8519 | 2022
solar pv | TRUE | 65625 | N | . | Union Springs 963 | EF NY CDG 003, LLC | 64919 | NY | MAT | NPCC |  | 22 | 2 | NAICS-22 Non-Cogen | PV | SUN | SUN | NYIS | 20790 | 6093 | 2022
solar pv | TRUE | 65626 | N | . | North Eagle Village Solar | EF NY CDG 001, LLC | 64920 | NY | MAT | NPCC |  | 22 | 2 | NAICS-22 Non-Cogen | PV | SUN | SUN | NYIS | 24525 | 7188 | 2022
solar pv | TRUE | 65627 | N | . | Green Lakes Solar | EF NY CDG 002, LLC | 64921 | NY | MAT | NPCC |  | 22 | 2 | NAICS-22 Non-Cogen | PV | SUN | SUN | NYIS | 24300 | 7122 | 2022
solar pv | TRUE | 65628 | N | . | Judd Road Solar | EF NY CDG 007, LLC | 64922 | NY | MAT | NPCC |  | 22 | 2 | NAICS-22 Non-Cogen | PV | SUN | SUN | NYIS | 26228 | 7687 | 2022
solar pv | TRUE | 65631 | N | . | Pisgah Ridge Solar, LLC | Duke Energy Renewables Services | 65411 | TX | WSC | TRE |  | 22 | 2 | NAICS-22 Non-Cogen | PV | SUN | SUN | ERCO | 21311 | 6246 | 2022
solar pv | TRUE | 65632 | N | . | MN CSG 2019-38 DE LLC | MN CSG 2019-38 DE LLC | 64900 | MN | WNC | MRO |  | 22 | 2 | NAICS-22 Non-Cogen | PV | SUN | SUN | MISO | 0 | 0 | 2022
solar pv | TRUE | 65636 | N | . | Dartmouth Farms Solar | Dartmouth Farms Solar, LLC | 64880 | MA | NEW | RFC |  | 22 | 2 | NAICS-22 Non-Cogen | PV | SUN | SUN | ISNE | 12709 | 3725 | 2022
solar pv | TRUE | 65637 | N | . | Foster Solar | Foster Solar, LLC | 64881 | RI | NEW | RFC |  | 22 | 2 | NAICS-22 Non-Cogen | PV | SUN | SUN | ISNE | 5645 | 1655 | 2022
solar pv | TRUE | 65638 | N | . | SR Greenville I | SR Greenville I, LLC | 64910 | TN | ESC | SERC |  | 22 | 2 | NAICS-22 Non-Cogen | PV | SUN | SUN | TVA | 720 | 211 | 2022
solar pv | TRUE | 65639 | N | . | SR Greenville II | SR Greenville II, LLC | 64911 | TN | ESC | SERC |  | 22 | 2 | NAICS-22 Non-Cogen | PV | SUN | SUN | TVA | 512 | 150 | 2022
solar pv | TRUE | 65640 | N | . | SR Bolivar | SR Bolivar, LLC | 64912 | TN | ESC | SERC |  | 22 | 2 | NAICS-22 Non-Cogen | PV | SUN | SUN | TVA | 154 | 45 | 2022
solar pv | TRUE | 65641 | N | . | SR Paris | SR Paris, LLC | 64913 | TN | ESC | SERC |  | 22 | 2 | NAICS-22 Non-Cogen | PV | SUN | SUN | TVA | 24 | 7 | 2022
solar pv | TRUE | 65642 | N | . | SR Jackson II | SR Jackson II, LLC | 64914 | TN | ESC | SERC |  | 22 | 2 | NAICS-22 Non-Cogen | PV | SUN | SUN | TVA | 2381 | 698 | 2022
solar pv | TRUE | 65643 | N | . | Castleton | Conductive Power | 63466 | NY | MAT | NPCC |  | 22 | 2 | NAICS-22 Non-Cogen | PV | SUN | SUN | NYIS | 29037 | 8510 | 2022
solar pv | TRUE | 65647 | N | . | Croton Solar | Croton Solar LLC | 64926 | NY | MAT | SERC |  | 22 | 2 | NAICS-22 Non-Cogen | PV | SUN | SUN | NYIS | 18494 | 5421 | 2022
other | TRUE | 65650 | N | . | Brockelman Road Solar 2 | Brockelman Road Solar 2, LLC | 64889 | MA | NEW | RFC |  | 22 | 2 | NAICS-22 Non-Cogen | BA | MWH | OTH | ISNE | 0 | 0 | 2022
solar pv | TRUE | 65650 | N | . | Brockelman Road Solar 2 | Brockelman Road Solar 2, LLC | 64889 | MA | NEW | RFC |  | 22 | 2 | NAICS-22 Non-Cogen | PV | SUN | SUN | ISNE | 6964 | 2041 | 2022
solar pv | FALSE | 65652 | N | . | Niagara Bottling - Rialto | SkyHigh 2 Solar | 63432 | CA | PACC | WECC |  | 312 | 6 | Industrial NAICS Non-Cogen | PV | SUN | SUN | CISO | 29398 | 8616 | 2022
solar pv | TRUE | 65653 | N | . | TES Rowtier | SkyHigh 2 Solar | 63432 | MA | NEW | NPCC |  | 22 | 2 | NAICS-22 Non-Cogen | PV | SUN | SUN | ISNE | 17832 | 5227 | 2022
solar pv | TRUE | 65658 | N | . | DRPA Lindenwold Station Solar Project | Solar Star River SLB, LLC | 64933 | NJ | MAT | RFC |  | 22 | 2 | NAICS-22 Non-Cogen | PV | SUN | SUN | PJM | 27269 | 7992 | 2022
solar pv | TRUE | 65659 | N | . | ENGIE 2020 ProjectCo-WI1 LLC | ENGIE 2020 ProjectCo-WI1 LLC | 64930 | WI | ENC | MRO |  | 22 | 2 | NAICS-22 Non-Cogen | PV | SUN | SUN | MISO | 10817 | 3170 | 2022
solar pv | TRUE | 65661 | N | . | Nebula Solar | Rayos del Sol Solar Project, LLC | 64917 | TX | WSC | TRE |  | 22 | 2 | NAICS-22 Non-Cogen | PV | SUN | SUN | ERCO | 492584 | 144368 | 2022
solar pv | TRUE | 65662 | N | . | Vancourt Solar Interconnections | Rayos del Sol Solar Project, LLC | 64917 | TX | WSC | TRE |  | 22 | 2 | NAICS-22 Non-Cogen | PV | SUN | SUN | ERCO | 61938 | 18153 | 2022
solar pv | TRUE | 65667 | N | . | East Windsor Solar One | DG Connecticut III, LLC | 64426 | CT | NEW | NPCC |  | 22 | 2 | NAICS-22 Non-Cogen | PV | SUN | SUN | ISNE | 22838 | 6693 | 2022
solar pv | TRUE | 65668 | N | . | Southington Solar One | DG Connecticut III, LLC | 64426 | CT | NEW | NPCC |  | 22 | 2 | NAICS-22 Non-Cogen | PV | SUN | SUN | ISNE | 27112 | 7946 | 2022
other | TRUE | 65669 | N | . | Faunce Corner Community Solar | Faunce Corner Road Dartmouth Solar 1, LLC | 64938 | MA | NEW | NPCC |  | 22 | 2 | NAICS-22 Non-Cogen | BA | MWH | OTH | ISNE | 0 | 0 | 2022
solar pv | TRUE | 65669 | N | . | Faunce Corner Community Solar | Faunce Corner Road Dartmouth Solar 1, LLC | 64938 | MA | NEW | NPCC |  | 22 | 2 | NAICS-22 Non-Cogen | PV | SUN | SUN | ISNE | 0 | 0 | 2022
other | TRUE | 65670 | N | . | Ventura | Ventura Drive Dartmouth Solar 1, LLC | 64939 | MA | NEW | NPCC |  | 22 | 2 | NAICS-22 Non-Cogen | BA | MWH | OTH | ISNE | 0 | 0 | 2022
solar pv | TRUE | 65670 | N | . | Ventura | Ventura Drive Dartmouth Solar 1, LLC | 64939 | MA | NEW | NPCC |  | 22 | 2 | NAICS-22 Non-Cogen | PV | SUN | SUN | ISNE | 0 | 0 | 2022
solar pv | TRUE | 65671 | N | . | Cattail (CSG) | Cattail Solar, LLC | 64940 | IL | ENC | RFC |  | 22 | 2 | NAICS-22 Non-Cogen | PV | SUN | SUN | MISO | 444 | 130 | 2022
solar pv | TRUE | 65674 | N | . | Edwards Sanborn E1B | Terra-Gen Operating Co-Hybrid | 64366 | CA | PACC | WECC |  | 22 | 2 | NAICS-22 Non-Cogen | PV | SUN | SUN | CISO | 55779 | 16348 | 2022
solar pv | TRUE | 65675 | N | . | Edwards Sanborn E4 | Terra-Gen Operating Co-Hybrid | 64366 | CA | PACC | WECC |  | 22 | 2 | NAICS-22 Non-Cogen | PV | SUN | SUN | CISO | 24955 | 7314 | 2022
solar pv | TRUE | 65676 | N | . | Edwards Sanborn E5 | Terra-Gen Operating Co-Hybrid | 64366 | CA | PACC | WECC |  | 22 | 2 | NAICS-22 Non-Cogen | PV | SUN | SUN | CISO | 5821 | 1706 | 2022
solar pv | TRUE | 65677 | N | . | Edwards Sanborn S4 | Terra-Gen Operating Co-Hybrid | 64366 | CA | PACC | WECC |  | 22 | 2 | NAICS-22 Non-Cogen | PV | SUN | SUN | CISO | 34560 | 10129 | 2022
solar pv | TRUE | 65679 | N | . | Calverton Solar Energy Center | LI Solar Generation, LLC | 64950 | NY | MAT | NPCC |  | 22 | 2 | NAICS-22 Non-Cogen | PV | SUN | SUN | NYIS | 78172 | 22911 | 2022
solar pv | TRUE | 65681 | N | . | Kohler Solar | Wisconsin Power & Light Co | 20856 | WI | ENC | MRO |  | 22 | 1 | Electric Utility | PV | SUN | SUN | MISO | 2529 | 741 | 2022
solar pv | TRUE | 65684 | N | . | Laurel Oaks Solar | Tampa Electric Co | 18454 | FL | SAT | SERC |  | 22 | 1 | Electric Utility | PV | SUN | SUN | TEC | 22076 | 6470 | 2022
solar pv | TRUE | 65687 | N | . | Riverside Solar | Tampa Electric Co | 18454 | FL | SAT | SERC |  | 22 | 1 | Electric Utility | PV | SUN | SUN | TEC | 4616 | 1353 | 2022
solar pv | TRUE | 65688 | N | . | Kearsarge Ludlow LLC | Kearsarge Ludlow LLC | 64819 | MA | NEW | NPCC |  | 22 | 2 | NAICS-22 Non-Cogen | PV | SUN | SUN | ISNE | 21052 | 6170 | 2022
solar pv | TRUE | 65690 | N | . | Kearsarge Acushnet | Kearsarge Acushnet LLC | 64818 | MA | NEW | NPCC |  | 22 | 2 | NAICS-22 Non-Cogen | PV | SUN | SUN | ISNE | 12068 | 3537 | 2022
solar pv | TRUE | 65691 | N | . | KSU Trumbull | Madison Energy Holdings LLC | 62915 | OH | ENC | RFC |  | 22 | 2 | NAICS-22 Non-Cogen | PV | SUN | SUN | PJM | 5472 | 1604 | 2022
other | TRUE | 65694 | N | . | TX11 Republic Road Storage | Key Capture Energy | 63289 | TX | WSC | TRE |  | 22 | 2 | NAICS-22 Non-Cogen | BA | MWH | OTH | ERCO | 0 | -999 | 2022
other | TRUE | 65695 | N | . | TX12 Silicon Hill Storage | Key Capture Energy | 63289 | TX | WSC | TRE |  | 22 | 2 | NAICS-22 Non-Cogen | BA | MWH | OTH | ERCO | 0 | 33 | 2022
solar pv | TRUE | 65706 | N | . | POM Juice Solar | Wonderful Renewable Energy, LLC. | 63689 | CA | PACC | WECC |  | 22 | 2 | NAICS-22 Non-Cogen | PV | SUN | SUN | CISO | 511 | 150 | 2022
solar pv | FALSE | 65707 | N | . | POM Beverage Solar | Wonderful Renewable Energy, LLC. | 63689 | CA | PACC | WECC |  | 111 | 6 | Industrial NAICS Non-Cogen | PV | SUN | SUN | CISO | 2526 | 740 | 2022
onshore wind | TRUE | 65713 | N | . | Rock Aetna Power Partners | Northern States Power Co - Minnesota | 13781 | MN | WNC | MRO |  | 22 | 2 | NAICS-22 Non-Cogen | WT | WND | WND | MISO | 0 | 0 | 2022
solar pv | TRUE | 65716 | N | . | Long Plain Solar | Long Plain Solar, LLC | 64980 | MA | NEW | NPCC |  | 22 | 2 | NAICS-22 Non-Cogen | PV | SUN | SUN | ISNE | 12699 | 3722 | 2022
solar pv | TRUE | 65717 | N | . | Settlers Solar | Settlers Solar, LLC | 64981 | MA | NEW | NPCC |  | 22 | 2 | NAICS-22 Non-Cogen | PV | SUN | SUN | ISNE | 26133 | 7659 | 2022
solar pv | TRUE | 65719 | N | . | Griffin Road Solar 2 | Griffin Road Solar 2, LLC | 64982 | MA | NEW | NPCC |  | 22 | 2 | NAICS-22 Non-Cogen | PV | SUN | SUN | ISNE | 8139 | 2385 | 2022
solar pv | TRUE | 65720 | N | . | Woodland Avenue Solar 1 | Woodland Avenue Solar 1, LLC | 64984 | MA | NEW | RFC |  | 22 | 2 | NAICS-22 Non-Cogen | PV | SUN | SUN | ISNE | 30705 | 8999 | 2022
solar pv | TRUE | 65721 | N | . | RT405 Westerlo Solar 2 | RT405 Westerlo Solar 2, LLC | 64985 | NY | MAT | NPCC |  | 22 | 2 | NAICS-22 Non-Cogen | PV | SUN | SUN | ISNE | 30076 | 8815 | 2022
solar pv | TRUE | 65722 | N | . | Webster Solar | Webster Solar, LLC | 64882 | MA | NEW | RFC |  | 22 | 2 | NAICS-22 Non-Cogen | PV | SUN | SUN | ISNE | 4609 | 1351 | 2022
solar pv | TRUE | 65723 | N | . | LR Wheatfield Solar 1 | LR Wheatfield Solar 1, LLC | 64986 | NY | MAT | NPCC |  | 22 | 2 | NAICS-22 Non-Cogen | PV | SUN | SUN | ISNE | 30174 | 8843 | 2022
solar pv | TRUE | 65724 | N | . | Pendleton Solar 1 | Pendleton Solar 1, LLC | 64987 | NY | MAT | NPCC |  | 22 | 2 | NAICS-22 Non-Cogen | PV | SUN | SUN | ISNE | 25915 | 7595 | 2022
onshore wind | TRUE | 65725 | N | . | Kossuth County Wind | Kossuth County Wind, LLC | 64979 | IA | WNC | MRO |  | 22 | 2 | NAICS-22 Non-Cogen | WT | WND | WND | MISO | 83468 | 24463 | 2022
solar pv | TRUE | 65726 | N | . | Montgomery County Community Solar Center | Union Electric Co - (MO) | 19436 | MO | WNC | SERC |  | 22 | 1 | Electric Utility | PV | SUN | SUN | MISO | 33431 | 9798 | 2022
solar pv | TRUE | 65727 | N | . | Statesboro Solar LLC | Alchemy Renewable Energy | 62627 | GA | SAT | SERC |  | 22 | 2 | NAICS-22 Non-Cogen | PV | SUN | SUN | SOCO | 747 | 219 | 2022
solar pv | TRUE | 65728 | N | . | BE Solar LLC | Alchemy Renewable Energy | 62627 | GA | SAT | SERC |  | 22 | 2 | NAICS-22 Non-Cogen | PV | SUN | SUN | SOCO | 1484 | 435 | 2022
solar pv | TRUE | 65730 | N | . | Rockmart | Alchemy Renewable Energy | 62627 | GA | SAT | SERC |  | 22 | 2 | NAICS-22 Non-Cogen | PV | SUN | SUN | SOCO | 1037 | 304 | 2022
solar pv | TRUE | 65731 | N | . | Rockford CS 1 | Rockford CS 1, LLC | 64990 | IL | ENC | SERC |  | 22 | 2 | NAICS-22 Non-Cogen | PV | SUN | SUN | MISO | 13918 | 4079 | 2022
solar pv | TRUE | 65732 | N | . | Rockford CS 2 | Rockford CS 2, LLC | 64988 | IL | ENC | SERC |  | 22 | 2 | NAICS-22 Non-Cogen | PV | SUN | SUN | MISO | 13510 | 3959 | 2022
onshore wind | TRUE | 65737 | N | . | Schumann Wind Farm | Chopin Wind, LLC | 57421 | OR | PACC | WECC |  | 22 | 2 | NAICS-22 Non-Cogen | WT | WND | WND | PACW | 10249 | 3004 | 2022
solar pv | TRUE | 65740 | N | . | Canal Energy S23, LLC | Canal Energy S23, LLC | 64948 | CA | PACC | WECC |  | 22 | 2 | NAICS-22 Non-Cogen | PV | SUN | SUN | CISO | 26245 | 7692 | 2022
solar pv | TRUE | 65745 | N | . | Carnes Creek Solar (CSG) | Carnes Creek Solar, LLC | 65002 | OR | PACC | WECC |  | 22 | 2 | NAICS-22 Non-Cogen | PV | SUN | SUN | PGE | 283 | 83 | 2022
solar pv | TRUE | 65746 | N | . | Cosper Creek Solar (CSG) | Cosper Creek Solar, LLC | 65003 | OR | PACC | WECC |  | 22 | 2 | NAICS-22 Non-Cogen | PV | SUN | SUN | PGE | 321 | 94 | 2022
solar pv | TRUE | 65747 | N | . | Fruitland Creek Solar (CSG) | Fruitland Creek Solar, LLC | 65004 | OR | PACC | WECC |  | 22 | 2 | NAICS-22 Non-Cogen | PV | SUN | SUN | PGE | 194 | 57 | 2022
solar pv | TRUE | 65748 | N | . | Kaiser Creek Solar (CSG) | Kaiser Creek Solar, LLC | 65005 | OR | PACC | WECC |  | 22 | 2 | NAICS-22 Non-Cogen | PV | SUN | SUN | PGE | 215 | 63 | 2022
solar pv | TRUE | 65750 | N | . | Sandy River Solar (CSG) | Sandy River Solar, LLC | 65007 | OR | PACC | WECC |  | 22 | 2 | NAICS-22 Non-Cogen | PV | SUN | SUN | PGE | 351 | 103 | 2022
solar pv | TRUE | 65751 | N | . | Sesqui-C Solar (CSG) | Sesqui-C Solar, LLC | 65008 | OR | PACC | WECC |  | 22 | 2 | NAICS-22 Non-Cogen | PV | SUN | SUN | PGE | 205 | 60 | 2022
solar pv | TRUE | 65752 | N | . | East Fishkill CSG | Conductive Power | 63466 | NY | MAT | NPCC |  | 22 | 2 | NAICS-22 Non-Cogen | PV | SUN | SUN | NYIS | 11670 | 3420 | 2022
solar pv | TRUE | 65753 | N | . | ELP Greenport CSG | Conductive Power | 63466 | NY | MAT | NPCC |  | 22 | 2 | NAICS-22 Non-Cogen | PV | SUN | SUN | NYIS | 26931 | 7893 | 2022
solar pv | TRUE | 65754 | N | . | ELP Kinderhook CSG | Conductive Power | 63466 | NY | MAT | NPCC |  | 22 | 2 | NAICS-22 Non-Cogen | PV | SUN | SUN | NYIS | 28866 | 8460 | 2022
solar pv | TRUE | 65755 | N | . | ELP Myer CSG | Conductive Power | 63466 | NY | MAT | NPCC |  | 22 | 2 | NAICS-22 Non-Cogen | PV | SUN | SUN | NYIS | 12420 | 3640 | 2022
solar pv | TRUE | 65756 | N | . | Rockdale | Conductive Power | 63466 | MD | SAT | RFC |  | 22 | 2 | NAICS-22 Non-Cogen | PV | SUN | SUN | PJM | 8560 | 2509 | 2022
solar pv | TRUE | 65757 | N | . | ELP Saugerties CSG | Conductive Power | 63466 | NY | MAT | NPCC |  | 22 | 2 | NAICS-22 Non-Cogen | PV | SUN | SUN | NYIS | 12226 | 3583 | 2022
solar pv | TRUE | 65759 | N | . | Putnam Erikson 2 | SolAmerica Energy, LLC | 65010 | GA | SAT | SERC |  | 22 | 2 | NAICS-22 Non-Cogen | PV | SUN | SUN | SOCO | 21158 | 6201 | 2022
onshore wind | TRUE | 65761 | N | . | Buffalo Ridge Wind | Buffalo Ridge Wind, LLC | 65012 | MN | WNC | MRO |  | 22 | 2 | NAICS-22 Non-Cogen | WT | WND | WND | MISO | 162871 | 47735 | 2022
onshore wind | TRUE | 65763 | N | . | Young Wind | Young Wind, LLC | 65013 | TX | WSC | TRE |  | 22 | 2 | NAICS-22 Non-Cogen | WT | WND | WND | ERCO | 262608 | 76966 | 2022
onshore wind | TRUE | 65764 | N | . | Walleye Wind | Walleye Wind, LLC | 65015 | MN | WNC | MRO |  | 22 | 2 | NAICS-22 Non-Cogen | WT | WND | WND | MISO | 101073 | 29623 | 2022
solar pv | FALSE | 65766 | N | . | Dover Dairy | Renewable Solar, Inc | 64698 | CA | PACC | WECC |  | 115 | 6 | Industrial NAICS Non-Cogen | PV | SUN | SUN | CISO | 6837 | 2004 | 2022
petroleum | TRUE | 65767 | N | . | Gustavus | Alaska Power and Telephone Co | 219 | AK | PACN |  |  | 22 | 1 | Electric Utility | IC | DFO | DFO | NA | 5207 | 437 | 2022
natural gas peaker | TRUE | 65768 | N | . | Centech Gas Generator | Town of Shrewsbury - (MA) | 17127 | MA | NEW | NPCC |  | 22 | 1 | Electric Utility | IC | NG | NG | ISNE | 2972 | 255 | 2022
solar pv | TRUE | 65770 | N | . | Ventura Solar | Ventura Solar LLC | 65023 | CA | PACC | WECC |  | 22 | 2 | NAICS-22 Non-Cogen | PV | SUN | SUN | CISO | 24148 | 7077 | 2022
solar pv | TRUE | 65771 | N | . | Big Bend Agrivoltaics | Tampa Electric Co | 18454 | FL | SAT | SERC |  | 22 | 1 | Electric Utility | PV | SUN | SUN | TEC | 3375 | 989 | 2022
solar pv | TRUE | 65772 | N | . | Big Bend Floating Solar I | Tampa Electric Co | 18454 | FL | SAT | SERC |  | 22 | 1 | Electric Utility | PV | SUN | SUN | TEC | 1368 | 401 | 2022
geothermal | TRUE | 65773 | N | . | Star Peak Geothermal Plant | Star Peak Geothermal LLC. | 64626 | NV | MTN | WECC |  | 22 | 2 | NAICS-22 Non-Cogen | BT | GEO | GEO | NEVP | 87037 | 25509 | 2022
solar pv | TRUE | 65774 | N | . | Alden Road Harvard Solar 1 | Alden Road Harvard Solar 1, LLC | 65024 | IL | ENC | SERC |  | 22 | 2 | NAICS-22 Non-Cogen | PV | SUN | SUN | MISO | 12841 | 3764 | 2022
solar pv | TRUE | 65775 | N | . | Cream Street Solar | Cream Street Solar, LLC | 65030 | NY | MAT | NPCC |  | 22 | 2 | NAICS-22 Non-Cogen | PV | SUN | SUN | ISNE | 12986 | 3806 | 2022
solar pv | TRUE | 65776 | N | . | Little Falls Solar | Little Falls Solar | 65028 | NY | MAT | NPCC |  | 22 | 2 | NAICS-22 Non-Cogen | PV | SUN | SUN | ISNE | 10283 | 3014 | 2022
solar pv | TRUE | 65777 | N | . | Little Falls Solar 1 | Little Falls Solar 1, LLC | 65029 | NY | MAT | NPCC |  | 22 | 2 | NAICS-22 Non-Cogen | PV | SUN | SUN | ISNE | 12344 | 3618 | 2022
solar pv | TRUE | 65778 | N | . | Jackpot Solar, LLC | Duke Energy Renewables Services | 65411 | ID | MTN | WECC |  | 22 | 1 | Electric Utility | PV | SUN | SUN | IPCO | 15548 | 4557 | 2022
solar pv | TRUE | 65779 | N | . | Hickson Solar, LLC | Hickson Solar, LLC | 65040 | SC | SAT | SERC |  | 22 | 2 | NAICS-22 Non-Cogen | PV | SUN | SUN | CPLE | 65 | 19 | 2022
solar pv | TRUE | 65780 | N | . | Ogburn Solar, LLC | Ogburn Solar, LLC | 65041 | SC | SAT | SERC |  | 22 | 2 | NAICS-22 Non-Cogen | PV | SUN | SUN | CPLE | 242 | 71 | 2022
solar pv | TRUE | 65781 | N | . | Bishopville Solar II, LLC | Bishopville Solar II, LLC | 65039 | SC | SAT | SERC |  | 22 | 2 | NAICS-22 Non-Cogen | PV | SUN | SUN | CPLE | 27 | 8 | 2022
solar pv | FALSE | 65783 | N | . | Wonderful Nursery | Wonderful Renewable Energy, LLC. | 63689 | CA | PACC | WECC |  | 114 | 6 | Industrial NAICS Non-Cogen | PV | SUN | SUN | CISO | 8552 | 2506 | 2022
solar pv | TRUE | 65784 | N | . | Burlington Solar 1 | DG Connecticut III, LLC | 64426 | CT | NEW | NPCC |  | 22 | 2 | NAICS-22 Non-Cogen | PV | SUN | SUN | ISNE | 11049 | 3238 | 2022
solar pv | TRUE | 65785 | N | . | 1639 RT 29 Solar 1 | 1639 RT 29 Solar 1, LLC | 65032 | NY | MAT | NPCC |  | 22 | 2 | NAICS-22 Non-Cogen | PV | SUN | SUN | ISNE | 25863 | 7580 | 2022
solar pv | TRUE | 65786 | N | . | 1639 RT 29 Solar 2 | 1639 RT 29 Solar 2, LLC | 65033 | NY | MAT | NPCC |  | 22 | 2 | NAICS-22 Non-Cogen | PV | SUN | SUN | ISNE | 14822 | 4344 | 2022
solar pv | TRUE | 65791 | N | . | Blue Hen Solar | Madison Energy Holdings LLC | 62915 | DE | SAT | RFC |  | 22 | 2 | NAICS-22 Non-Cogen | PV | SUN | SUN | PJM | 6153 | 1803 | 2022
solar pv | TRUE | 65793 | N | . | Concho Valley Solar, LLC | Concho Valley Solar, LLC | 65055 | TX | WSC | TRE |  | 22 | 2 | NAICS-22 Non-Cogen | PV | SUN | SUN | ERCO | 320461 | 93922 | 2022
solar pv | TRUE | 65794 | N | . | 20701 Plummer PV, LLC | Valta Energy | 61980 | CA | PACC | WECC |  | 22 | 2 | NAICS-22 Non-Cogen | PV | SUN | SUN | LDWP | 3992 | 1170 | 2022
solar pv | TRUE | 65804 | N | . | Corvias - Fort Riley II | Onyx Asset Services Group | 60584 | KS | WNC | MRO |  | 22 | 2 | NAICS-22 Non-Cogen | PV | SUN | SUN | SWPP | 8217 | 2408 | 2022
other | TRUE | 65809 | N | . | Caterina | HEN Infrastructure, L.L.C. | 65076 | TX | WSC | TRE |  | 22 | 2 | NAICS-22 Non-Cogen | BA | MWH | OTH | ERCO | 0 | -203 | 2022
other | TRUE | 65815 | N | . | NY - Mines Press | NY - Mines Press | 65056 | NY | MAT | NPCC |  | 22 | 2 | NAICS-22 Non-Cogen | BA | MWH | OTH | NYIS | 0 | 0 | 2022
solar pv | TRUE | 65815 | N | . | NY - Mines Press | NY - Mines Press | 65056 | NY | MAT | NPCC |  | 22 | 2 | NAICS-22 Non-Cogen | PV | SUN | SUN | NYIS | 4345 | 1274 | 2022
solar pv | TRUE | 65817 | N | . | Clear Solar I, LLC | Clear Solar I, LLC | 65069 | NC | SAT | SERC |  | 22 | 2 | NAICS-22 Non-Cogen | PV | SUN | SUN | DUK | 24168 | 7083.45 | 2022
solar pv | TRUE | 65818 | N | . | Limelight Solar I, LLC | Limelight Solar I, LLC | 65068 | SC | SAT | SERC |  | 22 | 2 | NAICS-22 Non-Cogen | PV | SUN | SUN | DUK | 13141 | 3851.1 | 2022
solar pv | TRUE | 65819 | N | . | 233 Randolph 74 Solar I, LLC | 233 Randolph 74 Solar I, LLC | 65067 | NC | SAT | SERC |  | 22 | 2 | NAICS-22 Non-Cogen | PV | SUN | SUN | DUK | 13724 | 4022.37 | 2022
other | TRUE | 65831 | N | . | Lonestar | HEN Infrastructure, L.L.C. | 65076 | TX | WSC | TRE |  | 22 | 2 | NAICS-22 Non-Cogen | BA | MWH | OTH | ERCO | 0 | -204 | 2022
solar pv | TRUE | 65858 | N | . | Dynamic Corinth (CSG) | MN8 Energy LLC | 61944 | ME | NEW | NPCC |  | 22 | 2 | NAICS-22 Non-Cogen | PV | SUN | SUN | ISNE | 3180 | 932 | 2022
solar pv | TRUE | 65859 | N | . | Dynamic Madison | MN8 Energy LLC | 61944 | ME | NEW | NPCC |  | 22 | 2 | NAICS-22 Non-Cogen | PV | SUN | SUN | ISNE | 11289 | 3309 | 2022
natural gas peaker | TRUE | 65898 | Y | . | Gaylord Rockies CHP | UE - 00602CO, LLC | 65095 | CO | MTN | WECC |  | 22 | 3 | NAICS-22 Cogen | IC | NG | NG | PSCO | 112173 | 12446 | 2022
other | FALSE | 65940 | N | . | Shasta College PH2 Solar Project | TotalEnergies Distributed Generation, LLC | 65112 | CA | PACC | WECC |  | 611 | 4 | Commercial NAICS Non-Cogen | BA | MWH | OTH | CISO | 0 | 0 | 2022
solar pv | FALSE | 65940 | N | . | Shasta College PH2 Solar Project | TotalEnergies Distributed Generation, LLC | 65112 | CA | PACC | WECC |  | 611 | 4 | Commercial NAICS Non-Cogen | PV | SUN | SUN | CISO | 0 | 0 | 2022
solar pv | TRUE | 65942 | N | . | Grand Casino Hinckley Solar | DG Central 1, LLC | 64083 | MN | WNC | MRO |  | 22 | 2 | NAICS-22 Non-Cogen | PV | SUN | SUN | MISO | 12393 | 3632 | 2022
other | FALSE | 65945 | N | . | Brookville Smart Bus Depot Microgrid | AlphaStruxure Service Co LP | 65118 | MD | SAT | RFC |  | 485 | 4 | Commercial NAICS Non-Cogen | BA | MWH | OTH | PJM | 0 | 0 | 2022
natural gas peaker | FALSE | 65945 | N | . | Brookville Smart Bus Depot Microgrid | AlphaStruxure Service Co LP | 65118 | MD | SAT | RFC |  | 485 | 4 | Commercial NAICS Non-Cogen | IC | NG | NG | PJM | 0 | 0 | 2022
solar pv | FALSE | 65945 | N | . | Brookville Smart Bus Depot Microgrid | AlphaStruxure Service Co LP | 65118 | MD | SAT | RFC |  | 485 | 4 | Commercial NAICS Non-Cogen | PV | SUN | SUN | PJM | 628 | 184 | 2022
solar pv | TRUE | 65946 | N | . | Hecate Energy Upshur Rural LLC | Hecate Energy Upshur Rural LLC | 65117 | TX | WSC | TRE |  | 22 | 2 | NAICS-22 Non-Cogen | PV | SUN | SUN | SWPP | 16616 | 4870 | 2022
solar pv | TRUE | 65954 | N | . | Kearsarge West Shore Solar LLC | Kearsarge West Shore Solar LLC | 65121 | RI | NEW | NPCC |  | 22 | 2 | NAICS-22 Non-Cogen | PV | SUN | SUN | ISNE | 0 | 0 | 2022
solar pv | TRUE | 65965 | N | . | Java Solar, LLC | Java Solar, LLC | 65147 | CA | PACC |  |  | 22 | 2 | NAICS-22 Non-Cogen | PV | SUN | SUN | CISO | 0 | 0 | 2022
solar pv | TRUE | 65968 | N | . | Hodag Solar | Wisconsin Public Service Corp | 20860 | WI | ENC |  |  | 22 | 1 | Electric Utility | PV | SUN | SUN | MISO | 61629 | 18062 | 2022
solar pv | TRUE | 65969 | N | . | Kankakee 2 | Kankakee Solar 2 LLC | 65156 | IL | ENC |  |  | 22 | 2 | NAICS-22 Non-Cogen | PV | SUN | SUN | MISO | 753 | 221 | 2022
solar pv | FALSE | 65972 | N | . | Raptor Ridge | Tucson Electric Power Co | 24211 | AZ | MTN |  |  | 114 | 6 | Industrial NAICS Non-Cogen | PV | SUN | SUN | TEPC | 63466 | 18601 | 2022
solar pv | TRUE | 65974 | N | . | Timmerman (CSG) | Elora LLC | 65158 | MN | WNC |  |  | 22 | 2 | NAICS-22 Non-Cogen | PV | SUN | SUN | MISO | 0 | 0 | 2022
petroleum | TRUE | 65978 | N | . | Dania Beach 7 | Florida Power & Light Co | 6452 | FL | SAT |  |  | 22 | 1 | Electric Utility | CA | DFO | DFO | FPL | 0 | 0 | 2022
natural gas combined cycle | TRUE | 65978 | N | . | Dania Beach 7 | Florida Power & Light Co | 6452 | FL | SAT |  |  | 22 | 1 | Electric Utility | CA | NG | NG | FPL | 0 | 1374230.9 | 2022
petroleum | TRUE | 65978 | N | . | Dania Beach 7 | Florida Power & Light Co | 6452 | FL | SAT |  |  | 22 | 1 | Electric Utility | CT | DFO | DFO | FPL | 0 | 0 | 2022
natural gas combined cycle | TRUE | 65978 | N | . | Dania Beach 7 | Florida Power & Light Co | 6452 | FL | SAT |  |  | 22 | 1 | Electric Utility | CT | NG | NG | FPL | 25199653 | 2506751 | 2022
solar pv | TRUE | 65982 | N | . | KDC Solar TC Little Patuxent WWTP LLC | CleanCapital Holdings | 65164 | MD | SAT |  |  | 22 | 2 | NAICS-22 Non-Cogen | PV | SUN | SUN | PJM | 1952 | 572 | 2022
solar pv | TRUE | 65983 | N | . | KDC Solar TC George Howard LLC | CleanCapital Holdings | 65164 | MD | SAT |  |  | 22 | 2 | NAICS-22 Non-Cogen | PV | SUN | SUN | PJM | 1904 | 558 | 2022
solar pv | TRUE | 65984 | N | . | KDC Solar TC Blandair Park LLC | CleanCapital Holdings | 65164 | MD | SAT |  |  | 22 | 2 | NAICS-22 Non-Cogen | PV | SUN | SUN | PJM | 2399 | 703 | 2022
solar pv | TRUE | 65996 | N | . | Harmony Solar | Maine DG Solar Harmony, LLC | 65185 | ME | NEW |  |  | 22 | 2 | NAICS-22 Non-Cogen | PV | SUN | SUN | ISNE | 9793 | 2870 | 2022
solar pv | TRUE | 66003 | N | . | MP CSG 1 LLC | United States Solar Corporation | 65173 | MN | WNC |  |  | 22 | 2 | NAICS-22 Non-Cogen | PV | SUN | SUN | MISO | 5852 | 1715 | 2022
solar pv | TRUE | 66005 | N | . | Limelight Solar III, LLC | Limelight Solar III, LLC | 65178 | SC | SAT |  |  | 22 | 2 | NAICS-22 Non-Cogen | PV | SUN | SUN | DUK | 25760 | 7549.74 | 2022
solar pv | TRUE | 66016 | N | . | Skalbeck Solar | Cascade Solar LLC | 65189 | MN | WNC |  |  | 22 | 2 | NAICS-22 Non-Cogen | PV | SUN | SUN | MISO | 0 | 0 | 2022
natural gas peaker | FALSE | 66018 | Y | . | Norton Powerhouse 2 | Norton Powerhouse 2 | 65160 | MA | NEW |  |  | 339 | 7 | Industrial NAICS Cogen | GT | NG | NG | ISNE | 86153 | 7067 | 2022
solar pv | TRUE | 66020 | N | . | DRPA Woodcrest Station Solar Project | Solar Star River SLB, LLC | 64933 | NJ | MAT |  |  | 22 | 2 | NAICS-22 Non-Cogen | PV | SUN | SUN | PJM | 0 | 0 | 2022
solar pv | TRUE | 66021 | N | . | DRPA Ashland Station Solar Project | Solar Star River SLB, LLC | 64933 | NJ | MAT |  |  | 22 | 2 | NAICS-22 Non-Cogen | PV | SUN | SUN | PJM | 0 | 0 | 2022
solar pv | TRUE | 66022 | N | . | Amazon MDW7 Solar Project | Solar Star Prime 6, LLC | 65214 | IL | ENC |  |  | 22 | 2 | NAICS-22 Non-Cogen | PV | SUN | SUN | MISO | 0 | 0 | 2022
solar pv | TRUE | 66028 | N | . | DRPA Ferry Ave Station Solar Project | Solar Star River SLB, LLC | 64933 | NJ | MAT |  |  | 22 | 2 | NAICS-22 Non-Cogen | PV | SUN | SUN | PJM | 14860 | 4355 | 2022
solar pv | TRUE | 66031 | N | . | IL Sidney Project1 | IL Sidney Project1, LLC | 65198 | IL | ENC |  |  | 22 | 2 | NAICS-22 Non-Cogen | PV | SUN | SUN | MISO | 11809 | 3461 | 2022
solar pv | TRUE | 66032 | N | . | Clay FC | Clay FC, LLC | 65197 | IL | ENC |  |  | 22 | 2 | NAICS-22 Non-Cogen | PV | SUN | SUN | MISO | 12343 | 3618 | 2022
solar pv | TRUE | 66033 | N | . | IL West Hallock Project1 | IL West Hallock Project1, LLC | 65199 | IL | ENC |  |  | 22 | 2 | NAICS-22 Non-Cogen | PV | SUN | SUN | MISO | 15139 | 4437 | 2022
solar pv | TRUE | 66034 | N | . | Sugar Hill Solar 1 | Sugar Hill Solar 1, LLC | 65200 | NY | MAT |  |  | 22 | 2 | NAICS-22 Non-Cogen | PV | SUN | SUN | ISNE | 28842 | 8453 | 2022
solar pv | TRUE | 66036 | N | . | 3104 Batavia Solar | 3104 Batavia Solar, LLC | 65201 | NY | MAT |  |  | 22 | 2 | NAICS-22 Non-Cogen | PV | SUN | SUN | ISNE | 17835 | 5227 | 2022
solar pv | TRUE | 66037 | N | . | 3232 Batavia Solar | 3232 Batavia Solar, LLC | 65202 | NY | MAT |  |  | 22 | 2 | NAICS-22 Non-Cogen | PV | SUN | SUN | ISNE | 23781 | 6970 | 2022
solar pv | TRUE | 66046 | N | . | Brazoria County Solar Project (Danciger) | Brazoria County Solar Project | 65221 | TX | WSC |  |  | 22 | 2 | NAICS-22 Non-Cogen | PV | SUN | SUN | ERCO | 222206 | 65125 | 2022
other | TRUE | 66048 | N | . | Middleton Biogas Solar, LLC | Middleton Biogas Solar, LLC | 65220 | WI | ENC |  |  | 22 | 2 | NAICS-22 Non-Cogen | BA | MWH | OTH | MISO | 0 | 0 | 2022
solar pv | TRUE | 66048 | N | . | Middleton Biogas Solar, LLC | Middleton Biogas Solar, LLC | 65220 | WI | ENC |  |  | 22 | 2 | NAICS-22 Non-Cogen | PV | SUN | SUN | MISO | 7190 | 2107 | 2022
solar pv | TRUE | 66049 | N | . | Salvation Army Solar | Madison Energy Holdings LLC | 62915 | NJ | MAT |  |  | 22 | 2 | NAICS-22 Non-Cogen | PV | SUN | SUN | PJM | 2467 | 723 | 2022
other | TRUE | 66050 | N | . | Lancaster Area Battery | AES Distributed Energy | 61012 | CA | PACC |  |  | 22 | 2 | NAICS-22 Non-Cogen | BA | MWH | OTH | CISO | 0 | -7909 | 2022
other | TRUE | 66053 | N | . | Generate Colchester Fuel Cells, LLC | Generate Colchester Fuel Cells, LLC | 65223 | CT | NEW |  |  | 22 | 2 | NAICS-22 Non-Cogen | FC | NG | NG | ISNE | 568819 | 83820 | 2022
solar pv | TRUE | 66061 | N | . | Angelica Solar Site 1 | NSF Angelica Site 1, LLC | 65233 | NY | MAT |  |  | 22 | 2 | NAICS-22 Non-Cogen | PV | SUN | SUN | NYIS | 9772 | 2864 | 2022
solar pv | TRUE | 66062 | N | . | Angelica Solar Site 2 | NSF Angelica Site 2, LLC | 65235 | NY | MAT |  |  | 22 | 2 | NAICS-22 Non-Cogen | PV | SUN | SUN | NYIS | 9772 | 2864 | 2022
solar pv | TRUE | 66063 | N | . | Angelica Solar Site 3 | NSF Angelica Site 3, LLC | 65236 | NY | MAT |  |  | 22 | 2 | NAICS-22 Non-Cogen | PV | SUN | SUN | NYIS | 9772 | 2864 | 2022
solar pv | TRUE | 66064 | N | . | Angelica Solar Site 4 | NSF Angelica Site 4, LLC | 65237 | NY | MAT |  |  | 22 | 2 | NAICS-22 Non-Cogen | PV | SUN | SUN | NYIS | 9772 | 2864 | 2022
solar pv | TRUE | 66065 | N | . | West Valley Solar | West Valley Solar, LLC | 65238 | NY | MAT |  |  | 22 | 2 | NAICS-22 Non-Cogen | PV | SUN | SUN | NYIS | 19382 | 5680 | 2022
solar pv | TRUE | 66068 | N | . | Maple City | Greenbacker Renewable Energy Corporation | 60025 | IA | WNC |  |  | 22 | 2 | NAICS-22 Non-Cogen | PV | SUN | SUN | AECI | 0 | 0 | 2022
solar pv | TRUE | 66074 | N | . | Marlborough Solar | Marlborough Solar, LLC | 65246 | NY | MAT |  |  | 22 | 2 | NAICS-22 Non-Cogen | PV | SUN | SUN | ISNE | 10660 | 3124 | 2022
other | TRUE | 66075 | N | . | Blacksmith Road Solar 1 | Blacksmith Road Solar 1, LLC | 65252 | MA | NEW |  |  | 22 | 2 | NAICS-22 Non-Cogen | BA | MWH | OTH | ISNE | 0 | 0 | 2022
solar pv | TRUE | 66075 | N | . | Blacksmith Road Solar 1 | Blacksmith Road Solar 1, LLC | 65252 | MA | NEW |  |  | 22 | 2 | NAICS-22 Non-Cogen | PV | SUN | SUN | ISNE | 16233 | 4758 | 2022
other | TRUE | 66076 | N | . | Electric Avenue Lunenburg Solar 1 | Electric Avenue Lunenburg Solar 1, LLC | 65253 | MA | NEW |  |  | 22 | 2 | NAICS-22 Non-Cogen | BA | MWH | OTH | ISNE | 0 | 0 | 2022
solar pv | TRUE | 66076 | N | . | Electric Avenue Lunenburg Solar 1 | Electric Avenue Lunenburg Solar 1, LLC | 65253 | MA | NEW |  |  | 22 | 2 | NAICS-22 Non-Cogen | PV | SUN | SUN | ISNE | 6596 | 1933 | 2022
solar pv | TRUE | 66077 | N | . | Harbor Road Solar 1 | Harbor Road Solar 1, LLC | 65254 | MA | NEW |  |  | 22 | 2 | NAICS-22 Non-Cogen | PV | SUN | SUN | ISNE | 9890 | 2898 | 2022
solar pv | TRUE | 66078 | N | . | Solar Star Urbana Landfill East | Solar Star Urbana Landfill East, LLC | 65256 | IL | ENC |  |  | 22 | 2 | NAICS-22 Non-Cogen | PV | SUN | SUN | MISO | 10765 | 3155 | 2022
solar pv | TRUE | 66079 | N | . | Solar Star Urbana Landfill Central | Solar Star Urbana Landfill Central, LLC | 65257 | IL | ENC |  |  | 22 | 2 | NAICS-22 Non-Cogen | PV | SUN | SUN | MISO | 11549 | 3385 | 2022
solar pv | TRUE | 66081 | N | . | Lenox Renewables | Lenox Renewables, LLC | 65247 | NY | MAT |  |  | 22 | 2 | NAICS-22 Non-Cogen | PV | SUN | SUN | ISNE | 20163 | 5909 | 2022
solar pv | TRUE | 66082 | N | . | OE IL Solar 3 | OE IL Solar 3, LLC | 65248 | IL | ENC |  |  | 22 | 2 | NAICS-22 Non-Cogen | PV | SUN | SUN | MISO | 11127 | 3261 | 2022
solar pv | TRUE | 66083 | N | . | French Road Solar II | French Road Solar II, LLC | 65249 | IL | ENC |  |  | 22 | 2 | NAICS-22 Non-Cogen | PV | SUN | SUN | MISO | 3667 | 1075 | 2022
solar pv | TRUE | 66085 | N | . | Rockford Solar | Rockford Solar, LLC | 65251 | IL | ENC |  |  | 22 | 2 | NAICS-22 Non-Cogen | PV | SUN | SUN | MISO | 10492 | 3075 | 2022
solar pv | TRUE | 66086 | N | . | Milo CSG | Milo CSG, LLC | 65255 | ME | NEW |  |  | 22 | 2 | NAICS-22 Non-Cogen | PV | SUN | SUN | ISNE | 22666 | 6643 | 2022
solar pv | TRUE | 66087 | N | . | Livermore Falls CSG | Livermore Falls CSG, LLC | 65258 | ME | NEW |  |  | 22 | 2 | NAICS-22 Non-Cogen | PV | SUN | SUN | ISNE | 13024 | 3817 | 2022
solar pv | TRUE | 66088 | N | . | Putah Creek Solar Farm North | Putah Creek Solar Farms LLC | 65266 | CA | PACC |  |  | 22 | 2 | NAICS-22 Non-Cogen | PV | SUN | SUN | CISO | 17824 | 5224 | 2022
solar pv | TRUE | 66095 | N | . | Cortez Solar 1, LLC | Greenbacker Renewable Energy Corporation | 60025 | CO | MTN |  |  | 22 | 2 | NAICS-22 Non-Cogen | PV | SUN | SUN | WACM | 0 | 0 | 2022
solar pv | TRUE | 66100 | N | . | Water Street Solar | AES Distributed Energy | 61012 | ME | NEW |  |  | 22 | 2 | NAICS-22 Non-Cogen | PV | SUN | SUN | ISNE | 0 | 0 | 2022
solar pv | TRUE | 66125 | N | . | West Line Solar, LLC | West Line Solar, LLC | 65288 | AZ | MTN |  |  | 22 | 2 | NAICS-22 Non-Cogen | PV | SUN | SUN | SRP | 21997 | 6447 | 2022
solar pv | TRUE | 66140 | N | . | PNA Rossford Solar Array | AEP Onsite Partners, LLC | 60571 | OH | ENC |  |  | 22 | 2 | NAICS-22 Non-Cogen | PV | SUN | SUN | PJM | 4487 | 1315 | 2022
other | TRUE | 66142 | N | . | Kaiser - Harbor City | Bloom Energy | 57128 | CA | PACC |  |  | 22 | 2 | NAICS-22 Non-Cogen | FC | NG | NG | CISO | 117014 | 17538 | 2022
other | TRUE | 66143 | N | . | San Diego Community College | Bloom Energy | 57128 | CA | PACC |  |  | 22 | 2 | NAICS-22 Non-Cogen | FC | NG | NG | CISO | 56997 | 7833 | 2022
other | TRUE | 66145 | N | . | Life Technologies - Fremont | Bloom Energy | 57128 | CA | PACC |  |  | 22 | 2 | NAICS-22 Non-Cogen | FC | NG | NG | CISO | 68739 | 10167 | 2022
other | TRUE | 66146 | N | . | Kaiser - LA | Bloom Energy | 57128 | CA | PACC |  |  | 22 | 2 | NAICS-22 Non-Cogen | FC | NG | NG | CISO | 252856 | 36053 | 2022
other | TRUE | 66148 | N | . | Kaiser - Woodland Hills | Bloom Energy | 57128 | CA | PACC |  |  | 22 | 2 | NAICS-22 Non-Cogen | FC | NG | NG | CISO | 151527 | 21696 | 2022
other | TRUE | 66150 | N | . | Equinix - Elmsford | Bloom Energy | 57128 | NY | MAT |  |  | 22 | 2 | NAICS-22 Non-Cogen | FC | NG | NG | NYIS | 89738 | 13081 | 2022
other | TRUE | 66151 | N | . | CoreSite - Somerville | Bloom Energy | 57128 | MA | NEW |  |  | 22 | 2 | NAICS-22 Non-Cogen | FC | NG | NG | ISNE | 206572 | 33169 | 2022
other | TRUE | 66152 | N | . | Connecticut College | Bloom Energy | 57128 | CT | NEW |  |  | 22 | 2 | NAICS-22 Non-Cogen | FC | NG | NG | ISNE | 66878 | 9375 | 2022
solar pv | TRUE | 66159 | N | . | Cape Girardeau Renewable Energy Center | Union Electric Co - (MO) | 19436 | MO | WNC |  |  | 22 | 1 | Electric Utility | PV | SUN | SUN | MISO | 3064 | 898 | 2022
solar pv | TRUE | 66176 | N | . | Landau Solar | Generate Capital | 61194 | NY | MAT |  |  | 22 | 2 | NAICS-22 Non-Cogen | PV | SUN | SUN | NYIS | 12103 | 3547 | 2022
solar pv | TRUE | 66177 | N | . | Drinkwater Solar | Generate Capital | 61194 | NY | MAT |  |  | 22 | 2 | NAICS-22 Non-Cogen | PV | SUN | SUN | NYIS | 10427 | 3056 | 2022
other | TRUE | 66178 | N | . | South 49th 013445 SCS Norfolk, LLC | Sol Systems | 61677 | NE | WNC |  |  | 22 | 2 | NAICS-22 Non-Cogen | BA | MWH | OTH | WACM | 0 | 0 | 2022
solar pv | TRUE | 66178 | N | . | South 49th 013445 SCS Norfolk, LLC | Sol Systems | 61677 | NE | WNC |  |  | 22 | 2 | NAICS-22 Non-Cogen | PV | SUN | SUN | WACM | 16547 | 4850 | 2022
other | TRUE | 66180 | N | . | Huxley Solar | Huxley Solar, LLC | 65321 | MA | NEW |  |  | 22 | 2 | NAICS-22 Non-Cogen | BA | MWH | OTH | ISNE | 0 | 0 | 2022
solar pv | TRUE | 66180 | N | . | Huxley Solar | Huxley Solar, LLC | 65321 | MA | NEW |  |  | 22 | 2 | NAICS-22 Non-Cogen | PV | SUN | SUN | ISNE | 242 | 71 | 2022
other | TRUE | 66182 | N | . | Town of Amherst Solar | Town of Amherst Solar, LLC | 65323 | MA | NEW |  |  | 22 | 2 | NAICS-22 Non-Cogen | BA | MWH | OTH | ISNE | 0 | 0 | 2022
solar pv | TRUE | 66182 | N | . | Town of Amherst Solar | Town of Amherst Solar, LLC | 65323 | MA | NEW |  |  | 22 | 2 | NAICS-22 Non-Cogen | PV | SUN | SUN | ISNE | 3718 | 1090 | 2022
solar pv | TRUE | 66187 | N | . | McCarthy Solar | Generate Capital | 61194 | NY | MAT |  |  | 22 | 2 | NAICS-22 Non-Cogen | PV | SUN | SUN | NYIS | 12662 | 3711 | 2022
solar pv | FALSE | 66188 | N | . | POM Plant 1 | Wonderful Renewable Energy, LLC. | 63689 | CA | PACC |  |  | 111 | 6 | Industrial NAICS Non-Cogen | PV | SUN | SUN | CISO | 0 | 0 | 2022
solar pv | FALSE | 66189 | N | . | POM Plant 2 | Wonderful Renewable Energy, LLC. | 63689 | CA | PACC |  |  | 111 | 6 | Industrial NAICS Non-Cogen | PV | SUN | SUN | CISO | 0 | 0 | 2022
biomass | TRUE | 66190 | Y | . | Inst and Envir Dir Marine Logistics Base | Inst and Envir Div Marine Logistics Base | 59135 | GA | SAT |  |  | 22 | 3 | NAICS-22 Cogen | IC | LFG | MLG | SOCO | 0 | 0 | 2022
natural gas peaker | TRUE | 66190 | Y | . | Inst and Envir Dir Marine Logistics Base | Inst and Envir Div Marine Logistics Base | 59135 | GA | SAT |  |  | 22 | 3 | NAICS-22 Cogen | IC | NG | NG | SOCO | 0 | 0 | 2022
onshore wind | TRUE | 66195 | N | . | SPPW1, LLC | SPPW1, LLC | 65318 | NE | WNC |  |  | 22 | 2 | NAICS-22 Non-Cogen | WT | WND | WND | SWPP | 28558 | 8370 | 2022
solar pv | TRUE | 66199 | N | . | Cairo Solar Farm, LLC | Southeastern Solar Farm Fund, LLC | 65327 | GA | SAT |  |  | 22 | 2 | NAICS-22 Non-Cogen | PV | SUN | SUN | SOCO | 11392 | 3339 | 2022
solar pv | TRUE | 66200 | N | . | Cedar Creek Solar, LLC | Southeastern Solar Farm Fund, LLC | 65327 | GA | SAT |  |  | 22 | 2 | NAICS-22 Non-Cogen | PV | SUN | SUN | SOCO | 11845 | 3471 | 2022
solar pv | FALSE | 66201 | N | . | Niagara Bottling - Bloomfield | Westbound Solar 3, LLC | 65330 | CT | NEW |  |  | 312 | 6 | Industrial NAICS Non-Cogen | PV | SUN | SUN | ISNE | 170 | 50 | 2022
solar pv | TRUE | 66202 | N | . | Old Plank Road Solar Farm, LLC | Southeastern Solar Farm Fund, LLC | 65327 | FL | SAT |  |  | 22 | 2 | NAICS-22 Non-Cogen | PV | SUN | SUN | JEA | 20114 | 5895 | 2022
solar pv | TRUE | 66205 | N | . | Turnipseed Solar, LLC | Southeastern Solar Farm Fund, LLC | 65327 | GA | SAT |  |  | 22 | 2 | NAICS-22 Non-Cogen | PV | SUN | SUN | SOCO | 18202 | 5335 | 2022
solar pv | TRUE | 66206 | N | . | Mohawk View Solar | Mohawk View Solar, LLC | 65325 | NY | MAT |  |  | 22 | 2 | NAICS-22 Non-Cogen | PV | SUN | SUN | NYIS | 4180 | 1225 | 2022
solar pv | TRUE | 66207 | N | . | Van Epps Solar | Van Epps Solar, LLC | 65324 | NY | MAT |  |  | 22 | 2 | NAICS-22 Non-Cogen | PV | SUN | SUN | NYIS | 2113 | 619 | 2022
solar pv | TRUE | 66209 | N | . | Bantam Solar | Generate Capital | 61194 | NY | MAT |  |  | 22 | 2 | NAICS-22 Non-Cogen | PV | SUN | SUN | NYIS | 22500 | 6594 | 2022
solar pv | TRUE | 66210 | N | . | Bogart Solar | Generate Capital | 61194 | NY | MAT |  |  | 22 | 2 | NAICS-22 Non-Cogen | PV | SUN | SUN | NYIS | 12220 | 3582 | 2022
solar pv | TRUE | 66211 | N | . | Brickchurch Solar | Generate Capital | 61194 | NY | MAT |  |  | 22 | 2 | NAICS-22 Non-Cogen | PV | SUN | SUN | NYIS | 12442 | 3647 | 2022
solar pv | TRUE | 66212 | N | . | Canoga Solar | Generate Capital | 61194 | NY | MAT |  |  | 22 | 2 | NAICS-22 Non-Cogen | PV | SUN | SUN | NYIS | 29116 | 8533 | 2022
solar pv | TRUE | 66213 | N | . | Costanza Solar | Generate Capital | 61194 | NY | MAT |  |  | 22 | 2 | NAICS-22 Non-Cogen | PV | SUN | SUN | NYIS | 12569 | 3684 | 2022
solar pv | TRUE | 66214 | N | . | County Route 84 Solar | Generate Capital | 61194 | NY | MAT |  |  | 22 | 2 | NAICS-22 Non-Cogen | PV | SUN | SUN | NYIS | 30539 | 8950 | 2022
solar pv | TRUE | 66215 | N | . | Cafferty Hill Solar | Generate Capital | 61194 | NY | MAT |  |  | 22 | 2 | NAICS-22 Non-Cogen | PV | SUN | SUN | NYIS | 23242 | 6812 | 2022
solar pv | TRUE | 66217 | N | . | Donati Solar | Generate Capital | 61194 | NY | MAT |  |  | 22 | 2 | NAICS-22 Non-Cogen | PV | SUN | SUN | NYIS | 6701 | 1964 | 2022
other | TRUE | 66218 | N | . | Dubois Solar (Hybrid) | Generate Capital | 61194 | NY | MAT |  |  | 22 | 2 | NAICS-22 Non-Cogen | BA | MWH | OTH | NYIS | 0 | -77 | 2022
solar pv | TRUE | 66218 | N | . | Dubois Solar (Hybrid) | Generate Capital | 61194 | NY | MAT |  |  | 22 | 2 | NAICS-22 Non-Cogen | PV | SUN | SUN | NYIS | 10997 | 3223 | 2022
solar pv | TRUE | 66220 | N | . | Finney Solar | Generate Capital | 61194 | NY | MAT |  |  | 22 | 2 | NAICS-22 Non-Cogen | PV | SUN | SUN | NYIS | 27222 | 7978 | 2022
solar pv | TRUE | 66221 | N | . | Henrietta Solar | Generate Capital | 61194 | NY | MAT |  |  | 22 | 2 | NAICS-22 Non-Cogen | PV | SUN | SUN | NYIS | 25923 | 7597 | 2022
other | TRUE | 66222 | N | . | Landau II Solar (Hybrid) | Generate Capital | 61194 | NY | MAT |  |  | 22 | 2 | NAICS-22 Non-Cogen | BA | MWH | OTH | NYIS | 0 | -8 | 2022
solar pv | TRUE | 66222 | N | . | Landau II Solar (Hybrid) | Generate Capital | 61194 | NY | MAT |  |  | 22 | 2 | NAICS-22 Non-Cogen | PV | SUN | SUN | NYIS | 13321 | 3904 | 2022
solar pv | TRUE | 66223 | N | . | Lockenhurst Pond Solar | Generate Capital | 61194 | NY | MAT |  |  | 22 | 2 | NAICS-22 Non-Cogen | PV | SUN | SUN | NYIS | 0 | 0 | 2022
solar pv | TRUE | 66224 | N | . | New Beginnings Solar | Generate Capital | 61194 | NY | MAT |  |  | 22 | 2 | NAICS-22 Non-Cogen | PV | SUN | SUN | NYIS | 11931 | 3496 | 2022
solar pv | TRUE | 66225 | N | . | NY70 Solar | Generate Capital | 61194 | NY | MAT |  |  | 22 | 2 | NAICS-22 Non-Cogen | PV | SUN | SUN | NYIS | 29231 | 8567 | 2022
solar pv | TRUE | 66226 | N | . | Reid Solar | Generate Capital | 61194 | NY | MAT |  |  | 22 | 2 | NAICS-22 Non-Cogen | PV | SUN | SUN | NYIS | 25620 | 7509 | 2022
solar pv | TRUE | 66227 | N | . | Reisender Solar | Generate Capital | 61194 | NY | MAT |  |  | 22 | 2 | NAICS-22 Non-Cogen | PV | SUN | SUN | NYIS | 11081 | 3248 | 2022
other | TRUE | 66228 | N | . | Salt Point Solar (Hybrid) | Generate Capital | 61194 | NY | MAT |  |  | 22 | 2 | NAICS-22 Non-Cogen | BA | MWH | OTH | NYIS | 0 | -35 | 2022
solar pv | TRUE | 66228 | N | . | Salt Point Solar (Hybrid) | Generate Capital | 61194 | NY | MAT |  |  | 22 | 2 | NAICS-22 Non-Cogen | PV | SUN | SUN | NYIS | 11016 | 3228 | 2022
solar pv | TRUE | 66229 | N | . | Sangolqui Solar | Generate Capital | 61194 | NY | MAT |  |  | 22 | 2 | NAICS-22 Non-Cogen | PV | SUN | SUN | NYIS | 12945 | 3794 | 2022
solar pv | TRUE | 66230 | N | . | State Route 14A Solar | Generate Capital | 61194 | NY | MAT |  |  | 22 | 2 | NAICS-22 Non-Cogen | PV | SUN | SUN | NYIS | 22823 | 6689 | 2022
solar pv | TRUE | 66231 | N | . | State Highway 17B Solar | Generate Capital | 61194 | NY | MAT |  |  | 22 | 2 | NAICS-22 Non-Cogen | PV | SUN | SUN | NYIS | 21666 | 6350 | 2022
other | TRUE | 66232 | N | . | Svenski Solar (Hybrid) | Generate Capital | 61194 | NY | MAT |  |  | 22 | 2 | NAICS-22 Non-Cogen | BA | MWH | OTH | NYIS | 0 | -17 | 2022
solar pv | TRUE | 66232 | N | . | Svenski Solar (Hybrid) | Generate Capital | 61194 | NY | MAT |  |  | 22 | 2 | NAICS-22 Non-Cogen | PV | SUN | SUN | NYIS | 6535 | 1915 | 2022
solar pv | TRUE | 66233 | N | . | West Creek Solar | Generate Capital | 61194 | NY | MAT |  |  | 22 | 2 | NAICS-22 Non-Cogen | PV | SUN | SUN | NYIS | 30652 | 8984 | 2022
solar pv | TRUE | 66234 | N | . | Wheatland 2A Solar | Generate Capital | 61194 | NY | MAT |  |  | 22 | 2 | NAICS-22 Non-Cogen | PV | SUN | SUN | NYIS | 26002 | 7621 | 2022
solar pv | TRUE | 66235 | N | . | Wheatland 2B Solar | Generate Capital | 61194 | NY | MAT |  |  | 22 | 2 | NAICS-22 Non-Cogen | PV | SUN | SUN | NYIS | 26219 | 7684 | 2022
solar pv | TRUE | 66236 | N | . | Wildflower Way Solar | Generate Capital | 61194 | NY | MAT |  |  | 22 | 2 | NAICS-22 Non-Cogen | PV | SUN | SUN | NYIS | 30255 | 8867 | 2022
solar pv | TRUE | 66242 | N | . | Lake Elsinore Canopies - Lakeside HS | Standard Solar | 60531 | CA | PACC |  |  | 22 | 2 | NAICS-22 Non-Cogen | PV | SUN | SUN | CISO | 6325 | 1854 | 2022
solar pv | TRUE | 66243 | N | . | Lewiston Junction Road Solar | NextGrid Peppertree, LLC | 65340 | ME | NEW |  |  | 22 | 2 | NAICS-22 Non-Cogen | PV | SUN | SUN | ISNE | 25177 | 7379 | 2022
solar pv | TRUE | 66244 | N | . | Webb Road Solar | NextGrid Mastic, LLC | 65349 | ME | NEW |  |  | 22 | 2 | NAICS-22 Non-Cogen | PV | SUN | SUN | ISNE | 4552 | 1334 | 2022
solar pv | TRUE | 66245 | N | . | Merrill Road Solar | NextGrid Mangrove, LLC | 65350 | ME | NEW |  |  | 22 | 2 | NAICS-22 Non-Cogen | PV | SUN | SUN | ISNE | 20779 | 6090 | 2022
solar pv | TRUE | 66246 | N | . | Lisbon Street Solar | NextGrid Cliffrose, LLC | 65351 | ME | NEW |  |  | 22 | 2 | NAICS-22 Non-Cogen | PV | SUN | SUN | ISNE | 8291 | 2430 | 2022
solar pv | TRUE | 66247 | N | . | Ash Mesa Solar, LLC | Ash Mesa Solar, LLC | 65345 | CO | MTN |  |  | 22 | 2 | NAICS-22 Non-Cogen | PV | SUN | SUN | PSCO | 36136 | 10591 | 2022
solar pv | TRUE | 66248 | N | . | Butterfield Solar Farm | Oklahoma Gas & Electric Co | 14063 | OK | WSC |  |  | 22 | 1 | Electric Utility | PV | SUN | SUN | SWPP | 15545 | 4556 | 2022
onshore wind | TRUE | 66283 | N | . | Silver Maple | WEB Silver Maple Wind LLC | 65402 | ME | NEW |  |  | 22 | 2 | NAICS-22 Non-Cogen | WT | WND | WND | ISNE | 49379 | 14472 | 2022
solar pv | TRUE | 66310 | N | . | Cutlass Solar 1 LLC | Cutlass Solar 1, LLC | 65370 | TX | WSC |  |  | 22 | 2 | NAICS-22 Non-Cogen | PV | SUN | SUN | ERCO | 25164 | 7375 | 2022
biomass | TRUE | 66311 | N | . | Venice Park | North American Natural Res | 13559 | MI | ENC |  |  | 22 | 2 | NAICS-22 Non-Cogen | IC | LFG | MLG | MISO | 0 | 0 | 2022
solar pv | TRUE | 66317 | N | . | Brimfield | WEB Brimfield Solar LLC | 65403 | MA | NEW |  |  | 22 | 2 | NAICS-22 Non-Cogen | PV | SUN | SUN | ISNE | 12038 | 3528 | 2022
solar pv | TRUE | 66318 | N | . | WEB Brookfield | WEB Brookfield Solar LLC | 65404 | MA | NEW |  |  | 22 | 2 | NAICS-22 Non-Cogen | PV | SUN | SUN | ISNE | 21151 | 6199 | 2022
solar pv | FALSE | 66331 | N | . | Wonderful Firebaugh | Wonderful Renewable Energy, LLC. | 63689 | CA | PACC |  |  | 111 | 6 | Industrial NAICS Non-Cogen | PV | SUN | SUN | CISO | 16491 | 4833 | 2022
solar pv | FALSE | 66332 | N | . | Wonderful Kings | Wonderful Renewable Energy, LLC. | 63689 | CA | PACC |  |  | 111 | 6 | Industrial NAICS Non-Cogen | PV | SUN | SUN | CISO | 0 | 0 | 2022
solar pv | TRUE | 66339 | N | . | Brainerd Airport | AEP Onsite Partners, LLC | 60571 | MN | WNC |  |  | 22 | 2 | NAICS-22 Non-Cogen | PV | SUN | SUN | MISO | 7 | 2 | 2022
solar pv | TRUE | 66368 | N | . | NSE Astoria - Skyward | Standard Solar | 60531 | OR | PACC |  |  | 22 | 2 | NAICS-22 Non-Cogen | PV | SUN | SUN | PGE | 436 | 128 | 2022
solar pv | TRUE | 66371 | N | . | Edison Farm | Strata Manager, LLC | 64778 | NC | SAT |  |  | 22 | 2 | NAICS-22 Non-Cogen | PV | SUN | SUN | DUK | 246 | 72 | 2022
solar pv | TRUE | 66372 | N | . | Overhill Solar | Strata Manager, LLC | 64778 | NC | SAT |  |  | 22 | 2 | NAICS-22 Non-Cogen | PV | SUN | SUN | DUK | 27471 | 8051 | 2022
solar pv | TRUE | 66373 | N | . | Polk Farm | Strata Manager, LLC | 64778 | NC | SAT |  |  | 22 | 2 | NAICS-22 Non-Cogen | PV | SUN | SUN | CPLE | 20408 | 5981 | 2022
solar pv | TRUE | 66374 | N | . | Selwyn Farm | Strata Manager, LLC | 64778 | NC | SAT |  |  | 22 | 2 | NAICS-22 Non-Cogen | PV | SUN | SUN | CPLE | 25668 | 7523 | 2022
solar pv | TRUE | 66375 | N | . | Shieldwall Solar | Strata Manager, LLC | 64778 | NC | SAT |  |  | 22 | 2 | NAICS-22 Non-Cogen | PV | SUN | SUN | CPLE | 1528 | 448 | 2022
solar pv | TRUE | 66376 | N | . | Summit Solar | Strata Manager, LLC | 64778 | NC | SAT |  |  | 22 | 2 | NAICS-22 Non-Cogen | PV | SUN | SUN | CPLE | 2433 | 713 | 2022
solar pv | TRUE | 66380 | N | . | SCS Penfield One 010750 Penfield, LLC | Sol Systems | 61677 | NY | MAT |  |  | 22 | 2 | NAICS-22 Non-Cogen | PV | SUN | SUN | NYIS | 3708 | 1087 | 2022
solar pv | TRUE | 66381 | N | . | SCS Harpswell 012903 Brunswick, LLC | Sol Systems | 61677 | ME | NEW |  |  | 22 | 2 | NAICS-22 Non-Cogen | PV | SUN | SUN | ISNE | 5541 | 1624 | 2022
natural gas peaker | FALSE | 66392 | N | . | Jax LNG | Jax LNG | 65356 | FL | SAT |  |  | 486 | 4 | Commercial NAICS Non-Cogen | IC | NG | NG | JEA | 383420 | 40498 | 2022
other | FALSE | 66392 | N | . | Jax LNG | Jax LNG | 65356 | FL | SAT |  |  | 486 | 4 | Commercial NAICS Non-Cogen | IC | OG | OOG | JEA | 0 | 0 | 2022
natural gas peaker | FALSE | 66393 | N | . | Towanda Facility | REV LNG SSL BC, LLC | 65357 | PA | MAT |  |  | 2212 | 6 | Industrial NAICS Non-Cogen | IC | NG | NG | PJM | 151641 | 17610 | 2022
other | FALSE | 66393 | N | . | Towanda Facility | REV LNG SSL BC, LLC | 65357 | PA | MAT |  |  | 2212 | 6 | Industrial NAICS Non-Cogen | IC | OG | OOG | PJM | 0 | 0 | 2022
hydro | TRUE | 66406 | N | . | AJMS, LLC | AJMS, LLC | 65472 | ID | MTN |  |  | 22 | 2 | NAICS-22 Non-Cogen | HY | WAT | HYC | IPCO | 10678 | 3130 | 2022
solar pv | TRUE | 66413 | N | . | Spanish Fork Community Solar | Utah Municipal Power Agency | 24431 | UT | MTN |  |  | 22 | 1 | Electric Utility | PV | SUN | SUN | PACE | 26729 | 7834 | 2022
solar pv | FALSE | 66417 | N | . | Manheim New England | Cox Enterprises | 62998 | MA | NEW |  |  | 421 | 4 | Commercial NAICS Non-Cogen | PV | SUN | SUN | ISNE | 12820 | 3757 | 2022
solar pv | TRUE | 66422 | N | . | Westside Solar | Westside Solar, LLC (Ecofin) | 65473 | MN | WNC |  |  | 22 | 2 | NAICS-22 Non-Cogen | PV | SUN | SUN | MISO | 6800 | 1993 | 2022
solar pv | TRUE | 66427 | N | . | Emerald Marshfields, LLC | Emerald Marshfield, LLC | 65498 | MA | NEW |  |  | 22 | 2 | NAICS-22 Non-Cogen | PV | SUN | SUN | ISNE | 8468 | 2481.93 | 2022
solar pv | TRUE | 66428 | N | . | Emerald Kemble, LLC | Emerald Kemble, LLC | 65496 | NJ | MAT |  |  | 22 | 2 | NAICS-22 Non-Cogen | PV | SUN | SUN | PJM | 5266 | 1543.41 | 2022
solar pv | TRUE | 66429 | N | . | Emerald Gardens PKI, LLC | Emerald Gardens PKI, LLC | 65497 | CT | NEW |  |  | 22 | 2 | NAICS-22 Non-Cogen | PV | SUN | SUN | ISNE | 9303 | 2726.46 | 2022
petroleum | TRUE | 66434 | N | . | Monroeville RTO BTM | American Mun Power-Ohio, Inc | 40577 | OH | ENC |  |  | 22 | 1 | Electric Utility | IC | DFO | DFO | PJM | 535 | 58 | 2022
petroleum | TRUE | 66437 | N | . | Niles RTO BTM | American Mun Power-Ohio, Inc | 40577 | OH | ENC |  |  | 22 | 1 | Electric Utility | IC | DFO | DFO | PJM | 2518 | 308 | 2022
petroleum | TRUE | 66438 | N | . | Perkasie PA BTM | American Mun Power-Ohio, Inc | 40577 | PA | MAT |  |  | 22 | 1 | Electric Utility | IC | DFO | DFO | PJM | 1192 | 149 | 2022
solar pv | TRUE | 66442 | N | . | LSE Musca Solar | Inovateus Solar, LLC | 60628 | NY | MAT |  |  | 22 | 2 | NAICS-22 Non-Cogen | PV | SUN | SUN | NYIS | 19951 | 5847 | 2022
petroleum | TRUE | 66444 | N | . | Woodville RTO BTM | American Mun Power-Ohio, Inc | 40577 | OH | ENC |  |  | 22 | 1 | Electric Utility | IC | DFO | DFO | PJM | 407 | 29 | 2022
petroleum | TRUE | 66445 | N | . | Blakely (PA) RTO BTM | American Mun Power-Ohio, Inc | 40577 | PA | MAT |  |  | 22 | 1 | Electric Utility | IC | DFO | DFO | PJM | 541 | 62 | 2022
petroleum | TRUE | 66446 | N | . | Ephrata PA BTM | American Mun Power-Ohio, Inc | 40577 | PA | MAT |  |  | 22 | 1 | Electric Utility | IC | DFO | DFO | PJM | 846 | 102 | 2022
petroleum | TRUE | 66448 | N | . | Girard (PA) RTO BTM | American Mun Power-Ohio, Inc | 40577 | PA | MAT |  |  | 22 | 1 | Electric Utility | IC | DFO | DFO | PJM | 679 | 84 | 2022
petroleum | TRUE | 66454 | N | . | Hatfield PA BTM | American Mun Power-Ohio, Inc | 40577 | PA | MAT |  |  | 22 | 1 | Electric Utility | IC | DFO | DFO | PJM | 171 | 20 | 2022
other | TRUE | 66455 | N | . | Yale New Haven - New London | Bloom Energy | 57128 | CT | NEW |  |  | 22 | 2 | NAICS-22 Non-Cogen | FC | NG | NG | ISNE | 25407 | 4084 | 2022
other | TRUE | 66456 | N | . | Anheuser Busch - Fairfield | Bloom Energy | 57128 | CA | PACC |  |  | 22 | 2 | NAICS-22 Non-Cogen | FC | NG | NG | CISO | 4396 | 714 | 2022
other | TRUE | 66457 | N | . | Apple Staten Island - Industrial Loop | Bloom Energy | 57128 | NY | MAT |  |  | 22 | 2 | NAICS-22 Non-Cogen | FC | NG | NG | NYIS | 137978 | 15193 | 2022
other | TRUE | 66458 | N | . | Redlands Community Hospital | Bloom Energy | 57128 | CA | PACC |  |  | 22 | 2 | NAICS-22 Non-Cogen | FC | NG | NG | CISO | 60719 | 9253 | 2022
other | TRUE | 66459 | N | . | Taylor Farms - Schilling Place | Bloom Energy | 57128 | CA | PACC |  |  | 22 | 2 | NAICS-22 Non-Cogen | FC | NG | NG | CISO | 51867 | 7094 | 2022
other | TRUE | 66460 | N | . | Apple Staten Island - Winant Place | Bloom Energy | 57128 | NY | MAT |  |  | 22 | 2 | NAICS-22 Non-Cogen | FC | NG | NG | NYIS | 96952 | 15193 | 2022
petroleum | TRUE | 66464 | N | . | Wadsworth HBS RTO BTM | American Mun Power-Ohio, Inc | 40577 | OH | ENC |  |  | 22 | 1 | Electric Utility | IC | DFO | DFO | PJM | 2333 | 280 | 2022
solar pv | TRUE | 66465 | N | . | Spring Hope Solar 2, LLC | Spring Hope Solar 2, LLC | 65521 | NC | SAT |  |  | 22 | 2 | NAICS-22 Non-Cogen | PV | SUN | SUN | DUK | 33926 | 9943 | 2022
solar pv | TRUE | 66466 | N | . | Blue Skies Solar, LLC | Blue Skies Solar, LLC | 65522 | CA | PACC |  |  | 22 | 2 | NAICS-22 Non-Cogen | PV | SUN | SUN | PACW | 815 | 239 | 2022
solar pv | TRUE | 66468 | N | . | Clovis High School | Tesla Inc. | 60947 | CA | PACC |  |  | 22 | 2 | NAICS-22 Non-Cogen | PV | SUN | SUN | CISO | 5160 | 1512 | 2022
solar pv | TRUE | 66469 | N | . | Clovis East High School | Tesla Inc. | 60947 | CA | PACC |  |  | 22 | 2 | NAICS-22 Non-Cogen | PV | SUN | SUN | CISO | 5366 | 1573 | 2022
solar pv | TRUE | 66470 | N | . | Clovis North High School | Tesla Inc. | 60947 | CA | PACC |  |  | 22 | 2 | NAICS-22 Non-Cogen | PV | SUN | SUN | CISO | 5340 | 1565 | 2022
natural gas peaker | FALSE | 66472 | Y | . | San Manuel Central Plant Cogens | San Manuel Mission Band of Indians | 65525 | CA | PACC |  |  | 112 | 7 | Industrial NAICS Cogen | IC | NG | NG | CISO | 0 | 0 | 2022
other | FALSE | 66472 | Y | . | San Manuel Central Plant Cogens | San Manuel Mission Band of Indians | 65525 | CA | PACC |  |  | 112 | 7 | Industrial NAICS Cogen | IC | PG | WOO | CISO | 0 | 0 | 2022
solar pv | TRUE | 66473 | N | . | LSE Pavo Solar | Inovateus Solar, LLC | 60628 | NY | MAT |  |  | 22 | 2 | NAICS-22 Non-Cogen | PV | SUN | SUN | NYIS | 5042 | 1478 | 2022
other | TRUE | 66474 | N | . | MA Blackstone | Catalyze Blackstone 83 Federal Street Microgrid, LLC | 65504 | MA | NEW |  |  | 22 | 2 | NAICS-22 Non-Cogen | BA | MWH | OTH | ISNE | 0 | -11 | 2022
solar pv | TRUE | 66474 | N | . | MA Blackstone | Catalyze Blackstone 83 Federal Street Microgrid, LLC | 65504 | MA | NEW |  |  | 22 | 2 | NAICS-22 Non-Cogen | PV | SUN | SUN | ISNE | 6851 | 2008 | 2022
solar pv | TRUE | 66481 | N | . | Union Vale | VC Renewables | 65480 | NY | MAT |  |  | 22 | 2 | NAICS-22 Non-Cogen | PV | SUN | SUN | NYIS | 9512 | 2788 | 2022
solar pv | TRUE | 66482 | N | . | Ghent (NY) | VC Renewables | 65480 | NY | MAT |  |  | 22 | 2 | NAICS-22 Non-Cogen | PV | SUN | SUN | NYIS | 15464 | 4532 | 2022
solar pv | TRUE | 66483 | N | . | Stanford | VC Renewables | 65480 | NY | MAT |  |  | 22 | 2 | NAICS-22 Non-Cogen | PV | SUN | SUN | NYIS | 32194 | 9436 | 2022
solar pv | TRUE | 66485 | N | . | Gloucester | VC Renewables | 65480 | NJ | MAT |  |  | 22 | 2 | NAICS-22 Non-Cogen | PV | SUN | SUN | PJM | 11274 | 3304 | 2022
solar pv | TRUE | 66486 | N | . | Ramapo | VC Renewables | 65480 | NJ | MAT |  |  | 22 | 2 | NAICS-22 Non-Cogen | PV | SUN | SUN | PJM | 15912 | 4664 | 2022
solar pv | TRUE | 66487 | N | . | Moyer Solar | Moyer Solar, LLC | 65538 | NC | SAT |  |  | 22 | 2 | NAICS-22 Non-Cogen | PV | SUN | SUN | DUK | 3 | 1 | 2022
solar pv | TRUE | 66489 | N | . | Genesee - CCR Solar | Generate Capital | 61194 | NY | MAT |  |  | 22 | 2 | NAICS-22 Non-Cogen | PV | SUN | SUN | NYIS | 0 | 0 | 2022
solar pv | FALSE | 66492 | N | . | Henry Miller RD | Henry Miller Reclamation District | 65537 | CA | PACC |  |  | 22131 | 4 | Commercial NAICS Non-Cogen | PV | SUN | SUN | CISO | 2023 | 593 | 2022
other | TRUE | 66499 | N | . | Federalsburg Energy Storage 1 LLC | Convergent Energy and Power LP | 61978 | MD | SAT |  |  | 22 | 2 | NAICS-22 Non-Cogen | BA | MWH | OTH | PJM | 0 | 0 | 2022
solar pv | TRUE | 66499 | N | . | Federalsburg Energy Storage 1 LLC | Convergent Energy and Power LP | 61978 | MD | SAT |  |  | 22 | 2 | NAICS-22 Non-Cogen | PV | SUN | SUN | PJM | 4377 | 1283 | 2022
other | TRUE | 66501 | N | . | Cicero Energy Storage 1 LLC | Convergent Energy and Power LP | 61978 | NY | MAT |  |  | 22 | 2 | NAICS-22 Non-Cogen | BA | MWH | OTH | NYIS | 0 | 0 | 2022
solar pv | TRUE | 66501 | N | . | Cicero Energy Storage 1 LLC | Convergent Energy and Power LP | 61978 | NY | MAT |  |  | 22 | 2 | NAICS-22 Non-Cogen | PV | SUN | SUN | NYIS | 13840 | 4056 | 2022
other | TRUE | 66503 | N | . | Cicero Energy Storage 2 LLC | Convergent Energy and Power LP | 61978 | NY | MAT |  |  | 22 | 2 | NAICS-22 Non-Cogen | BA | MWH | OTH | NYIS | 0 | 0 | 2022
solar pv | TRUE | 66503 | N | . | Cicero Energy Storage 2 LLC | Convergent Energy and Power LP | 61978 | NY | MAT |  |  | 22 | 2 | NAICS-22 Non-Cogen | PV | SUN | SUN | NYIS | 15078 | 4419 | 2022
solar pv | TRUE | 66536 | N | . | CPG - Duke 5300A Holabird | Solar DG MD Holabird Broening ACC, LLC | 65584 | MD | SAT |  |  | 22 | 2 | NAICS-22 Non-Cogen | PV | SUN | SUN | PJM | 270 | 79 | 2022
solar pv | TRUE | 66537 | N | . | CPG - Duke 5300B Holabird | Solar DG MD Holabird Broening ACC, LLC | 65584 | MD | SAT |  |  | 22 | 2 | NAICS-22 Non-Cogen | PV | SUN | SUN | PJM | 235 | 69 | 2022
solar pv | TRUE | 66538 | N | . | CPG - Duke 5900 Holabird | Solar DG MD Holabird AJCFB, LLC | 65585 | MD | SAT |  |  | 22 | 2 | NAICS-22 Non-Cogen | PV | SUN | SUN | PJM | 191 | 56 | 2022
solar pv | TRUE | 66539 | N | . | CPG - Duke 6000 Holabird | Solar DG MD Holabird AJCFB, LLC | 65585 | MD | SAT |  |  | 22 | 2 | NAICS-22 Non-Cogen | PV | SUN | SUN | PJM | 191 | 56 | 2022
natural gas peaker | TRUE | 66549 | N | . | HEB00063 | Texas Microgrid, LLC | 64449 | TX | WSC |  |  | 22 | 2 | NAICS-22 Non-Cogen | IC | NG | NG | ERCO | 5611 | 390 | 2022
natural gas peaker | TRUE | 66550 | N | . | HEB00069 | Texas Microgrid, LLC | 64449 | TX | WSC |  |  | 22 | 2 | NAICS-22 Non-Cogen | IC | NG | NG | ERCO | 5599 | 395 | 2022
natural gas peaker | TRUE | 66561 | N | . | BUC00040 | Texas Microgrid, LLC | 64449 | TX | WSC |  |  | 22 | 2 | NAICS-22 Non-Cogen | IC | NG | NG | ERCO | 3647 | 207 | 2022
natural gas peaker | TRUE | 66562 | N | . | HEB00591 | Texas Microgrid, LLC | 64449 | TX | WSC |  |  | 22 | 2 | NAICS-22 Non-Cogen | IC | NG | NG | ERCO | 5509 | 386 | 2022
natural gas peaker | TRUE | 66563 | N | . | HEB00092 | Texas Microgrid, LLC | 64449 | TX | WSC |  |  | 22 | 2 | NAICS-22 Non-Cogen | IC | NG | NG | ERCO | 5852 | 413 | 2022
natural gas peaker | TRUE | 66564 | N | . | HEB00095 | Texas Microgrid, LLC | 64449 | TX | WSC |  |  | 22 | 2 | NAICS-22 Non-Cogen | IC | NG | NG | ERCO | 5831 | 413 | 2022
natural gas peaker | TRUE | 66565 | N | . | HEBCCBakery | Texas Microgrid, LLC | 64449 | TX | WSC |  |  | 22 | 2 | NAICS-22 Non-Cogen | IC | NG | NG | ERCO | 13164 | 904 | 2022
natural gas peaker | TRUE | 66566 | N | . | HEBSnackPlant | Texas Microgrid, LLC | 64449 | TX | WSC |  |  | 22 | 2 | NAICS-22 Non-Cogen | IC | NG | NG | ERCO | 9661 | 614 | 2022
natural gas peaker | TRUE | 66567 | N | . | HEBHoustonDistributionCenter | Texas Microgrid, LLC | 64449 | TX | WSC |  |  | 22 | 2 | NAICS-22 Non-Cogen | IC | NG | NG | ERCO | 100179 | 6304 | 2022
solar pv | TRUE | 66582 | N | . | North Kingstown Solar LLC | North Kingstown Solar LLC | 65628 | RI | NEW |  |  | 22 | 2 | NAICS-22 Non-Cogen | PV | SUN | SUN | ISNE | 2644 | 775 | 2022
solar pv | TRUE | 66583 | N | . | Phillips Route 82 Solar LLC | Phillips Route 82 Solar LLC | 65629 | NY | MAT |  |  | 22 | 2 | NAICS-22 Non-Cogen | PV | SUN | SUN | NYIS | 13692 | 4013 | 2022
solar pv | TRUE | 66584 | N | . | White Rock Road LLC | White Rock Road LLC | 65630 | RI | NEW |  |  | 22 | 2 | NAICS-22 Non-Cogen | PV | SUN | SUN | ISNE | 0 | 0 | 2022
solar pv | TRUE | 66585 | N | . | French King Solar LLC | French King Solar LLC | 65631 | MA | NEW |  |  | 22 | 2 | NAICS-22 Non-Cogen | PV | SUN | SUN | ISNE | 0 | 0 | 2022
solar pv | TRUE | 66586 | N | . | DOCCS Greene | Green Correctional Coxsackie NY Solar LLC | 65632 | NY | MAT |  |  | 22 | 2 | NAICS-22 Non-Cogen | PV | SUN | SUN | NYIS | 4930 | 1445 | 2022
solar pv | TRUE | 66587 | N | . | Americus | Today's Power, Inc. | 61204 | KS | WNC |  |  | 22 | 1 | Electric Utility | PV | SUN | SUN | SWPP | 8420 | 2468 | 2022
solar pv | TRUE | 66588 | N | . | Ashley-Chicot Solar | Today's Power, Inc. | 61204 | AR | WSC |  |  | 22 | 1 | Electric Utility | PV | SUN | SUN | MISO | 7913 | 2319 | 2022
solar pv | TRUE | 66589 | N | . | Berryville School District Solar | Today's Power, Inc. | 61204 | AR | WSC |  |  | 22 | 1 | Electric Utility | PV | SUN | SUN | MISO | 5412 | 1586 | 2022
solar pv | TRUE | 66590 | N | . | C&L | Today's Power, Inc. | 61204 | AR | WSC |  |  | 22 | 1 | Electric Utility | PV | SUN | SUN | MISO | 7981 | 2339 | 2022
solar pv | TRUE | 66591 | N | . | Cheney Solar | Today's Power, Inc. | 61204 | KS | WNC |  |  | 22 | 1 | Electric Utility | PV | SUN | SUN | SWPP | 8769 | 2570 | 2022
natural gas peaker | TRUE | 66592 | N | . | ERDC | Entergy Texas Inc. | 55937 | MS | ESC |  |  | 22 | 1 | Electric Utility | IC | NG | NG | MISO | 25 | 2 | 2022
natural gas peaker | TRUE | 66593 | N | . | HEB00048 | Entergy Texas Inc. | 55937 | TX | WSC |  |  | 22 | 1 | Electric Utility | IC | NG | NG | ERCO | 3233 | 290 | 2022
natural gas peaker | TRUE | 66594 | N | . | HEB00594 | Entergy Texas Inc. | 55937 | TX | WSC |  |  | 22 | 1 | Electric Utility | IC | NG | NG | ERCO | 3321 | 290 | 2022
natural gas peaker | TRUE | 66595 | N | . | FTBLID2 | Generate ER-NG, LLC | 64897 | TX | WSC |  |  | 22 | 2 | NAICS-22 Non-Cogen | IC | NG | NG | ERCO | 15587 | 1076.04 | 2022
natural gas peaker | TRUE | 66596 | N | . | Praxair | Generate ER-NG, LLC | 64897 | TX | WSC |  |  | 22 | 2 | NAICS-22 Non-Cogen | IC | NG | NG | ERCO | 4931 | 340.06 | 2022
natural gas peaker | TRUE | 66597 | N | . | RavenChem | Generate ER-NG, LLC | 64897 | TX | WSC |  |  | 22 | 2 | NAICS-22 Non-Cogen | IC | NG | NG | ERCO | 630 | 36.26 | 2022
solar pv | TRUE | 66602 | N | . | Beckwith Solar | Beckwith Solar, LLC | 65637 | NC | SAT |  |  | 22 | 2 | NAICS-22 Non-Cogen | PV | SUN | SUN | CPLE | 31 | 9 | 2022
solar pv | TRUE | 66607 | N | . | Clay County Electrical Cooperative | Today's Power, Inc. | 61204 | AR | WSC |  |  | 22 | 1 | Electric Utility | PV | SUN | SUN | MISO | 7599 | 2227 | 2022
solar pv | TRUE | 66608 | N | . | Craighead Electric Solar One | Today's Power, Inc. | 61204 | AR | WSC |  |  | 22 | 1 | Electric Utility | PV | SUN | SUN | MISO | 7868 | 2306 | 2022
solar pv | TRUE | 66609 | N | . | DeGraff Butler Electric | Today's Power, Inc. | 61204 | KS | WNC |  |  | 22 | 1 | Electric Utility | PV | SUN | SUN | SWPP | 8890 | 2606 | 2022
solar pv | TRUE | 66610 | N | . | Farmers Electric Cooperative | Today's Power, Inc. | 61204 | AR | WSC |  |  | 22 | 1 | Electric Utility | PV | SUN | SUN | MISO | 7881 | 2309.67 | 2022
natural gas peaker | TRUE | 66612 | N | . | HEB_CPS00085 | Texas Microgrid, LLC | 64449 | TX | WSC |  |  | 22 | 2 | NAICS-22 Non-Cogen | IC | NG | NG | ERCO | 5720 | 399 | 2022
natural gas peaker | TRUE | 66613 | N | . | HEB_CPSSADC | Texas Microgrid, LLC | 64449 | TX | WSC |  |  | 22 | 2 | NAICS-22 Non-Cogen | IC | NG | NG | ERCO | 8914 | 621 | 2022
natural gas peaker | TRUE | 66614 | N | . | OTHERCitizensHospital | Texas Microgrid, LLC | 64449 | TX | WSC |  |  | 22 | 2 | NAICS-22 Non-Cogen | IC | NG | NG | ERCO | 10144 | 716 | 2022
solar pv | TRUE | 66698 | N | . | Oxon Run CREF | Oxon Run Community Renewable Energy Facility | 65704 | DC | SAT |  |  | 22 | 1 | Electric Utility | PV | SUN | SUN | PJM | 1139 | 334 | 2022
solar pv | TRUE | 66700 | N | . | Banner Solar | Banner Solar, LLC | 65702 | NC | SAT |  |  | 22 | 2 | NAICS-22 Non-Cogen | PV | SUN | SUN | CPLE | 35572 | 10426 | 2022
solar pv | TRUE | 66709 | N | . | Beulah Solar | Beulah Solar, LLC | 65723 | SC | SAT |  |  | 22 | 2 | NAICS-22 Non-Cogen | PV | SUN | SUN | SCEG | 335937 | 98457 | 2022
solar pv | TRUE | 66710 | N | . | Brick City Solar | Brick City Solar, LLC | 65724 | NC | SAT |  |  | 22 | 2 | NAICS-22 Non-Cogen | PV | SUN | SUN | CPLE | 28952 | 8485 | 2022
solar pv | TRUE | 66711 | N | . | Clovelly Solar | Clovelly Solar, LLC | 65725 | NC | SAT |  |  | 22 | 2 | NAICS-22 Non-Cogen | PV | SUN | SUN | CPLE | 36113 | 10585 | 2022
solar pv | TRUE | 66712 | N | . | Coogee Solar | Coogee Solar, LLC | 65726 | NC | SAT |  |  | 22 | 2 | NAICS-22 Non-Cogen | PV | SUN | SUN | CPLE | 37980 | 11131 | 2022
solar pv | TRUE | 66718 | N | . | ESA Albemarle NC Solar | ESA Albemarle NC Solar, LLC | 65731 | NC | SAT |  |  | 22 | 2 | NAICS-22 Non-Cogen | PV | SUN | SUN | DUK | 15697 | 4601 | 2022
solar pv | TRUE | 66719 | N | . | Millers Chapel Solar | Millers Chapel Solar, LLC | 65732 | NC | SAT |  |  | 22 | 2 | NAICS-22 Non-Cogen | PV | SUN | SUN | CPLE | 31633 | 9271 | 2022
solar pv | TRUE | 66720 | N | . | Oakwood Solar | Oakwood Solar, LLC | 65733 | NC | SAT |  |  | 22 | 2 | NAICS-22 Non-Cogen | PV | SUN | SUN | DUK | 36710 | 10759 | 2022
solar pv | TRUE | 66721 | N | . | Overman Solar | Overman Solar, LLC | 65734 | NC | SAT |  |  | 22 | 2 | NAICS-22 Non-Cogen | PV | SUN | SUN | CPLE | 38890 | 11398 | 2022
solar pv | TRUE | 66722 | N | . | Saw Solar | Saw Solar, LLC | 65735 | NC | SAT |  |  | 22 | 2 | NAICS-22 Non-Cogen | PV | SUN | SUN | DUK | 12550 | 3678 | 2022
solar pv | TRUE | 66723 | N | . | Sawtell Solar | Sawtell Solar, LLC | 65736 | NC | SAT |  |  | 22 | 2 | NAICS-22 Non-Cogen | PV | SUN | SUN | DUK | 17356 | 5087 | 2022
solar pv | TRUE | 66724 | N | . | Southwick Solar | Southwick Solar, LLC | 65737 | NC | SAT |  |  | 22 | 2 | NAICS-22 Non-Cogen | PV | SUN | SUN | DUK | 19033 | 5578 | 2022
solar pv | TRUE | 66725 | N | . | Whiskey Solar | Whiskey Solar, LLC | 65738 | NC | SAT |  |  | 22 | 2 | NAICS-22 Non-Cogen | PV | SUN | SUN | CPLE | 38585 | 11309 | 2022
solar pv | TRUE | 66729 | N | . | (3K) 59 Hetcheltown Rd | Distributed Solar Development, LLC | 64872 | NY | MAT |  |  | 22 | 2 | NAICS-22 Non-Cogen | PV | SUN | SUN | NYIS | 6247 | 1831 | 2022
solar pv | TRUE | 66730 | N | . | Jordan Energy-DFA Middlebury Center Plan | Distributed Solar Development, LLC | 64872 | PA | MAT |  |  | 22 | 2 | NAICS-22 Non-Cogen | PV | SUN | SUN | PJM | 0 | 0 | 2022
solar pv | TRUE | 66731 | N | . | Lightstar Renewables - Project 1001 | Distributed Solar Development, LLC | 64872 | NY | MAT |  |  | 22 | 2 | NAICS-22 Non-Cogen | PV | SUN | SUN | NYIS | 0 | 0 | 2022
solar pv | TRUE | 66732 | N | . | Lightstar Renewables - Project 1002 | Distributed Solar Development, LLC | 64872 | NY | MAT |  |  | 22 | 2 | NAICS-22 Non-Cogen | PV | SUN | SUN | NYIS | 0 | 0 | 2022
solar pv | TRUE | 66733 | N | . | Lost Hills Oilfield | Distributed Solar Development, LLC | 64872 | CA | PACC |  |  | 22 | 2 | NAICS-22 Non-Cogen | PV | SUN | SUN | CISO | 0 | 0 | 2022
solar pv | TRUE | 66734 | N | . | Marathon Solar Farm LLC South | Distributed Solar Development, LLC | 64872 | NY | MAT |  |  | 22 | 2 | NAICS-22 Non-Cogen | PV | SUN | SUN | NYIS | 0 | 0 | 2022
solar pv | TRUE | 66736 | N | . | Oak Leaf - CSG Portfolio (OL 36) | Distributed Solar Development, LLC | 64872 | CO | MTN |  |  | 22 | 2 | NAICS-22 Non-Cogen | PV | SUN | SUN | SWPP | 0 | 0 | 2022
solar pv | TRUE | 66737 | N | . | Oak Leaf - CSG Portfolio (OL 37) | Distributed Solar Development, LLC | 64872 | CO | MTN |  |  | 22 | 2 | NAICS-22 Non-Cogen | PV | SUN | SUN | SWPP | 0 | 0 | 2022
solar pv | TRUE | 66738 | N | . | Oak Leaf - CSG Portfolio (OL 38) | Distributed Solar Development, LLC | 64872 | CO | MTN |  |  | 22 | 2 | NAICS-22 Non-Cogen | PV | SUN | SUN | SWPP | 0 | 0 | 2022
solar pv | TRUE | 66739 | N | . | Oak Leaf - CSG Portfolio (OL 39) | Distributed Solar Development, LLC | 64872 | CO | MTN |  |  | 22 | 2 | NAICS-22 Non-Cogen | PV | SUN | SUN | SWPP | 0 | 0 | 2022
solar pv | TRUE | 66740 | N | . | Oak Leaf - CSG Portfolio (OL 44) | Distributed Solar Development, LLC | 64872 | CO | MTN |  |  | 22 | 2 | NAICS-22 Non-Cogen | PV | SUN | SUN | SWPP | 0 | 0 | 2022
solar pv | TRUE | 66742 | N | . | Laskin Solar | ALLETE, Inc. | 12647 | MN | WNC |  |  | 22 | 1 | Electric Utility | PV | SUN | SUN | MISO | 307 | 90 | 2022
solar pv | TRUE | 66743 | N | . | Jean Duluth Solar | ALLETE, Inc. | 12647 | MN | WNC |  |  | 22 | 1 | Electric Utility | PV | SUN | SUN | MISO | 85 | 25 | 2022
solar pv | TRUE | 66749 | N | . | Herrington Solar | Herrington Solar, LLC | 65748 | NY | MAT |  |  | 22 | 2 | NAICS-22 Non-Cogen | PV | SUN | SUN | NYIS | 0 | 0 | 2022
solar pv | TRUE | 66762 | N | . | SCH County - (1B) 10 Alice Wagner Way Ni | Distributed Solar Development, LLC | 64872 | NY | MAT |  |  | 22 | 2 | NAICS-22 Non-Cogen | PV | SUN | SUN | NYIS | 0 | 0 | 2022
solar pv | TRUE | 66763 | N | . | SCH County - (1E) 398 Anthony St Schenec | Distributed Solar Development, LLC | 64872 | NY | MAT |  |  | 22 | 2 | NAICS-22 Non-Cogen | PV | SUN | SUN | NYIS | 0 | 0 | 2022
solar pv | TRUE | 66764 | N | . | SCH - (2A) 156 Barhydt Rd Glenville | Distributed Solar Development, LLC | 64872 | NY | MAT |  |  | 22 | 2 | NAICS-22 Non-Cogen | PV | SUN | SUN | NYIS | 0 | 0 | 2022
other | TRUE | 66765 | N | . | SCH County - (2B) 4982 Rynex Corners Rd | Distributed Solar Development, LLC | 64872 | NY | MAT |  |  | 22 | 2 | NAICS-22 Non-Cogen | BA | MWH | OTH | NYIS | 0 | 0 | 2022
solar pv | TRUE | 66765 | N | . | SCH County - (2B) 4982 Rynex Corners Rd | Distributed Solar Development, LLC | 64872 | NY | MAT |  |  | 22 | 2 | NAICS-22 Non-Cogen | PV | SUN | SUN | NYIS | 0 | 0 | 2022
solar pv | TRUE | 66766 | N | . | SCH County - (2D) 98 Cheltingham Ave Sch | Distributed Solar Development, LLC | 64872 | NY | MAT |  |  | 22 | 2 | NAICS-22 Non-Cogen | PV | SUN | SUN | NYIS | 0 | 0 | 2022
other | TRUE | 66767 | N | . | Source Power Company - Richland | Distributed Solar Development, LLC | 64872 | NY | MAT |  |  | 22 | 2 | NAICS-22 Non-Cogen | BA | MWH | OTH | NYIS | 0 | 0 | 2022
solar pv | TRUE | 66767 | N | . | Source Power Company - Richland | Distributed Solar Development, LLC | 64872 | NY | MAT |  |  | 22 | 2 | NAICS-22 Non-Cogen | PV | SUN | SUN | NYIS | 0 | 0 | 2022
solar pv | TRUE | 66769 | N | . | Source Power Company - Silver Creek | Distributed Solar Development, LLC | 64872 | NY | MAT |  |  | 22 | 2 | NAICS-22 Non-Cogen | PV | SUN | SUN | NYIS | 0 | 0 | 2022
solar pv | TRUE | 66770 | N | . | THD Baltimore DC - 5830 Project Tiger | Distributed Solar Development, LLC | 64872 | MD | SAT |  |  | 22 | 2 | NAICS-22 Non-Cogen | PV | SUN | SUN | PJM | 0 | 0 | 2022
solar pv | TRUE | 66771 | N | . | Marathon Solar Farm II LLC North | Distributed Solar Development, LLC | 64872 | NY | MAT |  |  | 22 | 2 | NAICS-22 Non-Cogen | PV | SUN | SUN | NYIS | 0 | 0 | 2022
solar pv | TRUE | 66776 | N | . | Brookdale CC BTM at Lincroft | Solar DG NJ Brookdale, LLC | 65760 | NJ | MAT |  |  | 22 | 2 | NAICS-22 Non-Cogen | PV | SUN | SUN | PJM | 0 | 0 | 2022
solar pv | TRUE | 66777 | N | . | Geneseo Solar | Helios Energy New York 15 LLC | 65758 | NY | MAT |  |  | 22 | 2 | NAICS-22 Non-Cogen | PV | SUN | SUN | NYIS | 0 | 0 | 2022
solar pv | TRUE | 66797 | N | . | Agriculture Capital - Legacy Packing | Distributed Solar Development, LLC | 64872 | CA | PACC |  |  | 22 | 2 | NAICS-22 Non-Cogen | PV | SUN | SUN | CISO | 0 | 0 | 2022
other | TRUE | 66799 | N | . | Bishop Ranch - BR 1-Y | Distributed Solar Development, LLC | 64872 | CA | PACC |  |  | 22 | 2 | NAICS-22 Non-Cogen | BA | MWH | OTH | CISO | 0 | 0 | 2022
solar pv | TRUE | 66799 | N | . | Bishop Ranch - BR 1-Y | Distributed Solar Development, LLC | 64872 | CA | PACC |  |  | 22 | 2 | NAICS-22 Non-Cogen | PV | SUN | SUN | CISO | 0 | 0 | 2022
solar pv | TRUE | 66815 | N | . | Dynamic Energy NJ - Ferrero | Distributed Solar Development, LLC | 64872 | NJ | MAT |  |  | 22 | 2 | NAICS-22 Non-Cogen | PV | SUN | SUN | PJM | 0 | 0 | 2022
solar pv | TRUE | 66822 | N | . | Carthage A | NY USLE Carthage SR26 A LLC | 65721 | NY | MAT |  |  | 22 | 2 | NAICS-22 Non-Cogen | PV | SUN | SUN | NYIS | 0 | 0 | 2022
solar pv | TRUE | 66823 | N | . | Carthage B | NY USLE Carthage SR26 B LLC | 65722 | NY | MAT |  |  | 22 | 2 | NAICS-22 Non-Cogen | PV | SUN | SUN | NYIS | 0 | 0 | 2022
solar pv | TRUE | 66835 | N | . | Lightstar Renewables - Project 1004 | Distributed Solar Development, LLC | 64872 | NY | MAT |  |  | 22 | 2 | NAICS-22 Non-Cogen | PV | SUN | SUN | NYIS | 0 | 0 | 2022
solar pv | TRUE | 66846 | N | . | Jogee Road Solar | DG New York CS, LLC | 63991 | NY | MAT |  |  | 22 | 2 | NAICS-22 Non-Cogen | PV | SUN | SUN | NYIS | 0 | 0 | 2022
solar pv | FALSE | 66863 | N | . | Blackjack Solar | South County Packing | 65795 | CA | PACC |  |  | 111 | 6 | Industrial NAICS Non-Cogen | PV | SUN | SUN | CISO | 0 | 0 | 2022
solar pv | TRUE | 66906 | N | . | Hammonton-High School Solar | Madison Energy Investments LLC | 65043 | NJ | MAT |  |  | 22 | 2 | NAICS-22 Non-Cogen | PV | SUN | SUN | PJM | 0 | 0 | 2022
solar pv | TRUE | 66907 | N | . | Barefoot Solar | Madison Energy Investments LLC | 65043 | ME | NEW |  |  | 22 | 2 | NAICS-22 Non-Cogen | PV | SUN | SUN | ISNE | 0 | 0 | 2022
other | TRUE | 99999 | N | . | State-Fuel Level Increment | State-Fuel Level Increment | 99999 | TX | WSC |  |  | 99999 | 2 | NAICS-22 Non-Cogen | BA | MWH | OTH | State-Fuel Level Increment | 0 | 0 | 2022
other | TRUE | 99999 | N | . | State-Fuel Level Increment | State-Fuel Level Increment | 99999 | WI | ENC |  |  | 99999 | 1 | Electric Utility | BA | MWH | OTH | State-Fuel Level Increment | 0 | 0 | 2022
other | TRUE | 99999 | N | . | State-Fuel Level Increment | State-Fuel Level Increment | 99999 | OR | PACC |  |  | 99999 | 2 | NAICS-22 Non-Cogen | BA | MWH | OTH | State-Fuel Level Increment | 0 | 0 | 2022
other | TRUE | 99999 | N | . | State-Fuel Level Increment | State-Fuel Level Increment | 99999 | OK | WSC |  |  | 99999 | 2 | NAICS-22 Non-Cogen | BA | MWH | OTH | State-Fuel Level Increment | 0 | 0 | 2022
other | TRUE | 99999 | N | . | State-Fuel Level Increment | State-Fuel Level Increment | 99999 | NV | MTN |  |  | 99999 | 1 | Electric Utility | BA | MWH | OTH | State-Fuel Level Increment | 0 | 0 | 2022
other | TRUE | 99999 | N | . | State-Fuel Level Increment | State-Fuel Level Increment | 99999 | NE | WNC |  |  | 99999 | 2 | NAICS-22 Non-Cogen | BA | MWH | OTH | State-Fuel Level Increment | 0 | 0 | 2022
other | TRUE | 99999 | N | . | State-Fuel Level Increment | State-Fuel Level Increment | 99999 | ME | NEW |  |  | 99999 | 2 | NAICS-22 Non-Cogen | BA | MWH | OTH | State-Fuel Level Increment | 0 | 0 | 2022
other | TRUE | 99999 | N | . | State-Fuel Level Increment | State-Fuel Level Increment | 99999 | IN | ENC |  |  | 99999 | 1 | Electric Utility | BA | MWH | OTH | State-Fuel Level Increment | 0 | 0 | 2022
other | TRUE | 99999 | N | . | State-Fuel Level Increment | State-Fuel Level Increment | 99999 | IA | WNC |  |  | 99999 | 1 | Electric Utility | BA | MWH | OTH | State-Fuel Level Increment | 0 | 0 | 2022
other | TRUE | 99999 | N | . | State-Fuel Level Increment | State-Fuel Level Increment | 99999 | FL | SAT |  |  | 99999 | 1 | Electric Utility | BA | MWH | OTH | State-Fuel Level Increment | 0 | 0 | 2022
other | TRUE | 99999 | N | . | State-Fuel Level Increment | State-Fuel Level Increment | 99999 | CA | PACC |  |  | 99999 | 2 | NAICS-22 Non-Cogen | BA | MWH | OTH | State-Fuel Level Increment | 0 | 0 | 2022
other | TRUE | 99999 | N | . | State-Fuel Level Increment | State-Fuel Level Increment | 99999 | CA | PACC |  |  | 99999 | 1 | Electric Utility | BA | MWH | OTH | State-Fuel Level Increment | 0 | 0 | 2022
other | TRUE | 99999 | N | . | State-Fuel Level Increment | State-Fuel Level Increment | 99999 | MA | NEW |  |  | 99999 | 2 | NAICS-22 Non-Cogen | BA | MWH | OTH | State-Fuel Level Increment | 0 | 0 | 2022
other | FALSE | 99999 | N | . | State-Fuel Level Increment | State-Fuel Level Increment | 99999 | CA | PACC |  |  | 99999 | 4 | Commercial NAICS Non-Cogen | BA | MWH | OTH | State-Fuel Level Increment | 0 | 0 | 2022
other | FALSE | 99999 | N | . | State-Fuel Level Increment | State-Fuel Level Increment | 99999 | NY | MAT |  |  | 99999 | 4 | Commercial NAICS Non-Cogen | BA | MWH | OTH | State-Fuel Level Increment | 0 | 0 | 2022
petroleum | TRUE | 99999 | N | . | State-Fuel Level Increment | State-Fuel Level Increment | 99999 | NY | MAT |  |  | 99999 | 2 | NAICS-22 Non-Cogen | CA | KER | WOO | State-Fuel Level Increment | 0 | 0 | 2022
natural gas combined cycle | TRUE | 99999 | N | . | State-Fuel Level Increment | State-Fuel Level Increment | 99999 | TX | WSC |  |  | 99999 | 2 | NAICS-22 Non-Cogen | CA | NG | NG | State-Fuel Level Increment | 108569 | 29059.183 | 2022
natural gas combined cycle | TRUE | 99999 | N | . | State-Fuel Level Increment | State-Fuel Level Increment | 99999 | NY | MAT |  |  | 99999 | 2 | NAICS-22 Non-Cogen | CA | NG | NG | State-Fuel Level Increment | 434 | 143553.72 | 2022
natural gas combined cycle | TRUE | 99999 | N | . | State-Fuel Level Increment | State-Fuel Level Increment | 99999 | FL | SAT |  |  | 99999 | 1 | Electric Utility | CA | NG | NG | State-Fuel Level Increment | 0 | 0 | 2022
natural gas combined cycle | TRUE | 99999 | N | . | State-Fuel Level Increment | State-Fuel Level Increment | 99999 | CT | NEW |  |  | 99999 | 2 | NAICS-22 Non-Cogen | CA | NG | NG | State-Fuel Level Increment | 962284 | 86996.346 | 2022
natural gas combined cycle | TRUE | 99999 | N | . | State-Fuel Level Increment | State-Fuel Level Increment | 99999 | MI | ENC |  |  | 99999 | 2 | NAICS-22 Non-Cogen | CA | NG | NG | State-Fuel Level Increment | 712 | 175109.78 | 2022
petroleum | TRUE | 99999 | N | . | State-Fuel Level Increment | State-Fuel Level Increment | 99999 | CT | NEW |  |  | 99999 | 2 | NAICS-22 Non-Cogen | CT | DFO | DFO | State-Fuel Level Increment | 0 | 0 | 2022
petroleum | TRUE | 99999 | N | . | State-Fuel Level Increment | State-Fuel Level Increment | 99999 | NY | MAT |  |  | 99999 | 2 | NAICS-22 Non-Cogen | CT | KER | WOO | State-Fuel Level Increment | 0 | 0 | 2022
petroleum | TRUE | 99999 | N | . | State-Fuel Level Increment | State-Fuel Level Increment | 99999 | CT | NEW |  |  | 99999 | 2 | NAICS-22 Non-Cogen | CT | KER | WOO | State-Fuel Level Increment | 0 | 0 | 2022
natural gas combined cycle | FALSE | 99999 | Y | . | State-Fuel Level Increment | State-Fuel Level Increment | 99999 | IA | WNC |  |  | 99999 | 7 | Industrial NAICS Cogen | CT | NG | NG | State-Fuel Level Increment | 24975 | 5863.653 | 2022
natural gas combined cycle | TRUE | 99999 | N | . | State-Fuel Level Increment | State-Fuel Level Increment | 99999 | TX | WSC |  |  | 99999 | 2 | NAICS-22 Non-Cogen | CT | NG | NG | State-Fuel Level Increment | 1480106 | 183048.27 | 2022
natural gas combined cycle | TRUE | 99999 | N | . | State-Fuel Level Increment | State-Fuel Level Increment | 99999 | NY | MAT |  |  | 99999 | 2 | NAICS-22 Non-Cogen | CT | NG | NG | State-Fuel Level Increment | 5766347 | 537600.52 | 2022
natural gas combined cycle | TRUE | 99999 | N | . | State-Fuel Level Increment | State-Fuel Level Increment | 99999 | MI | ENC |  |  | 99999 | 2 | NAICS-22 Non-Cogen | CT | NG | NG | State-Fuel Level Increment | 3806665 | 349364.8 | 2022
natural gas combined cycle | TRUE | 99999 | N | . | State-Fuel Level Increment | State-Fuel Level Increment | 99999 | FL | SAT |  |  | 99999 | 1 | Electric Utility | CT | NG | NG | State-Fuel Level Increment | 0 | 0 | 2022
natural gas combined cycle | TRUE | 99999 | N | . | State-Fuel Level Increment | State-Fuel Level Increment | 99999 | CT | NEW |  |  | 99999 | 2 | NAICS-22 Non-Cogen | CT | NG | NG | State-Fuel Level Increment | 912265 | 193365.38 | 2022
petroleum | TRUE | 99999 | N | . | State-Fuel Level Increment | State-Fuel Level Increment | 99999 | CT | NEW |  |  | 99999 | 2 | NAICS-22 Non-Cogen | CT | RFO | RFO | State-Fuel Level Increment | 0 | 0 | 2022
hard coal | TRUE | 99999 | N | . | State-Fuel Level Increment | State-Fuel Level Increment | 99999 | CT | NEW |  |  | 99999 | 2 | NAICS-22 Non-Cogen | CT | SUB | COL | State-Fuel Level Increment | 0 | 0 | 2022
petroleum | FALSE | 99999 | Y | . | State-Fuel Level Increment | State-Fuel Level Increment | 99999 | PA | MAT |  |  | 99999 | 5 | Commercial NAICS Cogen | GT | DFO | DFO | State-Fuel Level Increment | 0 | 0 | 2022
petroleum | TRUE | 99999 | N | . | State-Fuel Level Increment | State-Fuel Level Increment | 99999 | NY | MAT |  |  | 99999 | 1 | Electric Utility | GT | DFO | DFO | State-Fuel Level Increment | 16077 | 1204.535 | 2022
petroleum | TRUE | 99999 | N | . | State-Fuel Level Increment | State-Fuel Level Increment | 99999 | IN | ENC |  |  | 99999 | 2 | NAICS-22 Non-Cogen | GT | DFO | DFO | State-Fuel Level Increment | 2294 | 198.464 | 2022
petroleum | TRUE | 99999 | N | . | State-Fuel Level Increment | State-Fuel Level Increment | 99999 | FL | SAT |  |  | 99999 | 1 | Electric Utility | GT | DFO | DFO | State-Fuel Level Increment | 70 | 3.878 | 2022
petroleum | FALSE | 99999 | Y | . | State-Fuel Level Increment | State-Fuel Level Increment | 99999 | CA | PACC |  |  | 99999 | 5 | Commercial NAICS Cogen | GT | DFO | DFO | State-Fuel Level Increment | 0 | 0 | 2022
petroleum | TRUE | 99999 | N | . | State-Fuel Level Increment | State-Fuel Level Increment | 99999 | CO | MTN |  |  | 99999 | 1 | Electric Utility | GT | DFO | DFO | State-Fuel Level Increment | 5448 | 458.301 | 2022
petroleum | FALSE | 99999 | Y | . | State-Fuel Level Increment | State-Fuel Level Increment | 99999 | MI | ENC |  |  | 99999 | 5 | Commercial NAICS Cogen | GT | DFO | DFO | State-Fuel Level Increment | 0 | 0 | 2022
petroleum | TRUE | 99999 | N | . | State-Fuel Level Increment | State-Fuel Level Increment | 99999 | CT | NEW |  |  | 99999 | 2 | NAICS-22 Non-Cogen | GT | KER | WOO | State-Fuel Level Increment | 4788 | 466.128 | 2022
natural gas peaker | FALSE | 99999 | Y | . | State-Fuel Level Increment | State-Fuel Level Increment | 99999 | TX | WSC |  |  | 99999 | 7 | Industrial NAICS Cogen | GT | NG | NG | State-Fuel Level Increment | 50126 | 10798.041 | 2022
natural gas peaker | FALSE | 99999 | Y | . | State-Fuel Level Increment | State-Fuel Level Increment | 99999 | TN | ESC |  |  | 99999 | 5 | Commercial NAICS Cogen | GT | NG | NG | State-Fuel Level Increment | 13329 | 3254.121 | 2022
natural gas peaker | TRUE | 99999 | Y | . | State-Fuel Level Increment | State-Fuel Level Increment | 99999 | MI | ENC |  |  | 99999 | 3 | NAICS-22 Cogen | GT | NG | NG | State-Fuel Level Increment | 1742913 | 230276.96 | 2022
natural gas peaker | FALSE | 99999 | Y | . | State-Fuel Level Increment | State-Fuel Level Increment | 99999 | PA | MAT |  |  | 99999 | 5 | Commercial NAICS Cogen | GT | NG | NG | State-Fuel Level Increment | 0 | 0 | 2022
natural gas peaker | FALSE | 99999 | Y | . | State-Fuel Level Increment | State-Fuel Level Increment | 99999 | MI | ENC |  |  | 99999 | 5 | Commercial NAICS Cogen | GT | NG | NG | State-Fuel Level Increment | 8439 | 1890.69 | 2022
natural gas peaker | FALSE | 99999 | Y | . | State-Fuel Level Increment | State-Fuel Level Increment | 99999 | IL | ENC |  |  | 99999 | 7 | Industrial NAICS Cogen | GT | NG | NG | State-Fuel Level Increment | 0 | 0 | 2022
natural gas peaker | FALSE | 99999 | Y | . | State-Fuel Level Increment | State-Fuel Level Increment | 99999 | CA | PACC |  |  | 99999 | 5 | Commercial NAICS Cogen | GT | NG | NG | State-Fuel Level Increment | 7370 | 1226.226 | 2022
natural gas peaker | TRUE | 99999 | N | . | State-Fuel Level Increment | State-Fuel Level Increment | 99999 | IN | ENC |  |  | 99999 | 2 | NAICS-22 Non-Cogen | GT | NG | NG | State-Fuel Level Increment | 362922 | 32538.522 | 2022
natural gas peaker | TRUE | 99999 | N | . | State-Fuel Level Increment | State-Fuel Level Increment | 99999 | FL | SAT |  |  | 99999 | 1 | Electric Utility | GT | NG | NG | State-Fuel Level Increment | 315876 | 33793.963 | 2022
natural gas peaker | TRUE | 99999 | N | . | State-Fuel Level Increment | State-Fuel Level Increment | 99999 | CT | NEW |  |  | 99999 | 2 | NAICS-22 Non-Cogen | GT | NG | NG | State-Fuel Level Increment | 0 | 0 | 2022
natural gas peaker | TRUE | 99999 | N | . | State-Fuel Level Increment | State-Fuel Level Increment | 99999 | CO | MTN |  |  | 99999 | 1 | Electric Utility | GT | NG | NG | State-Fuel Level Increment | 326368 | 31296.295 | 2022
natural gas peaker | TRUE | 99999 | N | . | State-Fuel Level Increment | State-Fuel Level Increment | 99999 | TX | WSC |  |  | 99999 | 2 | NAICS-22 Non-Cogen | GT | NG | NG | State-Fuel Level Increment | 0 | 0 | 2022
other | FALSE | 99999 | Y | . | State-Fuel Level Increment | State-Fuel Level Increment | 99999 | IL | ENC |  |  | 99999 | 7 | Industrial NAICS Cogen | GT | OG | OOG | State-Fuel Level Increment | 165460 | 19484.656 | 2022
hydro | TRUE | 99999 | N | . | State-Fuel Level Increment | State-Fuel Level Increment | 99999 | WA | PACC |  |  | 99999 | 1 | Electric Utility | HY | WAT | HYC | State-Fuel Level Increment | 29552 | 8661.144 | 2022
petroleum | FALSE | 99999 | Y | . | State-Fuel Level Increment | State-Fuel Level Increment | 99999 | TX | WSC |  |  | 99999 | 5 | Commercial NAICS Cogen | IC | DFO | DFO | State-Fuel Level Increment | 0 | 0 | 2022
petroleum | FALSE | 99999 | Y | . | State-Fuel Level Increment | State-Fuel Level Increment | 99999 | NH | NEW |  |  | 99999 | 5 | Commercial NAICS Cogen | IC | DFO | DFO | State-Fuel Level Increment | 101 | 23.076 | 2022
petroleum | FALSE | 99999 | Y | . | State-Fuel Level Increment | State-Fuel Level Increment | 99999 | MI | ENC |  |  | 99999 | 5 | Commercial NAICS Cogen | IC | DFO | DFO | State-Fuel Level Increment | 15 | 3.284 | 2022
petroleum | FALSE | 99999 | Y | . | State-Fuel Level Increment | State-Fuel Level Increment | 99999 | WA | PACC |  |  | 99999 | 5 | Commercial NAICS Cogen | IC | DFO | DFO | State-Fuel Level Increment | 42 | 9.595 | 2022
petroleum | FALSE | 99999 | N | . | State-Fuel Level Increment | State-Fuel Level Increment | 99999 | PA | MAT |  |  | 99999 | 4 | Commercial NAICS Non-Cogen | IC | DFO | DFO | State-Fuel Level Increment | 0 | 0 | 2022
petroleum | FALSE | 99999 | N | . | State-Fuel Level Increment | State-Fuel Level Increment | 99999 | NY | MAT |  |  | 99999 | 4 | Commercial NAICS Non-Cogen | IC | DFO | DFO | State-Fuel Level Increment | 138 | 13.705 | 2022
petroleum | FALSE | 99999 | N | . | State-Fuel Level Increment | State-Fuel Level Increment | 99999 | NJ | MAT |  |  | 99999 | 4 | Commercial NAICS Non-Cogen | IC | DFO | DFO | State-Fuel Level Increment | 0 | 0 | 2022
petroleum | FALSE | 99999 | N | . | State-Fuel Level Increment | State-Fuel Level Increment | 99999 | NC | SAT |  |  | 99999 | 6 | Industrial NAICS Non-Cogen | IC | DFO | DFO | State-Fuel Level Increment | 23 | 1.138 | 2022
petroleum | FALSE | 99999 | N | . | State-Fuel Level Increment | State-Fuel Level Increment | 99999 | LA | WSC |  |  | 99999 | 6 | Industrial NAICS Non-Cogen | IC | DFO | DFO | State-Fuel Level Increment | 0 | 0 | 2022
petroleum | TRUE | 99999 | N | . | State-Fuel Level Increment | State-Fuel Level Increment | 99999 | KS | WNC |  |  | 99999 | 1 | Electric Utility | IC | DFO | DFO | State-Fuel Level Increment | 4266 | 162.491 | 2022
petroleum | FALSE | 99999 | N | . | State-Fuel Level Increment | State-Fuel Level Increment | 99999 | GA | SAT |  |  | 99999 | 4 | Commercial NAICS Non-Cogen | IC | DFO | DFO | State-Fuel Level Increment | 0 | 0 | 2022
petroleum | FALSE | 99999 | N | . | State-Fuel Level Increment | State-Fuel Level Increment | 99999 | CA | PACC |  |  | 99999 | 6 | Industrial NAICS Non-Cogen | IC | DFO | DFO | State-Fuel Level Increment | 0 | 0 | 2022
petroleum | FALSE | 99999 | N | . | State-Fuel Level Increment | State-Fuel Level Increment | 99999 | ND | WNC |  |  | 99999 | 4 | Commercial NAICS Non-Cogen | IC | DFO | DFO | State-Fuel Level Increment | 129 | 29.729 | 2022
biomass | TRUE | 99999 | Y | . | State-Fuel Level Increment | State-Fuel Level Increment | 99999 | CA | PACC |  |  | 99999 | 3 | NAICS-22 Cogen | IC | LFG | MLG | State-Fuel Level Increment | 87356 | 20106.68 | 2022
biomass | TRUE | 99999 | N | . | State-Fuel Level Increment | State-Fuel Level Increment | 99999 | TN | ESC |  |  | 99999 | 2 | NAICS-22 Non-Cogen | IC | LFG | MLG | State-Fuel Level Increment | 0 | 0 | 2022
biomass | FALSE | 99999 | N | . | State-Fuel Level Increment | State-Fuel Level Increment | 99999 | MD | SAT |  |  | 99999 | 4 | Commercial NAICS Non-Cogen | IC | LFG | MLG | State-Fuel Level Increment | 0 | 0 | 2022
biomass | TRUE | 99999 | N | . | State-Fuel Level Increment | State-Fuel Level Increment | 99999 | KY | ESC |  |  | 99999 | 2 | NAICS-22 Non-Cogen | IC | LFG | MLG | State-Fuel Level Increment | 4060 | 396.101 | 2022
biomass | TRUE | 99999 | N | . | State-Fuel Level Increment | State-Fuel Level Increment | 99999 | NJ | MAT |  |  | 99999 | 2 | NAICS-22 Non-Cogen | IC | LFG | MLG | State-Fuel Level Increment | 235206 | 12006.665 | 2022
natural gas peaker | FALSE | 99999 | Y | . | State-Fuel Level Increment | State-Fuel Level Increment | 99999 | TX | WSC |  |  | 99999 | 5 | Commercial NAICS Cogen | IC | NG | NG | State-Fuel Level Increment | 0 | 0 | 2022
natural gas peaker | FALSE | 99999 | Y | . | State-Fuel Level Increment | State-Fuel Level Increment | 99999 | CA | PACC |  |  | 99999 | 7 | Industrial NAICS Cogen | IC | NG | NG | State-Fuel Level Increment | 34198 | 3538.041 | 2022
natural gas peaker | FALSE | 99999 | Y | . | State-Fuel Level Increment | State-Fuel Level Increment | 99999 | CA | PACC |  |  | 99999 | 5 | Commercial NAICS Cogen | IC | NG | NG | State-Fuel Level Increment | 0 | 0 | 2022
natural gas peaker | FALSE | 99999 | N | . | State-Fuel Level Increment | State-Fuel Level Increment | 99999 | NY | MAT |  |  | 99999 | 4 | Commercial NAICS Non-Cogen | IC | NG | NG | State-Fuel Level Increment | 4849 | 584.964 | 2022
natural gas peaker | TRUE | 99999 | N | . | State-Fuel Level Increment | State-Fuel Level Increment | 99999 | NJ | MAT |  |  | 99999 | 2 | NAICS-22 Non-Cogen | IC | NG | NG | State-Fuel Level Increment | 178853 | 9499.418 | 2022
natural gas peaker | TRUE | 99999 | N | . | State-Fuel Level Increment | State-Fuel Level Increment | 99999 | KS | WNC |  |  | 99999 | 1 | Electric Utility | IC | NG | NG | State-Fuel Level Increment | 23179 | 2526.109 | 2022
solar pv | FALSE | 99999 | N | . | State-Fuel Level Increment | State-Fuel Level Increment | 99999 | CT | NEW |  |  | 99999 | 4 | Commercial NAICS Non-Cogen | PV | SUN | SUN | State-Fuel Level Increment | 12555 | 3679.603 | 2022
solar pv | TRUE | 99999 | N | . | State-Fuel Level Increment | State-Fuel Level Increment | 99999 | VT | NEW |  |  | 99999 | 2 | NAICS-22 Non-Cogen | PV | SUN | SUN | State-Fuel Level Increment | 4067 | 1191.55 | 2022
solar pv | TRUE | 99999 | N | . | State-Fuel Level Increment | State-Fuel Level Increment | 99999 | TX | WSC |  |  | 99999 | 2 | NAICS-22 Non-Cogen | PV | SUN | SUN | State-Fuel Level Increment | 620347 | 181813.05 | 2022
solar pv | TRUE | 99999 | N | . | State-Fuel Level Increment | State-Fuel Level Increment | 99999 | SC | SAT |  |  | 99999 | 2 | NAICS-22 Non-Cogen | PV | SUN | SUN | State-Fuel Level Increment | 46358 | 13586.828 | 2022
solar pv | TRUE | 99999 | N | . | State-Fuel Level Increment | State-Fuel Level Increment | 99999 | MN | WNC |  |  | 99999 | 2 | NAICS-22 Non-Cogen | PV | SUN | SUN | State-Fuel Level Increment | 0 | 0 | 2022
solar pv | TRUE | 99999 | N | . | State-Fuel Level Increment | State-Fuel Level Increment | 99999 | OR | PACC |  |  | 99999 | 2 | NAICS-22 Non-Cogen | PV | SUN | SUN | State-Fuel Level Increment | 43957 | 12882.66 | 2022
solar pv | FALSE | 99999 | N | . | State-Fuel Level Increment | State-Fuel Level Increment | 99999 | OH | ENC |  |  | 99999 | 4 | Commercial NAICS Non-Cogen | PV | SUN | SUN | State-Fuel Level Increment | 14356 | 4207.504 | 2022
solar pv | TRUE | 99999 | N | . | State-Fuel Level Increment | State-Fuel Level Increment | 99999 | OH | ENC |  |  | 99999 | 2 | NAICS-22 Non-Cogen | PV | SUN | SUN | State-Fuel Level Increment | 11962 | 3506.22 | 2022
solar pv | TRUE | 99999 | N | . | State-Fuel Level Increment | State-Fuel Level Increment | 99999 | NY | MAT |  |  | 99999 | 2 | NAICS-22 Non-Cogen | PV | SUN | SUN | State-Fuel Level Increment | 14356 | 4207.504 | 2022
solar pv | TRUE | 99999 | N | . | State-Fuel Level Increment | State-Fuel Level Increment | 99999 | NM | MTN |  |  | 99999 | 2 | NAICS-22 Non-Cogen | PV | SUN | SUN | State-Fuel Level Increment | 34823 | 10206.353 | 2022
solar pv | TRUE | 99999 | N | . | State-Fuel Level Increment | State-Fuel Level Increment | 99999 | NC | SAT |  |  | 99999 | 2 | NAICS-22 Non-Cogen | PV | SUN | SUN | State-Fuel Level Increment | 12097 | 3545.371 | 2022
solar pv | TRUE | 99999 | N | . | State-Fuel Level Increment | State-Fuel Level Increment | 99999 | MA | NEW |  |  | 99999 | 2 | NAICS-22 Non-Cogen | PV | SUN | SUN | State-Fuel Level Increment | 3566 | 1045.027 | 2022
solar pv | TRUE | 99999 | N | . | State-Fuel Level Increment | State-Fuel Level Increment | 99999 | FL | SAT |  |  | 99999 | 2 | NAICS-22 Non-Cogen | PV | SUN | SUN | State-Fuel Level Increment | 29416 | 8621.584 | 2022
solar pv | TRUE | 99999 | N | . | State-Fuel Level Increment | State-Fuel Level Increment | 99999 | FL | SAT |  |  | 99999 | 1 | Electric Utility | PV | SUN | SUN | State-Fuel Level Increment | 24966 | 7317.108 | 2022
solar pv | TRUE | 99999 | N | . | State-Fuel Level Increment | State-Fuel Level Increment | 99999 | CT | NEW |  |  | 99999 | 2 | NAICS-22 Non-Cogen | PV | SUN | SUN | State-Fuel Level Increment | 5554 | 1627.829 | 2022
solar pv | FALSE | 99999 | N | . | State-Fuel Level Increment | State-Fuel Level Increment | 99999 | CA | PACC |  |  | 99999 | 4 | Commercial NAICS Non-Cogen | PV | SUN | SUN | State-Fuel Level Increment | 42784 | 12538.411 | 2022
solar pv | TRUE | 99999 | N | . | State-Fuel Level Increment | State-Fuel Level Increment | 99999 | CA | PACC |  |  | 99999 | 2 | NAICS-22 Non-Cogen | PV | SUN | SUN | State-Fuel Level Increment | 38940 | 11413.503 | 2022
other | TRUE | 99999 | Y | . | State-Fuel Level Increment | State-Fuel Level Increment | 99999 | MI | ENC |  |  | 99999 | 3 | NAICS-22 Cogen | ST | BFG | OOG | State-Fuel Level Increment | 340169 | 107842.89 | 2022
hard coal | FALSE | 99999 | Y | . | State-Fuel Level Increment | State-Fuel Level Increment | 99999 | IA | WNC |  |  | 99999 | 7 | Industrial NAICS Cogen | ST | BIT | COL | State-Fuel Level Increment | 2354 | 552.718 | 2022
hard coal | FALSE | 99999 | Y | . | State-Fuel Level Increment | State-Fuel Level Increment | 99999 | FL | SAT |  |  | 99999 | 7 | Industrial NAICS Cogen | ST | BIT | COL | State-Fuel Level Increment | 71130 | 14564.329 | 2022
hard coal | FALSE | 99999 | Y | . | State-Fuel Level Increment | State-Fuel Level Increment | 99999 | WI | ENC |  |  | 99999 | 7 | Industrial NAICS Cogen | ST | BIT | COL | State-Fuel Level Increment | 26588 | 5088.496 | 2022
hard coal | TRUE | 99999 | N | . | State-Fuel Level Increment | State-Fuel Level Increment | 99999 | FL | SAT |  |  | 99999 | 1 | Electric Utility | ST | BIT | COL | State-Fuel Level Increment | 3401687 | 289464.45 | 2022
biomass | FALSE | 99999 | Y | . | State-Fuel Level Increment | State-Fuel Level Increment | 99999 | WI | ENC |  |  | 99999 | 7 | Industrial NAICS Cogen | ST | BLQ | WWW | State-Fuel Level Increment | 34990 | 6696.45 | 2022
biomass | FALSE | 99999 | Y | . | State-Fuel Level Increment | State-Fuel Level Increment | 99999 | WA | PACC |  |  | 99999 | 7 | Industrial NAICS Cogen | ST | BLQ | WWW | State-Fuel Level Increment | 63589 | 13601.372 | 2022
biomass | FALSE | 99999 | Y | . | State-Fuel Level Increment | State-Fuel Level Increment | 99999 | FL | SAT |  |  | 99999 | 7 | Industrial NAICS Cogen | ST | BLQ | WWW | State-Fuel Level Increment | 565267 | 115740.23 | 2022
petroleum | TRUE | 99999 | N | . | State-Fuel Level Increment | State-Fuel Level Increment | 99999 | OH | ENC |  |  | 99999 | 1 | Electric Utility | ST | DFO | DFO | State-Fuel Level Increment | 0 | 0 | 2022
petroleum | TRUE | 99999 | N | . | State-Fuel Level Increment | State-Fuel Level Increment | 99999 | WY | MTN |  |  | 99999 | 1 | Electric Utility | ST | DFO | DFO | State-Fuel Level Increment | 2723 | 253.989 | 2022
petroleum | FALSE | 99999 | Y | . | State-Fuel Level Increment | State-Fuel Level Increment | 99999 | WI | ENC |  |  | 99999 | 7 | Industrial NAICS Cogen | ST | DFO | DFO | State-Fuel Level Increment | 0 | 0 | 2022
petroleum | FALSE | 99999 | Y | . | State-Fuel Level Increment | State-Fuel Level Increment | 99999 | WA | PACC |  |  | 99999 | 5 | Commercial NAICS Cogen | ST | DFO | DFO | State-Fuel Level Increment | 3 | 0.609 | 2022
petroleum | FALSE | 99999 | Y | . | State-Fuel Level Increment | State-Fuel Level Increment | 99999 | TX | WSC |  |  | 99999 | 5 | Commercial NAICS Cogen | ST | DFO | DFO | State-Fuel Level Increment | 0 | 0 | 2022
petroleum | FALSE | 99999 | Y | . | State-Fuel Level Increment | State-Fuel Level Increment | 99999 | CT | NEW |  |  | 99999 | 7 | Industrial NAICS Cogen | ST | DFO | DFO | State-Fuel Level Increment | 0 | 0 | 2022
petroleum | TRUE | 99999 | N | . | State-Fuel Level Increment | State-Fuel Level Increment | 99999 | SD | WNC |  |  | 99999 | 1 | Electric Utility | ST | DFO | DFO | State-Fuel Level Increment | 0 | 0 | 2022
petroleum | TRUE | 99999 | N | . | State-Fuel Level Increment | State-Fuel Level Increment | 99999 | PA | MAT |  |  | 99999 | 2 | NAICS-22 Non-Cogen | ST | DFO | DFO | State-Fuel Level Increment | 0 | 0 | 2022
petroleum | TRUE | 99999 | N | . | State-Fuel Level Increment | State-Fuel Level Increment | 99999 | OK | WSC |  |  | 99999 | 1 | Electric Utility | ST | DFO | DFO | State-Fuel Level Increment | 0 | 0 | 2022
petroleum | TRUE | 99999 | N | . | State-Fuel Level Increment | State-Fuel Level Increment | 99999 | NY | MAT |  |  | 99999 | 2 | NAICS-22 Non-Cogen | ST | DFO | DFO | State-Fuel Level Increment | 0 | 0 | 2022
petroleum | TRUE | 99999 | N | . | State-Fuel Level Increment | State-Fuel Level Increment | 99999 | MA | NEW |  |  | 99999 | 2 | NAICS-22 Non-Cogen | ST | DFO | DFO | State-Fuel Level Increment | 0 | 0 | 2022
petroleum | TRUE | 99999 | N | . | State-Fuel Level Increment | State-Fuel Level Increment | 99999 | GA | SAT |  |  | 99999 | 1 | Electric Utility | ST | DFO | DFO | State-Fuel Level Increment | 0 | 0 | 2022
petroleum | TRUE | 99999 | N | . | State-Fuel Level Increment | State-Fuel Level Increment | 99999 | FL | SAT |  |  | 99999 | 1 | Electric Utility | ST | DFO | DFO | State-Fuel Level Increment | 0 | 0 | 2022
petroleum | TRUE | 99999 | N | . | State-Fuel Level Increment | State-Fuel Level Increment | 99999 | CT | NEW |  |  | 99999 | 2 | NAICS-22 Non-Cogen | ST | DFO | DFO | State-Fuel Level Increment | 3336 | 140.509 | 2022
petroleum | TRUE | 99999 | N | . | State-Fuel Level Increment | State-Fuel Level Increment | 99999 | MA | NEW |  |  | 99999 | 2 | NAICS-22 Non-Cogen | ST | KER | WOO | State-Fuel Level Increment | 0 | 0 | 2022
petroleum | TRUE | 99999 | N | . | State-Fuel Level Increment | State-Fuel Level Increment | 99999 | NY | MAT |  |  | 99999 | 1 | Electric Utility | ST | KER | WOO | State-Fuel Level Increment | 0 | 0 | 2022
petroleum | TRUE | 99999 | N | . | State-Fuel Level Increment | State-Fuel Level Increment | 99999 | NJ | MAT |  |  | 99999 | 2 | NAICS-22 Non-Cogen | ST | KER | WOO | State-Fuel Level Increment | 0 | 0 | 2022
natural gas steam turbine | TRUE | 99999 | N | . | State-Fuel Level Increment | State-Fuel Level Increment | 99999 | IL | ENC |  |  | 99999 | 1 | Electric Utility | ST | NG | NG | State-Fuel Level Increment | 0 | 0 | 2022
natural gas steam turbine | FALSE | 99999 | N | . | State-Fuel Level Increment | State-Fuel Level Increment | 99999 | MA | NEW |  |  | 99999 | 4 | Commercial NAICS Non-Cogen | ST | NG | NG | State-Fuel Level Increment | 0 | 0 | 2022
natural gas steam turbine | TRUE | 99999 | N | . | State-Fuel Level Increment | State-Fuel Level Increment | 99999 | SD | WNC |  |  | 99999 | 1 | Electric Utility | ST | NG | NG | State-Fuel Level Increment | 0 | 0 | 2022
natural gas steam turbine | FALSE | 99999 | Y | . | State-Fuel Level Increment | State-Fuel Level Increment | 99999 | MD | SAT |  |  | 99999 | 7 | Industrial NAICS Cogen | ST | NG | NG | State-Fuel Level Increment | 25894 | 5247.179 | 2022
natural gas steam turbine | FALSE | 99999 | Y | . | State-Fuel Level Increment | State-Fuel Level Increment | 99999 | TX | WSC |  |  | 99999 | 7 | Industrial NAICS Cogen | ST | NG | NG | State-Fuel Level Increment | 30517 | 6506.816 | 2022
natural gas steam turbine | FALSE | 99999 | Y | . | State-Fuel Level Increment | State-Fuel Level Increment | 99999 | WI | ENC |  |  | 99999 | 7 | Industrial NAICS Cogen | ST | NG | NG | State-Fuel Level Increment | 14480 | 2771.272 | 2022
natural gas steam turbine | FALSE | 99999 | Y | . | State-Fuel Level Increment | State-Fuel Level Increment | 99999 | WA | PACC |  |  | 99999 | 7 | Industrial NAICS Cogen | ST | NG | NG | State-Fuel Level Increment | 15282 | 3268.918 | 2022
natural gas steam turbine | FALSE | 99999 | Y | . | State-Fuel Level Increment | State-Fuel Level Increment | 99999 | WA | PACC |  |  | 99999 | 5 | Commercial NAICS Cogen | ST | NG | NG | State-Fuel Level Increment | 4038 | 918.285 | 2022
natural gas steam turbine | FALSE | 99999 | Y | . | State-Fuel Level Increment | State-Fuel Level Increment | 99999 | TX | WSC |  |  | 99999 | 5 | Commercial NAICS Cogen | ST | NG | NG | State-Fuel Level Increment | 0 | 0 | 2022
natural gas steam turbine | FALSE | 99999 | Y | . | State-Fuel Level Increment | State-Fuel Level Increment | 99999 | RI | NEW |  |  | 99999 | 5 | Commercial NAICS Cogen | ST | NG | NG | State-Fuel Level Increment | 27356 | 5055.133 | 2022
natural gas steam turbine | TRUE | 99999 | Y | . | State-Fuel Level Increment | State-Fuel Level Increment | 99999 | MI | ENC |  |  | 99999 | 3 | NAICS-22 Cogen | ST | NG | NG | State-Fuel Level Increment | 133314 | 17433.991 | 2022
natural gas steam turbine | FALSE | 99999 | Y | . | State-Fuel Level Increment | State-Fuel Level Increment | 99999 | LA | WSC |  |  | 99999 | 7 | Industrial NAICS Cogen | ST | NG | NG | State-Fuel Level Increment | 190960 | 40715.893 | 2022
natural gas steam turbine | FALSE | 99999 | Y | . | State-Fuel Level Increment | State-Fuel Level Increment | 99999 | IL | ENC |  |  | 99999 | 7 | Industrial NAICS Cogen | ST | NG | NG | State-Fuel Level Increment | 0 | 0 | 2022
natural gas steam turbine | FALSE | 99999 | Y | . | State-Fuel Level Increment | State-Fuel Level Increment | 99999 | FL | SAT |  |  | 99999 | 7 | Industrial NAICS Cogen | ST | NG | NG | State-Fuel Level Increment | 188147 | 38523.671 | 2022
natural gas steam turbine | FALSE | 99999 | Y | . | State-Fuel Level Increment | State-Fuel Level Increment | 99999 | CT | NEW |  |  | 99999 | 7 | Industrial NAICS Cogen | ST | NG | NG | State-Fuel Level Increment | 0 | 0 | 2022
natural gas steam turbine | FALSE | 99999 | Y | . | State-Fuel Level Increment | State-Fuel Level Increment | 99999 | CA | PACC |  |  | 99999 | 7 | Industrial NAICS Cogen | ST | NG | NG | State-Fuel Level Increment | 0 | 0 | 2022
natural gas steam turbine | TRUE | 99999 | Y | . | State-Fuel Level Increment | State-Fuel Level Increment | 99999 | CA | PACC |  |  | 99999 | 3 | NAICS-22 Cogen | ST | NG | NG | State-Fuel Level Increment | 0 | 0 | 2022
natural gas steam turbine | TRUE | 99999 | N | . | State-Fuel Level Increment | State-Fuel Level Increment | 99999 | TX | WSC |  |  | 99999 | 2 | NAICS-22 Non-Cogen | ST | NG | NG | State-Fuel Level Increment | 181024 | 15189.388 | 2022
natural gas steam turbine | TRUE | 99999 | N | . | State-Fuel Level Increment | State-Fuel Level Increment | 99999 | NY | MAT |  |  | 99999 | 2 | NAICS-22 Non-Cogen | ST | NG | NG | State-Fuel Level Increment | 10942 | 448.475 | 2022
natural gas steam turbine | TRUE | 99999 | N | . | State-Fuel Level Increment | State-Fuel Level Increment | 99999 | NJ | MAT |  |  | 99999 | 2 | NAICS-22 Non-Cogen | ST | NG | NG | State-Fuel Level Increment | 0 | 0 | 2022
natural gas steam turbine | TRUE | 99999 | N | . | State-Fuel Level Increment | State-Fuel Level Increment | 99999 | MS | ESC |  |  | 99999 | 1 | Electric Utility | ST | NG | NG | State-Fuel Level Increment | 0 | 0 | 2022
natural gas steam turbine | TRUE | 99999 | N | . | State-Fuel Level Increment | State-Fuel Level Increment | 99999 | MA | NEW |  |  | 99999 | 2 | NAICS-22 Non-Cogen | ST | NG | NG | State-Fuel Level Increment | 0 | 0 | 2022
natural gas steam turbine | FALSE | 99999 | N | . | State-Fuel Level Increment | State-Fuel Level Increment | 99999 | IN | ENC |  |  | 99999 | 6 | Industrial NAICS Non-Cogen | ST | NG | NG | State-Fuel Level Increment | 0 | 0 | 2022
natural gas steam turbine | TRUE | 99999 | N | . | State-Fuel Level Increment | State-Fuel Level Increment | 99999 | IL | ENC |  |  | 99999 | 2 | NAICS-22 Non-Cogen | ST | NG | NG | State-Fuel Level Increment | 0 | 0 | 2022
natural gas steam turbine | TRUE | 99999 | N | . | State-Fuel Level Increment | State-Fuel Level Increment | 99999 | GA | SAT |  |  | 99999 | 1 | Electric Utility | ST | NG | NG | State-Fuel Level Increment | 0 | 0 | 2022
natural gas steam turbine | TRUE | 99999 | N | . | State-Fuel Level Increment | State-Fuel Level Increment | 99999 | FL | SAT |  |  | 99999 | 1 | Electric Utility | ST | NG | NG | State-Fuel Level Increment | 4751551 | 405615.59 | 2022
natural gas steam turbine | TRUE | 99999 | N | . | State-Fuel Level Increment | State-Fuel Level Increment | 99999 | CT | NEW |  |  | 99999 | 2 | NAICS-22 Non-Cogen | ST | NG | NG | State-Fuel Level Increment | 39200 | 4383.215 | 2022
natural gas steam turbine | TRUE | 99999 | N | . | State-Fuel Level Increment | State-Fuel Level Increment | 99999 | CA | PACC |  |  | 99999 | 2 | NAICS-22 Non-Cogen | ST | NG | NG | State-Fuel Level Increment | 0 | 0 | 2022
other | FALSE | 99999 | Y | . | State-Fuel Level Increment | State-Fuel Level Increment | 99999 | SD | WNC |  |  | 99999 | 7 | Industrial NAICS Cogen | ST | OG | OOG | State-Fuel Level Increment | 0 | 0 | 2022
other | FALSE | 99999 | Y | . | State-Fuel Level Increment | State-Fuel Level Increment | 99999 | IL | ENC |  |  | 99999 | 7 | Industrial NAICS Cogen | ST | OG | OOG | State-Fuel Level Increment | 56184 | 6288.747 | 2022
petroleum | FALSE | 99999 | Y | . | State-Fuel Level Increment | State-Fuel Level Increment | 99999 | IA | WNC |  |  | 99999 | 7 | Industrial NAICS Cogen | ST | PC | PC | State-Fuel Level Increment | 8158 | 1915.321 | 2022
petroleum | FALSE | 99999 | Y | . | State-Fuel Level Increment | State-Fuel Level Increment | 99999 | WI | ENC |  |  | 99999 | 7 | Industrial NAICS Cogen | ST | PC | PC | State-Fuel Level Increment | 0 | 0 | 2022
petroleum | TRUE | 99999 | N | . | State-Fuel Level Increment | State-Fuel Level Increment | 99999 | FL | SAT |  |  | 99999 | 1 | Electric Utility | ST | PC | PC | State-Fuel Level Increment | 0 | 0 | 2022
other | FALSE | 99999 | Y | . | State-Fuel Level Increment | State-Fuel Level Increment | 99999 | WA | PACC |  |  | 99999 | 7 | Industrial NAICS Cogen | ST | PG | WOO | State-Fuel Level Increment | 204 | 43.564 | 2022
other | FALSE | 99999 | Y | . | State-Fuel Level Increment | State-Fuel Level Increment | 99999 | WA | PACC |  |  | 99999 | 5 | Commercial NAICS Cogen | ST | PG | WOO | State-Fuel Level Increment | 0 | 0 | 2022
other | FALSE | 99999 | N | . | State-Fuel Level Increment | State-Fuel Level Increment | 99999 | IN | ENC |  |  | 99999 | 6 | Industrial NAICS Non-Cogen | ST | PUR | OTH | State-Fuel Level Increment | 0 | 0 | 2022
petroleum | FALSE | 99999 | Y | . | State-Fuel Level Increment | State-Fuel Level Increment | 99999 | FL | SAT |  |  | 99999 | 7 | Industrial NAICS Cogen | ST | RFO | RFO | State-Fuel Level Increment | 37722 | 7723.685 | 2022
petroleum | FALSE | 99999 | Y | . | State-Fuel Level Increment | State-Fuel Level Increment | 99999 | WI | ENC |  |  | 99999 | 7 | Industrial NAICS Cogen | ST | RFO | RFO | State-Fuel Level Increment | 349 | 66.887 | 2022
petroleum | FALSE | 99999 | Y | . | State-Fuel Level Increment | State-Fuel Level Increment | 99999 | RI | NEW |  |  | 99999 | 5 | Commercial NAICS Cogen | ST | RFO | RFO | State-Fuel Level Increment | 2600 | 480.327 | 2022
petroleum | FALSE | 99999 | Y | . | State-Fuel Level Increment | State-Fuel Level Increment | 99999 | MD | SAT |  |  | 99999 | 7 | Industrial NAICS Cogen | ST | RFO | RFO | State-Fuel Level Increment | 118 | 23.983 | 2022
petroleum | TRUE | 99999 | N | . | State-Fuel Level Increment | State-Fuel Level Increment | 99999 | NY | MAT |  |  | 99999 | 2 | NAICS-22 Non-Cogen | ST | RFO | RFO | State-Fuel Level Increment | 251956 | 24139.644 | 2022
petroleum | TRUE | 99999 | N | . | State-Fuel Level Increment | State-Fuel Level Increment | 99999 | MA | NEW |  |  | 99999 | 2 | NAICS-22 Non-Cogen | ST | RFO | RFO | State-Fuel Level Increment | 0 | 0 | 2022
petroleum | TRUE | 99999 | N | . | State-Fuel Level Increment | State-Fuel Level Increment | 99999 | FL | SAT |  |  | 99999 | 1 | Electric Utility | ST | RFO | RFO | State-Fuel Level Increment | 8931 | 457.438 | 2022
petroleum | TRUE | 99999 | N | . | State-Fuel Level Increment | State-Fuel Level Increment | 99999 | CT | NEW |  |  | 99999 | 2 | NAICS-22 Non-Cogen | ST | RFO | RFO | State-Fuel Level Increment | 6881 | 588.554 | 2022
biomass | FALSE | 99999 | Y | . | State-Fuel Level Increment | State-Fuel Level Increment | 99999 | WA | PACC |  |  | 99999 | 7 | Industrial NAICS Cogen | ST | SLW | ORW | State-Fuel Level Increment | 0 | 0 | 2022
hard coal | TRUE | 99999 | N | . | State-Fuel Level Increment | State-Fuel Level Increment | 99999 | WY | MTN |  |  | 99999 | 1 | Electric Utility | ST | SUB | COL | State-Fuel Level Increment | 1549266 | 136260.92 | 2022
hard coal | FALSE | 99999 | Y | . | State-Fuel Level Increment | State-Fuel Level Increment | 99999 | IA | WNC |  |  | 99999 | 7 | Industrial NAICS Cogen | ST | SUB | COL | State-Fuel Level Increment | 0 | 0 | 2022
other | FALSE | 99999 | Y | . | State-Fuel Level Increment | State-Fuel Level Increment | 99999 | WI | ENC |  |  | 99999 | 7 | Industrial NAICS Cogen | ST | TDF | OTH | State-Fuel Level Increment | 885 | 169.348 | 2022
biomass | FALSE | 99999 | Y | . | State-Fuel Level Increment | State-Fuel Level Increment | 99999 | FL | SAT |  |  | 99999 | 7 | Industrial NAICS Cogen | ST | WDS | WWW | State-Fuel Level Increment | 161571 | 33082.535 | 2022
biomass | FALSE | 99999 | Y | . | State-Fuel Level Increment | State-Fuel Level Increment | 99999 | WI | ENC |  |  | 99999 | 7 | Industrial NAICS Cogen | ST | WDS | WWW | State-Fuel Level Increment | 3930 | 752.174 | 2022
biomass | FALSE | 99999 | Y | . | State-Fuel Level Increment | State-Fuel Level Increment | 99999 | WA | PACC |  |  | 99999 | 7 | Industrial NAICS Cogen | ST | WDS | WWW | State-Fuel Level Increment | 51692 | 11057.094 | 2022
petroleum | FALSE | 99999 | Y | . | State-Fuel Level Increment | State-Fuel Level Increment | 99999 | WA | PACC |  |  | 99999 | 7 | Industrial NAICS Cogen | ST | WO | WOO | State-Fuel Level Increment | 10786 | 2307.159 | 2022
petroleum | FALSE | 99999 | Y | . | State-Fuel Level Increment | State-Fuel Level Increment | 99999 | TX | WSC |  |  | 99999 | 7 | Industrial NAICS Cogen | ST | WO | WOO | State-Fuel Level Increment | 1140 | 242.965 | 2022
onshore wind | TRUE | 99999 | N | . | State-Fuel Level Increment | State-Fuel Level Increment | 99999 | OR | PACC |  |  | 99999 | 2 | NAICS-22 Non-Cogen | WT | WND | WND | State-Fuel Level Increment | 170032 | 49833.413 | 2022
onshore wind | TRUE | 99999 | N | . | State-Fuel Level Increment | State-Fuel Level Increment | 99999 | TX | WSC |  |  | 99999 | 2 | NAICS-22 Non-Cogen | WT | WND | WND | State-Fuel Level Increment | 3865776 | 1132994.5 | 2022
onshore wind | TRUE | 99999 | N | . | State-Fuel Level Increment | State-Fuel Level Increment | 99999 | NM | MTN |  |  | 99999 | 2 | NAICS-22 Non-Cogen | WT | WND | WND | State-Fuel Level Increment | 86950 | 25483.682 | 2022
onshore wind | TRUE | 99999 | N | . | State-Fuel Level Increment | State-Fuel Level Increment | 99999 | IA | WNC |  |  | 99999 | 2 | NAICS-22 Non-Cogen | WT | WND | WND | State-Fuel Level Increment | 220006 | 64480.122 | 2022
onshore wind | TRUE | 99999 | N | . | State-Fuel Level Increment | State-Fuel Level Increment | 99999 | HI | PACN |  |  | 99999 | 2 | NAICS-22 Non-Cogen | WT | WND | WND | State-Fuel Level Increment | 113422 | 33241.867 | 2022
onshore wind | TRUE | 99999 | N | . | State-Fuel Level Increment | State-Fuel Level Increment | 99999 | CT | NEW |  |  | 99999 | 2 | NAICS-22 Non-Cogen | WT | WND | WND | State-Fuel Level Increment | 5057 | 1482.08 | 2022

## calcs
2021
BAU Guaranteed Dispatch (dimensionless) | capacity | BDTPTUMCF | Maximum Capacity Factor after RAF |  | potential total capacity | generation | CF
hard coal | 206371.7 | 1 | 0.68 | 0.68 | 1807816092 | 876570524.73 | 71.31% | 71.31%
natural gas steam turbine | 71131.2 | 1 | 0.855 | 0.855 | 623109312 | 82895950.313 | 15.56% | 15.56%
natural gas combined cycle | 271793.9 | 1 | 0.855 | 0.855 | 2380914564 | 1295853292.775 | 63.66% | 63.66%
nuclear | 95546.4 | 0 | 0.91 | 1 | 836986464 | 779644595 | 93.15% | 93.15%
hydro | 79610.7 | 1 | 0.95 | 0.95 | 697389732 | 250390977.131 | 37.79% | 37.79%
onshore wind | 132587.6 | 0 | 0 | 1 | 1161467376 | 377783535.593 | 32.53% | 32.53%
solar PV | 59529.2 | 0 | 0 | 1 | 521475792 | 111599742.562 | 21.4% | 21.4%
solar thermal | 1479.9 | 0 | 0 | 1 | 12963924 | 2923558 | 22.55% | 22.55%
biomass | 4380.9 | 0 | 0.95 | 1 | 38376684 | 21603615.339 | 56.29% | 56.29%
geothermal | 2522.5 | 0 | 0.8075 | 1 | 22097100 | 15473424 | 70.02% | 70.02%
petroleum | 26724 | 1 | 0.855 | 0.855 | 234102240 | 18306424.618 | 9.146% | 9.146%
natural gas peaker | 130160.1 | 1 | 0.855 | 0.855 | 1140202476 | 96108560.999 | 9.859% | 9.859%
lignite | 1954.3 | 1 | 0.95 | 0.95 | 17119668 | 15869458.099 | 97.58% | 97.58%
offshore wind | 41.3 | 0 | 0 | 1 | 361788 | 133791 | 36.98% | 36.98%
crude oil | 0 | 1 | 0.855 | 0.855 | 0 | 0 | 0% | 0%
heavy or residual fuel oil | 0 | 1 | 0.855 | 0.855 | 0 | 0 | 0% | 0%
municipal solid waste | 1705.9 | 0 | 0.855 | 1 | 14943684 | 11394063.908 | 76.25% | 76.25%
hard coal w CCS | 0 | 1 | 0.765 | 0.765 | 0 | 0 | 0% | 0%
natural gas combined cycle w CCS | 0 | 1 | 0.855 | 0.855 | 0 | 0 | 0% | 0%
biomass w CCS | 0 | 0 | 0.855 | 1 | 0 | 0 | 0% | 0%
lignite w CCS | 0 | 1 | 0.855 | 0.855 | 0 | 0 | 0% | 0%
small modular reactor | 0 | 0 | 0.819 | 1 | 0 | 0 | 0% | 0%
hydrogen combustion turbine | 0 | 1 | 0.855 | 0.855 | 0 | 0 | 0% | 0%
hydrogen combined cycle | 0 | 1 | 0.855 | 0.855 | 0 | 0 | 0% | 0%
2022
BAU Guaranteed Dispatch (dimensionless) | capacity | BDTPTUMCF | Maximum Capacity Factor after RAF |  | potential total capacity | generation | CF
hard coal | 181624.1 | 1 | 0.68 | 0.68 | 1591027116 | 786747130.329 | 72.72%
natural gas steam turbine | 74204.4 | 1 | 0.855 | 0.855 | 650030544 | 94802491.675 | 17.06%
natural gas combined cycle | 280348.9 | 1 | 0.855 | 0.855 | 2455856364 | 1374853894.684 | 65.48%
nuclear | 94658.9 | 0 | 0.91 | 1 | 829211964 | 771537176.5 | 100%
hydro | 79771.3 | 1 | 0.95 | 0.95 | 698796588 | 253626503.264 | 38.21%
onshore wind | 141234 | 0 | 0 | 1 | 1237209840 | 433832193.634 | 0%
solar PV | 70763 | 0 | 0 | 1 | 619883880 | 139852589.507 | 0%
solar thermal | 1479.9 | 0 | 0 | 1 | 12963924 | 2999311 | 0%
biomass | 4273.8 | 0 | 0.95 | 1 | 37438488 | 20725774.732 | 58.27%
geothermal | 2648.6 | 0 | 0.8075 | 1 | 23201736 | 16086929 | 85.86%
petroleum | 29245.5 | 1 | 0.855 | 0.855 | 256190580 | 21824032.842 | 9.963%
natural gas peaker | 128630 | 1 | 0.855 | 0.855 | 1126798800 | 110936159.865 | 11.51%
lignite | 6248 | 1 | 0.95 | 0.95 | 54732480 | 39349388.015 | 75.68%
offshore wind | 41.3 | 0 | 0 | 1 | 361788 | 162047 | 0%
crude oil | 0 | 1 | 0.855 | 0.855 | 0 | 0 | 0%
heavy or residual fuel oil | 0 | 1 | 0.855 | 0.855 | 0 | 0 | 0%
municipal solid waste | 1062.7 | 0 | 0.855 | 1 | 9309252 | 6700945.282 | 84.19%
hard coal w CCS | 0 | 1 | 0.765 | 0.765 | 0 | 0 | 0%
natural gas combined cycle w CCS | 0 | 1 | 0.855 | 0.855 | 0 | 0 | 0%
biomass w CCS | 0 | 0 | 0.855 | 1 | 0 | 0 | 0%
lignite w CCS | 0 | 1 | 0.855 | 0.855 | 0 | 0 | 0%
small modular reactor | 0 | 0 | 0.819 | 1 | 0 | 0 | 0%
hydrogen combustion turbine | 0 | 1 | 0.855 | 0.855 | 0 | 0 | 0%
hydrogen combined cycle | 0 | 1 | 0.855 | 0.855 | 0 | 0 | 0%

## Sheet1
SYSHECF | 2021 | EIA 2021 CF
CAP FACTOR[hard coal es] : test | 0.48288 | 0.48903 | 98.74% |  | CAP FACTOR
CAP FACTOR[natural gas steam turbine es] : test | 0.11321 |  | 0% | Coal | 0.48903
CAP FACTOR[natural gas combined cycle es] : test | 0.49185 |  | 0% | Natural Gas | 0.35602
CAP FACTOR[nuclear es] : test | 0.91813 | 0.93149 | 98.57% | Other Gases | 1.0419
CAP FACTOR[hydro es] : test | 0.35936 | 0.35904 | 100.1% | Other | 0.16
CAP FACTOR[onshore wind es] : test | 0.32693 | 0.32528 | 100.5% | Petroleum | 0.078028
CAP FACTOR[solar PV es] : test | 0.17092 | 0.21475 | 79.59% | Solar Thermal and Photovoltaic | 0.21475
CAP FACTOR[solar thermal es] : test | 0.18374 |  | 0% | Other Biomass | 0.46368
CAP FACTOR[biomass es] : test | 0.50184 | 0.5578 | 89.97% | Wood and Wood Derived Fuels | 0.5578
CAP FACTOR[geothermal es] : test | 0.6878 | 0.70025 | 98.22% | Geothermal | 0.70025
CAP FACTOR[petroleum es] : test | 0.067164 | 0.078028 | 86.08% | Pumped Storage | -0.025362
CAP FACTOR[natural gas peaker es] : test | 0.084768 |  | 0% | Hydroelectric Conventional | 0.35904
CAP FACTOR[lignite es] : test | 0.55562 |  | 0% | Nuclear | 0.93149
CAP FACTOR[offshore wind es] : test | 0.3698 |  | 0% | Wind | 0.32528
CAP FACTOR[crude oil es] : test | 0.056333 |  | 0%
CAP FACTOR[heavy or residual fuel oil es] : test | 0.056333 |  | 0%
CAP FACTOR[municipal solid waste es] : test | 0.73675 | 0.46368 | 158.9%
CAP FACTOR[hard coal w CCS es] : test | 0.85 |  | 0%
CAP FACTOR[natural gas combined cycle w CCS es] : test | 0.85 |  | 0%
CAP FACTOR[biomass w CCS es] : test | 0.85 |  | 0%
CAP FACTOR[lignite w CCS es] : test | 0.85 |  | 0%
CAP FACTOR[small modular reactor es] : test | 0.90633 |  | 0%
CAP FACTOR[hydrogen combustion turbine es] : test | 0.056333 |  | 0%
CAP FACTOR[hydrogen combined cycle es] : test | 0.50252 |  | 0%
Time (Year) | 2021
Weighted Average Expected Capacity Factors[hard coal es] : test | 0.48288 | 0.48288 | 100%
Weighted Average Expected Capacity Factors[natural gas steam turbine es] : test | 0.11321 | 0.11321 | 100%
Weighted Average Expected Capacity Factors[natural gas combined cycle es] : test | 0.49112 | 0.49185 | 100.2%
Weighted Average Expected Capacity Factors[nuclear es] : test | 0.91813 | 0.91813 | 100%
Weighted Average Expected Capacity Factors[hydro es] : test | 0.35936 | 0.35936 | 100%
Weighted Average Expected Capacity Factors[onshore wind es] : test | 0.32931 | 0.32693 | 99.28%
Weighted Average Expected Capacity Factors[solar PV es] : test | 0.21948 | 0.17092 | 77.88%
Weighted Average Expected Capacity Factors[solar thermal es] : test | 0.18374 | 0.18374 | 100%
Weighted Average Expected Capacity Factors[biomass es] : test | 0.50116 | 0.50184 | 100.1%
Weighted Average Expected Capacity Factors[geothermal es] : test | 0.68678 | 0.6878 | 100.1%
Weighted Average Expected Capacity Factors[petroleum es] : test | 0.067154 | 0.067164 | 100%
Weighted Average Expected Capacity Factors[natural gas peaker es] : test | 0.084628 | 0.084768 | 100.2%
Weighted Average Expected Capacity Factors[lignite es] : test | 0.55562 | 0.55562 | 100%
Weighted Average Expected Capacity Factors[offshore wind es] : test | 0.39472 | 0.3698 | 93.69%
Weighted Average Expected Capacity Factors[crude oil es] : test | 0 | 0.056333 | #DIV/0!
Weighted Average Expected Capacity Factors[heavy or residual fuel oil es] : test | 0 | 0.056333 | #DIV/0!
Weighted Average Expected Capacity Factors[municipal solid waste es] : test | 0.73675 | 0.73675 | 100%
Weighted Average Expected Capacity Factors[hard coal w CCS es] : test | 0 | 0.85 | #DIV/0!
Weighted Average Expected Capacity Factors[natural gas combined cycle w CCS es] : test | 0 | 0.85 | #DIV/0!
Weighted Average Expected Capacity Factors[biomass w CCS es] : test | 0 | 0.85 | #DIV/0!
Weighted Average Expected Capacity Factors[lignite w CCS es] : test | 0 | 0.85 | #DIV/0!
Weighted Average Expected Capacity Factors[small modular reactor es] : test | 0 | 0.90633 | #DIV/0!
Weighted Average Expected Capacity Factors[hydrogen combustion turbine es] : test | 0 | 0.056333 | #DIV/0!
Weighted Average Expected Capacity Factors[hydrogen combined cycle es] : test | 0 | 0.50252 | #DIV/0!

## check
| 2021 | 2022
| GENERATION | GENERATION | CAPACITY | CAP FACTOR |  |  |  | EIA 2021 | EIA 2022 | EPS 2021 | EPS 2022 | 2021 | 2022
Coal | 892439982 | 826096518 | 208326 | 48.9% |  | lignite | hard coal | 892.44 | 826.0965 | 906.4122 | 848.3272 | 101.6% | 102.7% | 13.9722
Natural Gas | 1476603387 | 1582686636 | 473458.8 | 35.6% |  | natural gas peaker | natural gas | 1476.6034 | 1582.6866 | 1533.625 | 1618.9224 | 103.9% | 102.3% | 57.0216
Other Gases | 3304107 | 3451201 | 362 | 104.2% |  |  | Other Gases | 3.3041 | 3.4512 | 0 | 0 |  |  | -3.3041
Other | 6956587 | 4021240 | 4963.2 | 16% |  |  | Other | 6.9566 | 4.0212 | 0 | 1 |  |  | -6.9566
Petroleum | 18308358 | 21826556 | 26785.3 | 7.803% |  |  | Petroleum | 18.3084 | 21.8266 | 15.8949 | 16.6027 | 86.82% | 76.07% | -2.4135
Solar Thermal and Photovoltaic | 114523300 | 142851901 | 60876.8 | 21.48% |  |  | solar | 114.5233 | 142.8519 | 112.5989 | 135.2111 | 98.32% | 94.65% | -1.9244
Other Biomass | 14834195 | 11739357 | 3652.1 | 46.37% |  |  | MSW+BIOMASS |  |  |  |  | 104.3% | 113.4% | 1.1523
Wood and Wood Derived Fuels | 11896730 | 12001835 | 2434.7 | 55.78% |  |  | municipal solid waste | 14.8342 | 11.7394 | 9.6064 | 9.3766 | 0.64758 | 0.79873 | -5.2278
Geothermal | 15473424 | 16086929 | 2522.5 | 70.02% |  |  | biomass | 11.8967 | 12.0018 | 18.2768 | 17.554 | 1.5363 | 1.4626 | 6.3801
Pumped Storage | -5111684 | -6027858 | 23007.7 | -2.536% |  |  | Geothermal | 15.4734 | 16.0869 | 15.3489 | 15.6984 | 99.2% | 97.58% | -0.12452
Hydroelectric Conventional | 250390977 | 253626503 | 79610.7 | 35.9% |  |  | Pumped Storage | -5.1117 | -6.0279 | 0 | 0 | 0% | 0% | 5.1117
Nuclear | 779644595 | 771537176 | 95546.4 | 93.15% |  |  | hydro es | 250.391 | 253.6265 | 245.343 | 277.439 | 97.98% | 109.4% | -5.048
Wind | 377917327 | 433994241 | 132628.9 | 32.53% |  |  | Nuclear | 779.6446 | 771.5372 | 729.432 | 729.426 | 93.56% | 94.54% | -50.2126
[7 empty] | Wind | 377.9173 | 433.9942 | 354.1693 | 380.9351 | 93.72% | 87.77% | -23.748
0
[8 empty] | 3957.1813 | 4073.8922 | 3940.7074 | 4050.4924 | 99.58% | 99.43% | -16.4739
| 3940.7074 | 1618.9224
Time (Year) | 2021 | 2022 | 2023 | 2024 | 2025 | 2026 | 2027 | 2028 | 2029 | 2030 | 2031 | 2032 | 2033 | 2034 | 2035 | 2036 | 2037 | 2038 | 2039 | 2040 | 2041 | 2042 | 2043 | 2044 | 2045 | 2046 | 2047 | 2048 | 2049 | 2050
Output Electricity Generation by Type[hard coal es] : test | 890.468 | 834.997 | 608.996 | 896.585 | 905.285 | 889.091 | 811.342 | 753.599 | 574.886 | 483.452 | 462.888 | 449.802 | 457.642 | 441.142 | 429.593 | 401.679 | 382.546 | 377.465 | 338.61 | 299.313 | 284.883 | 274.823 | 279.368 | 279.988 | 266.661 | 269.968 | 271.737 | 270.984 | 268.194 | 271.023
Output Electricity Generation by Type[natural gas steam turbine es] : test | 91.782 | 87.1694 | 36.8074 | 20.5201 | 17.0621 | 18.955 | 28.1945 | 31.8532 | 35.0808 | 41.8125 | 38.3143 | 35.5034 | 33.0559 | 30.2344 | 26.805 | 24.1149 | 21.7566 | 17.9602 | 16.9228 | 15.6896 | 13.6344 | 13.5163 | 14.2152 | 14.1163 | 12.0419 | 11.8947 | 11.6602 | 11.3348 | 11.2862 | 10.6587
Output Electricity Generation by Type[natural gas combined cycle es] : test | 1328.04 | 1413.73 | 1462.89 | 1217.75 | 1238.25 | 1303.91 | 1397.37 | 1470.43 | 1643.23 | 1707.39 | 1726.46 | 1746.63 | 1746.27 | 1758.62 | 1747.29 | 1718.47 | 1682.3 | 1624.17 | 1559.91 | 1482.61 | 1393.11 | 1372.13 | 1447.42 | 1531.13 | 1636.85 | 1727.62 | 1818.48 | 1904.32 | 1987.4 | 2076.84
Output Electricity Generation by Type[nuclear es] : test | 729.432 | 729.426 | 772.802 | 773.719 | 765.676 | 757.633 | 757.633 | 757.633 | 757.633 | 757.633 | 757.633 | 757.633 | 757.633 | 757.633 | 757.633 | 757.633 | 757.633 | 757.633 | 757.633 | 757.242 | 750.877 | 742.21 | 743.353 | 744.388 | 745.25 | 745.569 | 745.569 | 745.569 | 745.569 | 745.569
Output Electricity Generation by Type[hydro es] : test | 245.343 | 277.439 | 283.862 | 283.894 | 286.923 | 288.851 | 286.232 | 283.482 | 283.412 | 283.412 | 283.412 | 283.412 | 283.412 | 283.412 | 283.412 | 283.412 | 283.412 | 283.412 | 283.412 | 283.322 | 282.566 | 282.334 | 282.694 | 283.012 | 283.304 | 283.412 | 283.412 | 283.412 | 283.412 | 283.412
Output Electricity Generation by Type[onshore wind es] : test | 354.045 | 380.81 | 421.09 | 435 | 450.419 | 466.202 | 483.898 | 518.03 | 560.361 | 603.507 | 642.45 | 674.668 | 703.582 | 737.54 | 783.755 | 840.496 | 898.88 | 963.229 | 1037.77 | 1121.6 | 1212.35 | 1290.61 | 1292.21 | 1293.63 | 1294.82 | 1295.24 | 1295.24 | 1295.24 | 1295.24 | 1295.24
Output Electricity Generation by Type[solar PV es] : test | 109.894 | 132.507 | 167.932 | 246.068 | 295.871 | 317.849 | 347.029 | 387.711 | 438.492 | 493.125 | 551.066 | 613.487 | 682.2 | 762.993 | 860.373 | 975.168 | 1089.91 | 1211.94 | 1351.16 | 1501.77 | 1643.75 | 1711.96 | 1724.15 | 1730.69 | 1736.15 | 1738.2 | 1738.2 | 1738.2 | 1738.2 | 1738.2
Output Electricity Generation by Type[solar thermal es] : test | 2.7049 | 2.7041 | 2.8133 | 2.8133 | 2.8133 | 2.8133 | 3.1352 | 3.1352 | 3.1352 | 3.1352 | 3.1352 | 3.1352 | 3.1352 | 3.1352 | 3.1352 | 3.1352 | 3.1352 | 3.1352 | 3.1352 | 3.1307 | 3.1044 | 3.097 | 3.11 | 3.1217 | 3.1315 | 3.1352 | 3.1352 | 3.1352 | 3.1352 | 3.1352
Output Electricity Generation by Type[biomass es] : test | 18.2768 | 17.554 | 18.6114 | 14.5186 | 10.6412 | 10.483 | 9.9291 | 8.7421 | 8.7421 | 8.0299 | 7.3969 | 6.843 | 5.4978 | 3.1239 | 2.57 | 2.4908 | 2.0161 | 1.5413 | 1.3039 | 0.67051 | 0.43191 | 0.43154 | 0.35329 | 0.27477 | 0.037791 | 0.037807 | 0.037807 | 0.037807 | 0.037807 | 0.037807
Output Electricity Generation by Type[geothermal es] : test | 15.3489 | 15.6984 | 15.6984 | 15.6984 | 15.6984 | 15.7948 | 15.7948 | 15.7164 | 15.7164 | 15.7164 | 15.7164 | 15.7164 | 15.7164 | 15.7164 | 15.7164 | 15.7164 | 15.7164 | 15.7164 | 15.7164 | 15.7164 | 15.7164 | 15.7164 | 15.7164 | 15.7164 | 15.7164 | 15.7164 | 15.7164 | 15.7164 | 15.7164 | 15.7164
Output Electricity Generation by Type[petroleum es] : test | 15.8949 | 16.6027 | 166.765 | 162.301 | 157.433 | 153.313 | 149.194 | 145.449 | 141.704 | 138.334 | 134.963 | 131.593 | 127.848 | 124.477 | 121.107 | 117.737 | 114.366 | 110.996 | 107.251 | 103.506 | 99.7611 | 96.0162 | 92.2713 | 88.5264 | 84.7815 | 81.0366 | 77.2917 | 73.5468 | 69.8019 | 66.057
Output Electricity Generation by Type[natural gas peaker es] : test | 113.803 | 118.023 | 125.147 | 59.606 | 50.003 | 55.2597 | 79.5987 | 95.077 | 115.898 | 146.287 | 138.964 | 131.26 | 122.429 | 114.38 | 105.533 | 99.8387 | 93.9366 | 81.8697 | 78.1646 | 69.9017 | 61.1038 | 60.4484 | 63.9741 | 65.9588 | 60.0157 | 61.2207 | 62.2469 | 62.6824 | 64.6636 | 64.1218
Output Electricity Generation by Type[lignite es] : test | 15.9442 | 13.3302 | 6.256 | 12.9807 | 15.6398 | 16.2124 | 15.7021 | 14.4537 | 12.7235 | 10.4051 | 10.633 | 11.1025 | 11.7146 | 12.0948 | 12.4416 | 12.2846 | 12.1378 | 12.0264 | 11.4058 | 11.3358 | 10.761 | 10.4816 | 10.6564 | 10.6845 | 10.6072 | 10.7646 | 10.8202 | 10.966 | 10.8161 | 10.9328
Output Electricity Generation by Type[offshore wind es] : test | 0.12432 | 0.12506 | 0.66431 | 8.9759 | 11.954 | 16.0739 | 21.4447 | 21.4447 | 21.4447 | 21.4447 | 21.4447 | 21.4447 | 21.4447 | 21.4447 | 21.4447 | 21.4447 | 21.4447 | 21.4447 | 21.4447 | 21.4344 | 21.371 | 21.3528 | 21.3845 | 21.4128 | 21.4362 | 21.4447 | 21.4447 | 21.4447 | 21.4447 | 21.4447
Output Electricity Generation by Type[crude oil es] : test | 0 | 0 | 0 | 0 | 0 | 0 | 0 | 0 | 0 | 0 | 0 | 0 | 0 | 0 | 0 | 0 | 0 | 0 | 0 | 0 | 0 | 0 | 0 | 0 | 0 | 0 | 0 | 0 | 0 | 0
Output Electricity Generation by Type[heavy or residual fuel oil es] : test | 0 | 0 | 0 | 0 | 0 | 0 | 0 | 0 | 0 | 0 | 0 | 0 | 0 | 0 | 0 | 0 | 0 | 0 | 0 | 0 | 0 | 0 | 0 | 0 | 0 | 0 | 0 | 0 | 0 | 0
Output Electricity Generation by Type[municipal solid waste es] : test | 9.6064 | 9.3766 | 9.6357 | 9.6357 | 9.6357 | 9.6357 | 9.4383 | 8.1546 | 8.1546 | 8.1546 | 8.1546 | 8.1546 | 8.1546 | 8.1546 | 8.1546 | 8.1546 | 8.1546 | 8.1546 | 8.1546 | 8.1504 | 8.1255 | 8.1184 | 8.1307 | 8.1419 | 8.1511 | 8.1546 | 8.1546 | 8.1546 | 8.1546 | 8.1546
Output Electricity Generation by Type[hard coal w CCS es] : test | 0 | 0 | 0 | 0 | 0 | 0 | 0 | 0 | 0 | 0 | 0 | 0 | 0 | 0 | 0 | 0 | 0 | 0 | 0 | 0 | 0 | 0 | 0 | 0 | 0 | 0 | 0 | 0 | 0 | 0
Output Electricity Generation by Type[natural gas combined cycle w CCS es] : test | 0 | 0 | 0 | 0 | 0 | 0 | 0 | 0 | 0 | 0 | 0 | 0 | 0 | 0 | 0 | 0 | 0 | 0 | 0 | 0 | 0 | 0 | 0 | 0 | 0 | 0 | 0 | 0 | 0 | 0
Output Electricity Generation by Type[biomass w CCS es] : test | 0 | 0 | 0 | 0 | 0 | 0 | 0 | 0 | 0 | 0 | 0 | 0 | 0 | 0 | 0 | 0 | 0 | 0 | 0 | 0 | 0 | 0 | 0 | 0 | 0 | 0 | 0 | 0 | 0 | 0
Output Electricity Generation by Type[lignite w CCS es] : test | 0 | 0 | 0 | 0 | 0 | 0 | 0 | 0 | 0 | 0 | 0 | 0 | 0 | 0 | 0 | 0 | 0 | 0 | 0 | 0 | 0 | 0 | 0 | 0 | 0 | 0 | 0 | 0 | 0 | 0
Output Electricity Generation by Type[small modular reactor es] : test | 0 | 0 | 0 | 0 | 0 | 0 | 0 | 0 | 0 | 0 | 0 | 0 | 0 | 0 | 0 | 0 | 0 | 0 | 0 | 0 | 0 | 0 | 0 | 0 | 0 | 0 | 0 | 0 | 0 | 0
Output Electricity Generation by Type[hydrogen combustion turbine es] : test | 0 | 0 | 0 | 0 | 0 | 0 | 0 | 0 | 0 | 0 | 0 | 0 | 0 | 0 | 0 | 0 | 0 | 0 | 0 | 0 | 0 | 0 | 0 | 0 | 0 | 0 | 0 | 0 | 0 | 0
Output Electricity Generation by Type[hydrogen combined cycle es] : test | 0 | 0 | 0 | 0 | 0 | 0 | 0 | 0 | 0 | 0 | 0 | 0 | 0 | 0 | 0 | 0 | 0 | 0 | 0 | 0 | 0 | 0 | 0 | 0 | 0 | 0 | 0 | 0 | 0 | 0

## BGDPbES
BAU Guaranteed Dispatch (dimensionless) | 2015 | 2016 | 2017 | 2018 | 2019 | 2020 | 2021 | 2022 | 2023 | 2024 | 2025 | 2026 | 2027 | 2028 | 2029 | 2030 | 2031 | 2032 | 2033 | 2034 | 2035 | 2036 | 2037 | 2038 | 2039 | 2040 | 2041 | 2042 | 2043 | 2044 | 2045 | 2046 | 2047 | 2048 | 2049 | 2050
hard coal | 0 | 0 | 0 | 0 | 0 | 0 | 0.71306 | 0.72719 | 0 | 0 | 0 | 0 | 0 | 0 | 0 | 0 | 0 | 0 | 0 | 0 | 0 | 0 | 0 | 0 | 0 | 0 | 0 | 0 | 0 | 0 | 0 | 0 | 0 | 0 | 0 | 0
natural gas steam turbine | 0 | 0 | 0 | 0 | 0 | 0 | 0.1556 | 0.17058 | 0 | 0 | 0 | 0 | 0 | 0 | 0 | 0 | 0 | 0 | 0 | 0 | 0 | 0 | 0 | 0 | 0 | 0 | 0 | 0 | 0 | 0 | 0 | 0 | 0 | 0 | 0 | 0
natural gas combined cycle | 0 | 0 | 0 | 0 | 0 | 0 | 0.63657 | 0.65477 | 0 | 0 | 0 | 0 | 0 | 0 | 0 | 0 | 0 | 0 | 0 | 0 | 0 | 0 | 0 | 0 | 0 | 0 | 0 | 0 | 0 | 0 | 0 | 0 | 0 | 0 | 0 | 0
nuclear | 1 | 1 | 1 | 1 | 1 | 1 | 1 | 1 | 1 | 1 | 1 | 1 | 1 | 1 | 1 | 1 | 1 | 1 | 1 | 1 | 1 | 1 | 1 | 1 | 1 | 1 | 1 | 1 | 1 | 1 | 1 | 1 | 1 | 1 | 1 | 1
hydro | 0.35 | 0.35 | 0.35 | 0.35 | 0.35 | 0.35 | 0.37794 | 0.38205 | 0.37999 | 0.37999 | 0.37999 | 0.37999 | 0.37999 | 0.37999 | 0.37999 | 0.37999 | 0.37999 | 0.37999 | 0.37999 | 0.37999 | 0.37999 | 0.37999 | 0.37999 | 0.37999 | 0.37999 | 0.37999 | 0.37999 | 0.37999 | 0.37999 | 0.37999 | 0.37999 | 0.37999 | 0.37999 | 0.37999 | 0.37999 | 0.37999
onshore wind | 1 | 1 | 1 | 1 | 1 | 1 | 1 | 1 | 1 | 1 | 1 | 1 | 1 | 1 | 1 | 1 | 1 | 1 | 1 | 1 | 1 | 1 | 1 | 1 | 1 | 1 | 1 | 1 | 1 | 1 | 1 | 1 | 1 | 1 | 1 | 1
solar PV | 1 | 1 | 1 | 1 | 1 | 1 | 1 | 1 | 1 | 1 | 1 | 1 | 1 | 1 | 1 | 1 | 1 | 1 | 1 | 1 | 1 | 1 | 1 | 1 | 1 | 1 | 1 | 1 | 1 | 1 | 1 | 1 | 1 | 1 | 1 | 1
solar thermal | 1 | 1 | 1 | 1 | 1 | 1 | 1 | 1 | 1 | 1 | 1 | 1 | 1 | 1 | 1 | 1 | 1 | 1 | 1 | 1 | 1 | 1 | 1 | 1 | 1 | 1 | 1 | 1 | 1 | 1 | 1 | 1 | 1 | 1 | 1 | 1
biomass | 1 | 1 | 1 | 1 | 1 | 1 | 1 | 1 | 1 | 1 | 1 | 1 | 1 | 1 | 1 | 1 | 1 | 1 | 1 | 1 | 1 | 1 | 1 | 1 | 1 | 1 | 1 | 1 | 1 | 1 | 1 | 1 | 1 | 1 | 1 | 1
geothermal | 1 | 1 | 1 | 1 | 1 | 1 | 1 | 1 | 1 | 1 | 1 | 1 | 1 | 1 | 1 | 1 | 1 | 1 | 1 | 1 | 1 | 1 | 1 | 1 | 1 | 1 | 1 | 1 | 1 | 1 | 1 | 1 | 1 | 1 | 1 | 1
petroleum | 1 | 1 | 1 | 1 | 1 | 1 | 0.09146 | 0.099634 | 1 | 1 | 1 | 1 | 1 | 1 | 1 | 1 | 1 | 1 | 1 | 1 | 1 | 1 | 1 | 1 | 1 | 1 | 1 | 1 | 1 | 1 | 1 | 1 | 1 | 1 | 1 | 1
natural gas peaker | 0 | 0 | 0 | 0 | 0 | 0 | 0.098586 | 0.11515 | 0 | 0 | 0 | 0 | 0 | 0 | 0 | 0 | 0 | 0 | 0 | 0 | 0 | 0 | 0 | 0 | 0 | 0 | 0 | 0 | 0 | 0 | 0 | 0 | 0 | 0 | 0 | 0
lignite | 0 | 0 | 0 | 0 | 0 | 0 | 0.97576 | 0.75678 | 0 | 0 | 0 | 0 | 0 | 0 | 0 | 0 | 0 | 0 | 0 | 0 | 0 | 0 | 0 | 0 | 0 | 0 | 0 | 0 | 0 | 0 | 0 | 0 | 0 | 0 | 0 | 0
offshore wind | 1 | 1 | 1 | 1 | 1 | 1 | 1 | 1 | 1 | 1 | 1 | 1 | 1 | 1 | 1 | 1 | 1 | 1 | 1 | 1 | 1 | 1 | 1 | 1 | 1 | 1 | 1 | 1 | 1 | 1 | 1 | 1 | 1 | 1 | 1 | 1
crude oil | 0 | 0 | 0 | 0 | 0 | 0 | 0 | 0 | 0 | 0 | 0 | 0 | 0 | 0 | 0 | 0 | 0 | 0 | 0 | 0 | 0 | 0 | 0 | 0 | 0 | 0 | 0 | 0 | 0 | 0 | 0 | 0 | 0 | 0 | 0 | 0
heavy or residual fuel oil | 0 | 0 | 0 | 0 | 0 | 0 | 0 | 0 | 0 | 0 | 0 | 0 | 0 | 0 | 0 | 0 | 0 | 0 | 0 | 0 | 0 | 0 | 0 | 0 | 0 | 0 | 0 | 0 | 0 | 0 | 0 | 0 | 0 | 0 | 0 | 0
municipal solid waste | 1 | 1 | 1 | 1 | 1 | 1 | 1 | 1 | 1 | 1 | 1 | 1 | 1 | 1 | 1 | 1 | 1 | 1 | 1 | 1 | 1 | 1 | 1 | 1 | 1 | 1 | 1 | 1 | 1 | 1 | 1 | 1 | 1 | 1 | 1 | 1
hard coal w CCS | 1 | 1 | 1 | 1 | 1 | 1 | 1 | 1 | 1 | 1 | 1 | 1 | 1 | 1 | 1 | 1 | 1 | 1 | 1 | 1 | 1 | 1 | 1 | 1 | 1 | 1 | 1 | 1 | 1 | 1 | 1 | 1 | 1 | 1 | 1 | 1
natural gas combined cycle w CCS | 1 | 1 | 1 | 1 | 1 | 1 | 1 | 1 | 1 | 1 | 1 | 1 | 1 | 1 | 1 | 1 | 1 | 1 | 1 | 1 | 1 | 1 | 1 | 1 | 1 | 1 | 1 | 1 | 1 | 1 | 1 | 1 | 1 | 1 | 1 | 1
biomass w CCS | 1 | 1 | 1 | 1 | 1 | 1 | 1 | 1 | 1 | 1 | 1 | 1 | 1 | 1 | 1 | 1 | 1 | 1 | 1 | 1 | 1 | 1 | 1 | 1 | 1 | 1 | 1 | 1 | 1 | 1 | 1 | 1 | 1 | 1 | 1 | 1
lignite w CCS | 1 | 1 | 1 | 1 | 1 | 1 | 1 | 1 | 1 | 1 | 1 | 1 | 1 | 1 | 1 | 1 | 1 | 1 | 1 | 1 | 1 | 1 | 1 | 1 | 1 | 1 | 1 | 1 | 1 | 1 | 1 | 1 | 1 | 1 | 1 | 1
small modular reactor | 0 | 0 | 0 | 0 | 0 | 0 | 0 | 0 | 0 | 0 | 0 | 0 | 0 | 0 | 0 | 0 | 0 | 0 | 0 | 0 | 0 | 0 | 0 | 0 | 0 | 0 | 0 | 0 | 0 | 0 | 0 | 0 | 0 | 0 | 0 | 0
hydrogen combustion turbine | 0 | 0 | 0 | 0 | 0 | 0 | 0 | 0 | 0 | 0 | 0 | 0 | 0 | 0 | 0 | 0 | 0 | 0 | 0 | 0 | 0 | 0 | 0 | 0 | 0 | 0 | 0 | 0 | 0 | 0 | 0 | 0 | 0 | 0 | 0 | 0
hydrogen combined cycle | 0 | 0 | 0 | 0 | 0 | 0 | 0 | 0 | 0 | 0 | 0 | 0 | 0 | 0 | 0 | 0 | 0 | 0 | 0 | 0 | 0 | 0 | 0 | 0 | 0 | 0 | 0 | 0 | 0 | 0 | 0 | 0 | 0 | 0 | 0 | 0