## About
BHRaSYC BAU Heat Rates and Start Year Capacities
Source: | All Preexisting Electricity Sources
Energy Information Administration
2022
Forms 923 and 860 (with data for 2020)
https://www.eia.gov/electricity/data/eia923/
https://www.eia.gov/electricity/data/eia860/
Page 1 Generation and Fuel Data (923), Page 3_1_Generator Operable tab (860)
BECCS Heat Rate
National Renewable Energy Lab
2019
ReEDS_OpenAccess
https://github.com/NREL/ReEDS_OpenAccess/blob/main/inputs/plant_characteristics/beccs_reference.csv
Some Newly Built Sources
Lazard
2021
Lazard's Levelized Cost of Energy Analysis - Version 15
https://www.lazard.com/media/451905/lazards-levelized-cost-of-energy-version-150-vf.pdf
p.18 "Levelized Cost of Energy - Key Assumptions
Notes
We use EIA data from the year 2020, because the 2021 Form 923 does not include data for MMBTU fuel used in nuclear plants.
There are a few instances where a plant shown as operating in Form 860 doesn't appear in form 923. (An example from 2020 Form 860 is plant number 50244.)
For this reason, we can't assign zeros to the heat rates for plant types and vintages with no heat rate data, as there might be capacity data for a plant of that type and vintage.
Therefore, for all historical vintages with no heat rate data, we use the average heat rate value for existing plants of that type.
Petroleum Fuel Type Assignments
The U.S. model assigns all petroleum-related fuels to the "petroleum" plant types, but if adapting this file for another region, you
may choose to assign some fuels to the "crude oil" and/or "heavy or residual fuel oil" plant types.

## Fuel & Prime Mover Code Lookups
Prime Mover Codes |  | Fuel Type/Energy Source Codes |  | Combined Fuel Type and Prime Mover to EPS Energy Source Lookup Table
Prime movers should only be listed when needed to divide up a single fuel type among multiple EPS energy sources.
Prime Mover Code | Prime Mover Description | Code | Energy Source Description | Fuel Type / Energy Source | Primer Mover | Concat | Model Energy Source
BA | Energy Storage, Battery | AB | Agriculture Crop Byproducts/Straw/Energy Crops | AB |  | AB | biomass
CE | Energy Storage, Compressed Air | ANT | Anthracite Coal | ANT |  | ANT | hard coal
CP | Energy Storage, Concentrated Solar Power | BFG | Blast-Furnace Gas | BFG |  | BFG | other
FW | Energy Storage, Flywheel | BIT | Bituminous Coal | BIT |  | BIT | hard coal
PS | Energy Storage, Reversible Hydraulic Turbine (Pumped Storage) | BLQ | Black Liquor | BLQ |  | BLQ | biomass
ES | Energy Storage, Other (specify in SCHEDULE 7) | CUR | Water, Current | CUR |  | CUR | hydro
ST | Steam Turbine, including nuclear, geothermal and solar steam (does not include combined cycle) | DFO | Disillate Fuel Oil (all Diesel, and No. 1, No. 2, and No. 4 Fuel Oils) | DFO |  | DFO | petroleum
GT | Combustion (Gas) Turbine (does not include the combustion turbine part of a combined cycle; see code CT, below) | GEO | Geothermal | GEO |  | GEO | geothermal
IC | Internal Combustion Engine (diesel, piston, reciprocating) | JF | Jet Fuel | JF |  | JF | petroleum
CA | Combined Cycle Steam Part | KER | Kerosene | KER |  | KER | other
CT | Combined Cycle Combustion Turbine Part | LFG | Landfill Gas | LFG |  | LFG | biomass
CS | Combined Cycle Single Shaft (combustion turbine and steam turbine share a single generator) | LIG | Lignite | LIG |  | LIG | lignite
CC | Combined Cycle Total Unit (use only for plants/generators that are in planning stage, for which specific generator details cannot be provided) | MWH | Megawatt Hour (MWh) | MSB |  | MSB | municipal solid waste
HA | Hydrokinetic, Axial Flow Turbine | MSB | Biogenic Municipal Solid Waste | MSN |  | MSN | municipal solid waste
HB | Hydrokinetic, Wave Buoy | MSN | Non-biogenic Municipal Solid Waste | MSW |  | MSW | municipal solid waste
HK | Hydrokinetic, Other (specify in SCHEDULE 7) | MSW | Municipal Solid Waste | MWH |  | MWH | other
HY | Hydroelectric Turbine (includes turbines associated with delivery of water by pipeline) | NA | Not Available at this Time | NA |  | NA | other
BT | Turbines Used in a Binary Cycle (including those used for geothermal applications) | NG | Natural Gas | NG | CA | NGCA | natural gas combined cycle
PV | Photovoltaic | NUC | Nuclear (Uranium, Plutonium, Thorium) | NG | CC | NGCC | natural gas combined cycle
WT | Wind Turbine, Onshore | OBG | Other Biomass Gases (Digester Gas, Methane, and other Biomass Gases) | NG | CE | NGCE | other
WS | Wind Turbine, Offshore | OBL | Other Biomass Liquids (Fish Oil, Liquid Acetonitrite Waste, Medical Waste, Tall Oil, ethanol, Waste Alcohol, and other Biomass Liquids not specified) | NG | CS | NGCS | natural gas combined cycle
FC | Fuel Cell | OBS | Other Biomass Solids (Animal Manure and Waste, Solid Byproducts, and Other Solid Biomass not specified) | NG | CT | NGCT | natural gas combined cycle
OT | Other (specify in SCHEDULE 7) | OG | Other Gas (Coke-Oven, Coal Processes, Butane, Refinery, Other Process) | NG | FC | NGFC | other
|  | OTH | Other (Batteries, Chemicals. Hydrogen, Pitch, Sulfur, Miscellaneous technologies) | NG | GT | NGGT | natural gas peaker
|  | PC | Petroleum Coke | NG | IC | NGIC | natural gas peaker
|  | PG | Propane | NG | OT | NGOT | other
|  | PUR | Purchased Steam | NG | ST | NGST | natural gas steam turbine
|  | RC | Refined Coal | NUC |  | NUC | nuclear
|  | RFO | Residual Fuel Oil (Include No. 5, and No. 6 Fuel Oil, and Bunker C Fuel Oil) | OBG |  | OBG | biomass
|  | SC | Coal-based Synfuel. Including briquettes, pellets, or extrusions, which are formed by binding materials or processes that recycle materials. | OBL |  | OBL | biomass
|  | SGP | Synthesis Gas from Petroleum Coke | OBS |  | OBS | biomass
|  | SGC | Coal-Derived Synthetic Gas | OG |  | OG | other
|  | SLW | Sludge waste | OTH |  | OTH | other
|  | SUB | Subbituminous Coal | PC |  | PC | petroleum
|  | SUN | Solar (Photovoltaic, Thermal) | PG |  | PG | other
|  | TDF | Tires | PUR |  | PUR | other
|  | TID | Water, Tides | RC |  | RC | hard coal
|  | WAT | Water, Conventional or Pumped Storage | RFO |  | RFO | petroleum
|  | WC | Waste/Other Coal (Culm, Gob, Coke, and Breeze) | SC |  | SC | hard coal
|  | WDL | Woos Waste Liquids (Red Liquor, Sludge Wood, Spent Sulfite Liquor, and other Wood Related Liquids not specified) | SGC |  | SGC | hard coal
|  | WDS | Wood/Wood Waste Solids (Paper Pellets, Railroad Ties, Utility Poles, Wood Chips, and Other Wood Solids) | SGP |  | SGP | other
|  | WH | Waste Heat | SLW |  | SLW | biomass
|  | WND | Wind | SUB |  | SUB | hard coal
|  | WO | Oil-Other, and Waste Oil (Butane (liquid), Crude Oil, Liquid Byproducts, Propane (liquid), Oil Waste, Re-Refined Motor Oil, Sludge Oil, Tar Oil) | SUN | CA | SUNCA | solar thermal
|  | WV | Water, Waves | SUN | CP | SUNCP | solar thermal
|  |  |  | SUN | PV | SUNPV | solar pv
|  |  |  | SUN | ST | SUNST | solar thermal
|  |  |  | TDF |  | TDF | other
|  |  |  | TID |  | TID | hydro
|  |  |  | WAT | HY | WATHY | hydro
|  |  |  | WAT | PS | WATPS | other
|  |  |  | WC |  | WC | hard coal
|  |  |  | WDL |  | WDL | biomass
|  |  |  | WDS |  | WDS | biomass
|  |  |  | WH |  | WH | other
|  |  |  | WND | WT | WNDWT | onshore wind
|  |  |  | WND | WS | WNDWS | offshore wind
|  |  |  | WO |  | WO | petroleum
|  |  |  | WV |  | WV | hydro

## Included Plant Filters
Instructions
Change the filter settings below to include or exclude certain plant types.
Filters may be specified separately for each EPS electricity source category. This capability is important for biomass, where much of the most important and cost-effective generation are non-utility CHP plants.
| Include CHP Plants? | Include Non-Utilty Plants?
hard coal | TRUE | FALSE
natural gas steam turbine | TRUE | FALSE
natural gas combined cycle | TRUE | FALSE
nuclear | TRUE | FALSE
hydro | TRUE | FALSE
onshore wind | TRUE | FALSE
solar PV | TRUE | FALSE
solar thermal | TRUE | FALSE
biomass | TRUE | TRUE
geothermal | TRUE | FALSE
petroleum | TRUE | FALSE
natural gas peaker | TRUE | FALSE
lignite | TRUE | FALSE
offshore wind | TRUE | FALSE
crude oil | TRUE | FALSE
heavy or residual fuel oil | TRUE | FALSE
municipal solid waste | TRUE | FALSE
other | TRUE | FALSE | This row exists to help prevent #N/A errors in the "Include?" columns of Form 923 and Form 860.
hard coal w CCS | TRUE | FALSE
natural gas steam turbine w CCS | TRUE | FALSE
natural gas combined cycle w CCS | TRUE | FALSE
biomass w CCS | TRUE | FALSE
natural gas peaker w CCS | TRUE | FALSE
lignite w CCS | TRUE | FALSE
small modular reactor | TRUE | FALSE
pumped hydro | TRUE | FALSE
Average Values for Existing Plants
It can be helpful to see how the average values for existing plants respond while you configure the filter settings above to ensure you get expected behavior from your filters.
Note that average heat rate values are used on the output tab BHRaSYC for vintages with no heat rate data.
| Heat Rate (BTU/(MW*hour)) | Total Start Year Capacity (MW)
hard coal | 10648649.0143 | 211308.1
natural gas steam turbine | 11299880.8832 | 72404.8
natural gas combined cycle | 7967161.6402 | 268323.4
nuclear | 10446660.3279 | 96500.6
hydro | not applicable | 79635.9
onshore wind | not applicable | 118001.8
solar PV | not applicable | 45838.1
solar thermal | not applicable | 1747.9
biomass | 9553464.5054 | 10828
geothermal | not applicable | 2522.5
petroleum | 11403170.2197 | 24174.4
natural gas peaker | 10855938.0254 | 127103.7
lignite | 12071403.1398 | 2642.2
offshore wind | not applicable | 29.3
crude oil | 0 | 0
heavy or residual fuel oil | 0 | 0
municipal solid waste | 18731050.5731 | 1760.9
hard coal w CCS |  | 0
natural gas steam turbine w CCS |  | 0
natural gas combined cycle w CCS |  | 0
biomass w CCS |  | 0
natural gas peaker w CCS |  | 0
lignite w CCS |  | 0
small modular reactor |  | #REF!
pumped hydro |  | #REF!

## ATB Heat Rates
For plant types configured with CCS and advanced technologies (small modular reactors and fuel cells), we use expected heat rates for new builds based on the NREL ATB.
MMBtu/MWh)
Model Electricity Source | NREL Electricity Source | 2021 | 2022 | 2023 | 2024 | 2025 | 2026 | 2027 | 2028 | 2029 | 2030 | 2031 | 2032 | 2033 | 2034 | 2035 | 2036 | 2037 | 2038 | 2039 | 2040 | 2041 | 2042 | 2043 | 2044 | 2045 | 2046 | 2047 | 2048 | 2049 | 2050
coal with CCS | Coal-99%-CCS - Moderate | 11.116 | 11.116 | 11.057 | 10.997 | 10.938 | 10.879 | 10.82 | 10.761 | 10.702 | 10.643 | 10.584 | 10.525 | 10.466 | 10.407 | 10.348 | 10.348 | 10.348 | 10.348 | 10.348 | 10.348 | 10.348 | 10.348 | 10.348 | 10.348 | 10.348 | 10.348 | 10.348 | 10.348 | 10.348 | 10.348
natural gas combined cycle with CCS | NG Combined Cycle (H-Frame) 97% CCS - Moderate | 7.045 | 7.045 | 7.024 | 7.003 | 6.982 | 6.961 | 6.939 | 6.918 | 6.897 | 6.876 | 6.855 | 6.834 | 6.813 | 6.792 | 6.771 | 6.771 | 6.771 | 6.771 | 6.771 | 6.771 | 6.771 | 6.771 | 6.771 | 6.771 | 6.771 | 6.771 | 6.771 | 6.771 | 6.771 | 6.771
small modular reactor | Nuclear - Small Modular Reactor - Moderate | 10.447 | 10.447 | 10.447 | 10.447 | 10.447 | 10.447 | 10.447 | 10.447 | 10.447 | 10.447 | 10.447 | 10.447 | 10.447 | 10.447 | 10.447 | 10.447 | 10.447 | 10.447 | 10.447 | 10.447 | 10.447 | 10.447 | 10.447 | 10.447 | 10.447 | 10.447 | 10.447 | 10.447 | 10.447 | 10.447
fuel cell | NG Fuel Cell - Moderate | 2035: 5.543; 2036: 5.536; 2037: 5.53; 2038: 5.524; 2039: 5.517; 2040: 5.511; 2041: 5.505; 2042: 5.498; 2043: 5.492; 2044: 5.486; 2045: 5.479; 2046: 5.473; 2047: 5.467; 2048: 5.461; 2049: 5.454; 2050: 5.448

## BECCS
According to the ReEDS file dollaryear.csv, the currency year for this file is in 2010 USD
https://github.com/NREL/ReEDS_OpenAccess/blob/main/inputs/plant_characteristics/dollaryear.csv
i | t | capcost | fom | vom | heatrate |  | 2020 | 2021 | 2022 | 2023 | 2024 | 2025 | 2026 | 2027 | 2028 | 2029 | 2030 | 2031 | 2032 | 2033 | 2034 | 2035 | 2036 | 2037 | 2038 | 2039 | 2040 | 2041 | 2042 | 2043 | 2044 | 2045 | 2046 | 2047 | 2048 | 2049 | 2050
beccs_mod | 2010 | 5580 | 162 | 16.6 | 15.295 | Heat Rate | 15295000 | 15244000 | 15193000 | 15142000 | 15091000 | 15040000 | 14989000 | 14938000 | 14887000 | 14836000 | 14785000 | 14738800 | 14692600 | 14646400 | 14600200 | 14554000 | 14507800 | 14461600 | 14415400 | 14369200 | 14323000 | 14276800 | 14230600 | 14184400 | 14138200 | 14092000 | 14045800 | 13999600 | 13953400 | 13907200 | 13861000
beccs_mod | 2011 | 5580 | 162 | 16.6 | 15.295
beccs_mod | 2012 | 5580 | 162 | 16.6 | 15.295
beccs_mod | 2013 | 5580 | 162 | 16.6 | 15.295
beccs_mod | 2014 | 5580 | 162 | 16.6 | 15.295
beccs_mod | 2015 | 5580 | 162 | 16.6 | 15.295
beccs_mod | 2016 | 5580 | 162 | 16.6 | 15.295
beccs_mod | 2017 | 5580 | 162 | 16.6 | 15.295
beccs_mod | 2018 | 5580 | 162 | 16.6 | 15.295
beccs_mod | 2019 | 5580 | 162 | 16.6 | 15.295
beccs_mod | 2020 | 5580 | 162 | 16.6 | 15.295
beccs_mod | 2021 | 5563 | 162 | 16.6 | 15.244
beccs_mod | 2022 | 5546 | 162 | 16.6 | 15.193
beccs_mod | 2023 | 5529 | 162 | 16.6 | 15.142
beccs_mod | 2024 | 5512 | 162 | 16.6 | 15.091
beccs_mod | 2025 | 5495 | 162 | 16.6 | 15.04
beccs_mod | 2026 | 5478 | 162 | 16.6 | 14.989
beccs_mod | 2027 | 5461 | 162 | 16.6 | 14.938
beccs_mod | 2028 | 5444 | 162 | 16.6 | 14.887
beccs_mod | 2029 | 5427 | 162 | 16.6 | 14.836
beccs_mod | 2030 | 5410 | 162 | 16.6 | 14.785
beccs_mod | 2031 | 5394.5 | 162 | 16.6 | 14.7388
beccs_mod | 2032 | 5379 | 162 | 16.6 | 14.6926
beccs_mod | 2033 | 5363.5 | 162 | 16.6 | 14.6464
beccs_mod | 2034 | 5348 | 162 | 16.6 | 14.6002
beccs_mod | 2035 | 5332.5 | 162 | 16.6 | 14.554
beccs_mod | 2036 | 5317 | 162 | 16.6 | 14.5078
beccs_mod | 2037 | 5301.5 | 162 | 16.6 | 14.4616
beccs_mod | 2038 | 5286 | 162 | 16.6 | 14.4154
beccs_mod | 2039 | 5270.5 | 162 | 16.6 | 14.3692
beccs_mod | 2040 | 5255 | 162 | 16.6 | 14.323
beccs_mod | 2041 | 5239.5 | 162 | 16.6 | 14.2768
beccs_mod | 2042 | 5224 | 162 | 16.6 | 14.2306
beccs_mod | 2043 | 5208.5 | 162 | 16.6 | 14.1844
beccs_mod | 2044 | 5193 | 162 | 16.6 | 14.1382
beccs_mod | 2045 | 5177.5 | 162 | 16.6 | 14.092
beccs_mod | 2046 | 5162 | 162 | 16.6 | 14.0458
beccs_mod | 2047 | 5146.5 | 162 | 16.6 | 13.9996
beccs_mod | 2048 | 5131 | 162 | 16.6 | 13.9534
beccs_mod | 2049 | 5115.5 | 162 | 16.6 | 13.9072
beccs_mod | 2050 | 5100 | 162 | 16.6 | 13.861
beccs_max | 2010 | 5803.2 | 162 | 17.8 | 16.2127
beccs_max | 2011 | 5803.2 | 162 | 17.8 | 16.2127
beccs_max | 2012 | 5803.2 | 162 | 17.8 | 16.2127
beccs_max | 2013 | 5803.2 | 162 | 17.8 | 16.2127
beccs_max | 2014 | 5803.2 | 162 | 17.8 | 16.2127
beccs_max | 2015 | 5803.2 | 162 | 17.8 | 16.2127
beccs_max | 2016 | 5803.2 | 162 | 17.8 | 16.2127
beccs_max | 2017 | 5803.2 | 162 | 17.8 | 16.2127
beccs_max | 2018 | 5803.2 | 162 | 17.8 | 16.2127
beccs_max | 2019 | 5803.2 | 162 | 17.8 | 16.2127
beccs_max | 2020 | 5803.2 | 162 | 17.8 | 16.2127
beccs_max | 2021 | 5785.5 | 162 | 17.8 | 16.1586
beccs_max | 2022 | 5767.8 | 162 | 17.8 | 16.1046
beccs_max | 2023 | 5750.2 | 162 | 17.8 | 16.0505
beccs_max | 2024 | 5732.5 | 162 | 17.8 | 15.9965
beccs_max | 2025 | 5714.8 | 162 | 17.8 | 15.9424
beccs_max | 2026 | 5697.1 | 162 | 17.8 | 15.8883
beccs_max | 2027 | 5679.4 | 162 | 17.8 | 15.8343
beccs_max | 2028 | 5661.8 | 162 | 17.8 | 15.7802
beccs_max | 2029 | 5644.1 | 162 | 17.8 | 15.7262
beccs_max | 2030 | 5626.4 | 162 | 17.8 | 15.6721
beccs_max | 2031 | 5610.3 | 162 | 17.8 | 15.6231
beccs_max | 2032 | 5594.2 | 162 | 17.8 | 15.5742
beccs_max | 2033 | 5578 | 162 | 17.8 | 15.5252
beccs_max | 2034 | 5561.9 | 162 | 17.8 | 15.4762
beccs_max | 2035 | 5545.8 | 162 | 17.8 | 15.4272
beccs_max | 2036 | 5529.7 | 162 | 17.8 | 15.3783
beccs_max | 2037 | 5513.6 | 162 | 17.8 | 15.3293
beccs_max | 2038 | 5497.4 | 162 | 17.8 | 15.2803
beccs_max | 2039 | 5481.3 | 162 | 17.8 | 15.2314
beccs_max | 2040 | 5465.2 | 162 | 17.8 | 15.1824
beccs_max | 2041 | 5449.1 | 162 | 17.8 | 15.1334
beccs_max | 2042 | 5433 | 162 | 17.8 | 15.0844
beccs_max | 2043 | 5416.8 | 162 | 17.8 | 15.0355
beccs_max | 2044 | 5400.7 | 162 | 17.8 | 14.9865
beccs_max | 2045 | 5384.6 | 162 | 17.8 | 14.9375
beccs_max | 2046 | 5368.5 | 162 | 17.8 | 14.8885
beccs_max | 2047 | 5352.4 | 162 | 17.8 | 14.8396
beccs_max | 2048 | 5336.2 | 162 | 17.8 | 14.7906
beccs_max | 2049 | 5320.1 | 162 | 17.8 | 14.7416
beccs_max | 2050 | 5304 | 162 | 17.8 | 14.6927

## BHRaSYC-HeatRates
Heat Rates (BTU/(MW*hour)) | Vintage1891 | Vintage1892 | Vintage1893 | Vintage1894 | Vintage1895 | Vintage1896 | Vintage1897 | Vintage1898 | Vintage1899 | Vintage1900 | Vintage1901 | Vintage1902 | Vintage1903 | Vintage1904 | Vintage1905 | Vintage1906 | Vintage1907 | Vintage1908 | Vintage1909 | Vintage1910 | Vintage1911 | Vintage1912 | Vintage1913 | Vintage1914 | Vintage1915 | Vintage1916 | Vintage1917 | Vintage1918 | Vintage1919 | Vintage1920 | Vintage1921 | Vintage1922 | Vintage1923 | Vintage1924 | Vintage1925 | Vintage1926 | Vintage1927 | Vintage1928 | Vintage1929 | Vintage1930 | Vintage1931 | Vintage1932 | Vintage1933 | Vintage1934 | Vintage1935 | Vintage1936 | Vintage1937 | Vintage1938 | Vintage1939 | Vintage1940 | Vintage1941 | Vintage1942 | Vintage1943 | Vintage1944 | Vintage1945 | Vintage1946 | Vintage1947 | Vintage1948 | Vintage1949 | Vintage1950 | Vintage1951 | Vintage1952 | Vintage1953 | Vintage1954 | Vintage1955 | Vintage1956 | Vintage1957 | Vintage1958 | Vintage1959 | Vintage1960 | Vintage1961 | Vintage1962 | Vintage1963 | Vintage1964 | Vintage1965 | Vintage1966 | Vintage1967 | Vintage1968 | Vintage1969 | Vintage1970 | Vintage1971 | Vintage1972 | Vintage1973 | Vintage1974 | Vintage1975 | Vintage1976 | Vintage1977 | Vintage1978 | Vintage1979 | Vintage1980 | Vintage1981 | Vintage1982 | Vintage1983 | Vintage1984 | Vintage1985 | Vintage1986 | Vintage1987 | Vintage1988 | Vintage1989 | Vintage1990 | Vintage1991 | Vintage1992 | Vintage1993 | Vintage1994 | Vintage1995 | Vintage1996 | Vintage1997 | Vintage1998 | Vintage1999 | Vintage2000 | Vintage2001 | Vintage2002 | Vintage2003 | Vintage2004 | Vintage2005 | Vintage2006 | Vintage2007 | Vintage2008 | Vintage2009 | Vintage2010 | Vintage2011 | Vintage2012 | Vintage2013 | Vintage2014 | Vintage2015 | Vintage2016 | Vintage2017 | Vintage2018 | Vintage2019 | Vintage2020 | Vintage2021 | Vintage2022 | Vintage2023 | Vintage2024 | Vintage2025 | Vintage2026 | Vintage2027 | Vintage2028 | Vintage2029 | Vintage2030 | Vintage2031 | Vintage2032 | Vintage2033 | Vintage2034 | Vintage2035 | Vintage2036 | Vintage2037 | Vintage2038 | Vintage2039 | Vintage2040 | Vintage2041 | Vintage2042 | Vintage2043 | Vintage2044 | Vintage2045 | Vintage2046 | Vintage2047 | Vintage2048 | Vintage2049 | Vintage2050 | Vintage2051 | Vintage2052 | Vintage2053 | Vintage2054 | Vintage2055 | Vintage2056 | Vintage2057 | Vintage2058 | Vintage2059 | Vintage2060 | Vintage2061 | Vintage2062 | Vintage2063 | Vintage2064 | Vintage2065 | Vintage2066 | Vintage2067 | Vintage2068 | Vintage2069 | Vintage2070 | Vintage2071 | Vintage2072 | Vintage2073 | Vintage2074 | Vintage2075 | Vintage2076 | Vintage2077 | Vintage2078 | Vintage2079 | Vintage2080 | Vintage2081 | Vintage2082 | Vintage2083 | Vintage2084 | Vintage2085 | Vintage2086 | Vintage2087 | Vintage2088 | Vintage2089 | Vintage2090 | Vintage2091 | Vintage2092 | Vintage2093 | Vintage2094 | Vintage2095 | Vintage2096 | Vintage2097 | Vintage2098 | Vintage2099 | Vintage2100
hard coal | 10648649.0143 | 10648649.0143 | 10648649.0143 | 10648649.0143 | 10648649.0143 | 10648649.0143 | 10648649.0143 | 10648649.0143 | 10648649.0143 | 10648649.0143 | 10648649.0143 | 10648649.0143 | 10648649.0143 | 10648649.0143 | 10648649.0143 | 10648649.0143 | 10648649.0143 | 10648649.0143 | 10648649.0143 | 10648649.0143 | 10648649.0143 | 10648649.0143 | 10648649.0143 | 10648649.0143 | 10648649.0143 | 10648649.0143 | 10648649.0143 | 10648649.0143 | 10648649.0143 | 10648649.0143 | 10648649.0143 | 10648649.0143 | 10648649.0143 | 10648649.0143 | 10648649.0143 | 10648649.0143 | 10648649.0143 | 10648649.0143 | 10648649.0143 | 10648649.0143 | 10648649.0143 | 10648649.0143 | 10648649.0143 | 10648649.0143 | 10648649.0143 | 10648649.0143 | 10648649.0143 | 10648649.0143 | 10648649.0143 | 10648649.0143 | 10648649.0143 | 10648649.0143 | 10648649.0143 | 10648649.0143 | 10648649.0143 | 10648649.0143 | 10648649.0143 | 10648649.0143 | 10648649.0143 | 10648649.0143 | 10648649.0143 | 10648649.0143 | 10648649.0143 | 10648649.0143 | 11500325.7511 | 11096087.0863 | 19204767.1622 | 10867534.7735 | 11473596.3707 | 10648649.0143 | 11837385.6923 | 11895263.5415 | 12169686.189 | 11879766.2068 | 12424183.295 | 13988159.557 | 10458902.2649 | 11051194.5735 | 11178112.6454 | 10363544.7893 | 10606077.7658 | 10773989.8357 | 10513152.2043 | 10482290.8768 | 10261296.9739 | 11172759.9855 | 10491995.0511 | 10925877.1945 | 11180198.2711 | 10622144.9064 | 11063477.6739 | 10742526.8764 | 11241118.4469 | 10559637.4478 | 11189081.3565 | 11191599.9509 | 10175924.4923 | 11004384.7039 | 11170064.1101 | 13062976.4426 | 10037099.1699 | 12200875.3678 | 12582118.2426 | 11258140.67 | 12188827.1273 | 10628661.8404 | 13124513.8774 | 10648649.0143 | 9107416.603 | 5792659.5459 | 11231558.9751 | 10648649.0143 | 12225739.0237 | 11422787.8331 | 10648649.0143 | 13999592.6062 | 10117627.7234 | 10240277.4449 | 10402952.317 | 10444584.1157 | 9909345.9755 | 9545668.7184 | 11821667.9497 | 10648649.0143 | 10648649.0143 | 10648649.0143 | 10648649.0143 | 10648649.0143 | 10648649.0143 | 10375000 | 10375000 | 10375000 | 10375000 | 10375000 | 10375000 | 10375000 | 10375000 | 10375000 | 10375000 | 10375000 | 10375000 | 10375000 | 10375000 | 10375000 | 10375000 | 10375000 | 10375000 | 10375000 | 10375000 | 10375000 | 10375000 | 10375000 | 10375000 | 10375000 | 10375000 | 10375000 | 10375000 | 10375000 | 10375000 | 10375000 | 10375000 | 10375000 | 10375000 | 10375000 | 10375000 | 10375000 | 10375000 | 10375000 | 10375000 | 10375000 | 10375000 | 10375000 | 10375000 | 10375000 | 10375000 | 10375000 | 10375000 | 10375000 | 10375000 | 10375000 | 10375000 | 10375000 | 10375000 | 10375000 | 10375000 | 10375000 | 10375000 | 10375000 | 10375000 | 10375000 | 10375000 | 10375000 | 10375000 | 10375000 | 10375000 | 10375000 | 10375000 | 10375000 | 10375000 | 10375000 | 10375000 | 10375000 | 10375000 | 10375000 | 10375000 | 10375000 | 10375000 | 10375000 | 10375000 | 10375000
natural gas steam turbine | 11299880.8832 | 11299880.8832 | 11299880.8832 | 11299880.8832 | 11299880.8832 | 11299880.8832 | 11299880.8832 | 11299880.8832 | 11299880.8832 | 11299880.8832 | 11299880.8832 | 11299880.8832 | 11299880.8832 | 11299880.8832 | 11299880.8832 | 11299880.8832 | 11299880.8832 | 11299880.8832 | 11299880.8832 | 11299880.8832 | 11299880.8832 | 11299880.8832 | 11299880.8832 | 11299880.8832 | 11299880.8832 | 11299880.8832 | 11299880.8832 | 11299880.8832 | 11299880.8832 | 11299880.8832 | 11299880.8832 | 11299880.8832 | 11299880.8832 | 11299880.8832 | 11299880.8832 | 11299880.8832 | 11299880.8832 | 11299880.8832 | 11299880.8832 | 11299880.8832 | 11299880.8832 | 11299880.8832 | 11299880.8832 | 11299880.8832 | 11299880.8832 | 11299880.8832 | 11299880.8832 | 11299880.8832 | 11299880.8832 | 11299880.8832 | 11299880.8832 | 11299880.8832 | 11299880.8832 | 11299880.8832 | 11299880.8832 | 11299880.8832 | 11299880.8832 | 11299880.8832 | 12426132.646 | 11299880.8832 | 11299880.8832 | 11299880.8832 | 16912008.0183 | 12061184.3418 | 9252078.5245 | 40149418.4665 | 15336368.1559 | 11421578.9141 | 13182261.2396 | 11026196.2908 | 11432468.1236 | 11662990.016 | 10725759.4725 | 11990835.5249 | 11823049.9966 | 10927279.6506 | 11237662.8625 | 11553933.8172 | 11182650.6146 | 11229005.9854 | 11393247.8541 | 11640459.5303 | 10820649.9176 | 11219103.9872 | 11182131.6371 | 11435817.1934 | 11313298.9643 | 11820540.3584 | 11660661.1762 | 4431161.0198 | 14402857.8262 | 11751160.1837 | 11299880.8832 | 11299880.8832 | 11299880.8832 | 18226136.0283 | 11299880.8832 | 11299880.8832 | 11299880.8832 | 11299880.8832 | 4610772.4102 | 12475381.6337 | 11299880.8832 | 11299880.8832 | 11299880.8832 | 10227763.5518 | 5057521.5039 | 11299880.8832 | 11299880.8832 | 11299880.8832 | 11299880.8832 | 11299880.8832 | 11299880.8832 | 11299880.8832 | 11299880.8832 | 11299880.8832 | 11299880.8832 | 11299880.8832 | 4138339.757 | 11299880.8832 | 11299880.8832 | 11299880.8832 | 11299880.8832 | 7853944.2637 | 11299880.8832 | 11299880.8832 | 11299880.8832 | 11299880.8832 | 11299880.8832 | 11299880.8832 | 11299880.8832 | 11299880.8832 | 11299880.8832 | 11299880.8832 | 11299880.8832 | 11299880.8832 | 11299880.8832 | 11299880.8832 | 11299880.8832 | 11299880.8832 | 11299880.8832 | 11299880.8832 | 11299880.8832 | 11299880.8832 | 11299880.8832 | 11299880.8832 | 11299880.8832 | 11299880.8832 | 11299880.8832 | 11299880.8832 | 11299880.8832 | 11299880.8832 | 11299880.8832 | 11299880.8832 | 11299880.8832 | 11299880.8832 | 11299880.8832 | 11299880.8832 | 11299880.8832 | 11299880.8832 | 11299880.8832 | 11299880.8832 | 11299880.8832 | 11299880.8832 | 11299880.8832 | 11299880.8832 | 11299880.8832 | 11299880.8832 | 11299880.8832 | 11299880.8832 | 11299880.8832 | 11299880.8832 | 11299880.8832 | 11299880.8832 | 11299880.8832 | 11299880.8832 | 11299880.8832 | 11299880.8832 | 11299880.8832 | 11299880.8832 | 11299880.8832 | 11299880.8832 | 11299880.8832 | 11299880.8832 | 11299880.8832 | 11299880.8832 | 11299880.8832 | 11299880.8832 | 11299880.8832 | 11299880.8832 | 11299880.8832 | 11299880.8832 | 11299880.8832 | 11299880.8832 | 11299880.8832 | 11299880.8832 | 11299880.8832 | 11299880.8832 | 11299880.8832 | 11299880.8832 | 11299880.8832 | 11299880.8832 | 11299880.8832 | 11299880.8832 | 11299880.8832 | 11299880.8832 | 11299880.8832 | 11299880.8832 | 11299880.8832 | 11299880.8832
natural gas combined cycle | 7967161.6402 | 7967161.6402 | 7967161.6402 | 7967161.6402 | 7967161.6402 | 7967161.6402 | 7967161.6402 | 7967161.6402 | 7967161.6402 | 7967161.6402 | 7967161.6402 | 7967161.6402 | 7967161.6402 | 7967161.6402 | 7967161.6402 | 7967161.6402 | 7967161.6402 | 7967161.6402 | 7967161.6402 | 7967161.6402 | 7967161.6402 | 7967161.6402 | 7967161.6402 | 7967161.6402 | 7967161.6402 | 7967161.6402 | 7967161.6402 | 7967161.6402 | 7967161.6402 | 7967161.6402 | 7967161.6402 | 7967161.6402 | 7967161.6402 | 7967161.6402 | 7967161.6402 | 7967161.6402 | 7967161.6402 | 7967161.6402 | 7967161.6402 | 7967161.6402 | 7967161.6402 | 7967161.6402 | 7967161.6402 | 7967161.6402 | 7967161.6402 | 7967161.6402 | 7967161.6402 | 7967161.6402 | 7967161.6402 | 7967161.6402 | 7967161.6402 | 7967161.6402 | 7967161.6402 | 7967161.6402 | 7967161.6402 | 7967161.6402 | 7967161.6402 | 7967161.6402 | 7967161.6402 | 7967161.6402 | 7967161.6402 | 7967161.6402 | 7967161.6402 | 1051773.5926 | 7967161.6402 | 7967161.6402 | 7967161.6402 | 629096.649 | 2296298.5278 | 7967161.6402 | 7967161.6402 | 7967161.6402 | 1117911.8689 | 7967161.6402 | 7967161.6402 | 7404442.6202 | 7967161.6402 | 7967161.6402 | 7967161.6402 | 2281231.0728 | 15284552.8455 | 27085230.3701 | 15258991.9613 | 13133911.0273 | 9016274.7395 | 9823495.2215 | 3465072.7428 | 17896023.2152 | 7967161.6402 | 25805639.6974 | 13679199.009 | 13919855.1047 | 7967161.6402 | 7967161.6402 | 4860540.06 | 4376398.869 | 7459458.7784 | 2859236.4294 | 8995630.9418 | 9798549.31 | 8755441.3003 | 7509280.4131 | 10603547.3206 | 7494081.8947 | 7867961.3592 | 9628162.2414 | 7231072.7725 | 4555171.709 | 7956903.0625 | 7769223.4747 | 9048417.8629 | 7985141.8672 | 7923214.4646 | 7874065.104 | 8454558.6304 | 8035480.3722 | 10121689.0705 | 7253479.8626 | 8647317.2078 | 7162525.0398 | 9092253.0803 | 7647131.4589 | 9019464.958 | 7747959.4714 | 8441086.9309 | 7387093.4701 | 6947388.2758 | 6924858.8449 | 8007312.2344 | 6525000 | 6525000 | 6525000 | 6525000 | 6525000 | 6525000 | 6525000 | 6525000 | 6525000 | 6525000 | 6525000 | 6525000 | 6525000 | 6525000 | 6525000 | 6525000 | 6525000 | 6525000 | 6525000 | 6525000 | 6525000 | 6525000 | 6525000 | 6525000 | 6525000 | 6525000 | 6525000 | 6525000 | 6525000 | 6525000 | 6525000 | 6525000 | 6525000 | 6525000 | 6525000 | 6525000 | 6525000 | 6525000 | 6525000 | 6525000 | 6525000 | 6525000 | 6525000 | 6525000 | 6525000 | 6525000 | 6525000 | 6525000 | 6525000 | 6525000 | 6525000 | 6525000 | 6525000 | 6525000 | 6525000 | 6525000 | 6525000 | 6525000 | 6525000 | 6525000 | 6525000 | 6525000 | 6525000 | 6525000 | 6525000 | 6525000 | 6525000 | 6525000 | 6525000 | 6525000 | 6525000 | 6525000 | 6525000 | 6525000 | 6525000 | 6525000 | 6525000 | 6525000 | 6525000 | 6525000 | 6525000
nuclear | 10446660.3279 | 10446660.3279 | 10446660.3279 | 10446660.3279 | 10446660.3279 | 10446660.3279 | 10446660.3279 | 10446660.3279 | 10446660.3279 | 10446660.3279 | 10446660.3279 | 10446660.3279 | 10446660.3279 | 10446660.3279 | 10446660.3279 | 10446660.3279 | 10446660.3279 | 10446660.3279 | 10446660.3279 | 10446660.3279 | 10446660.3279 | 10446660.3279 | 10446660.3279 | 10446660.3279 | 10446660.3279 | 10446660.3279 | 10446660.3279 | 10446660.3279 | 10446660.3279 | 10446660.3279 | 10446660.3279 | 10446660.3279 | 10446660.3279 | 10446660.3279 | 10446660.3279 | 10446660.3279 | 10446660.3279 | 10446660.3279 | 10446660.3279 | 10446660.3279 | 10446660.3279 | 10446660.3279 | 10446660.3279 | 10446660.3279 | 10446660.3279 | 10446660.3279 | 10446660.3279 | 10446660.3279 | 10446660.3279 | 10446660.3279 | 10446660.3279 | 10446660.3279 | 10446660.3279 | 10446660.3279 | 10446660.3279 | 10446660.3279 | 10446660.3279 | 10446660.3279 | 10446660.3279 | 10446660.3279 | 10446660.3279 | 10446660.3279 | 10446660.3279 | 10446660.3279 | 10446660.3279 | 10446660.3279 | 10446660.3279 | 10446660.3279 | 10446660.3279 | 10446660.3279 | 10446660.3279 | 10446660.3279 | 10446660.3279 | 10446660.3279 | 10446660.3279 | 10446660.3279 | 10446660.3279 | 10446660.3279 | 10446660.3279 | 10445978.5252 | 10445978.2957 | 10445978.3396 | 10445978.2887 | 10445978.3611 | 10446660.3279 | 10445978.2346 | 10445978.2608 | 10445978.175 | 10448662.2486 | 10445978.2071 | 10446953.9145 | 10445978.2559 | 10445978.2731 | 10446178.0143 | 10448605.5765 | 10445978.239 | 10445978.2536 | 10451731.288 | 10445978.1596 | 10445978.2554 | 10446660.3279 | 10446660.3279 | 10445978.1925 | 10446660.3279 | 10446660.3279 | 10446660.3279 | 10446660.3279 | 10446660.3279 | 10446660.3279 | 10446660.3279 | 10446660.3279 | 10446660.3279 | 10446660.3279 | 10446660.3279 | 10446660.3279 | 10446660.3279 | 10446660.3279 | 10446660.3279 | 10446660.3279 | 10446660.3279 | 10446660.3279 | 10446660.3279 | 10446660.3279 | 10446660.3279 | 10446660.3279 | 10445978.2435 | 10446660.3279 | 10446660.3279 | 10446660.3279 | 10446660.3279 | 10446660.3279 | 10446660.3279 | 10446660.3279 | 10446660.3279 | 10446660.3279 | 10446660.3279 | 10446660.3279 | 10446660.3279 | 10446660.3279 | 10446660.3279 | 10446660.3279 | 10446660.3279 | 10446660.3279 | 10446660.3279 | 10446660.3279 | 10446660.3279 | 10446660.3279 | 10446660.3279 | 10446660.3279 | 10446660.3279 | 10446660.3279 | 10446660.3279 | 10446660.3279 | 10446660.3279 | 10446660.3279 | 10446660.3279 | 10446660.3279 | 10446660.3279 | 10446660.3279 | 10446660.3279 | 10446660.3279 | 10446660.3279 | 10446660.3279 | 10446660.3279 | 10446660.3279 | 10446660.3279 | 10446660.3279 | 10446660.3279 | 10446660.3279 | 10446660.3279 | 10446660.3279 | 10446660.3279 | 10446660.3279 | 10446660.3279 | 10446660.3279 | 10446660.3279 | 10446660.3279 | 10446660.3279 | 10446660.3279 | 10446660.3279 | 10446660.3279 | 10446660.3279 | 10446660.3279 | 10446660.3279 | 10446660.3279 | 10446660.3279 | 10446660.3279 | 10446660.3279 | 10446660.3279 | 10446660.3279 | 10446660.3279 | 10446660.3279 | 10446660.3279 | 10446660.3279 | 10446660.3279 | 10446660.3279 | 10446660.3279 | 10446660.3279 | 10446660.3279 | 10446660.3279 | 10446660.3279 | 10446660.3279 | 10446660.3279 | 10446660.3279 | 10446660.3279 | 10446660.3279 | 10446660.3279 | 10446660.3279 | 10446660.3279 | 10446660.3279
hydro | 0 | 0 | 0 | 0 | 0 | 0 | 0 | 0 | 0 | 0 | 0 | 0 | 0 | 0 | 0 | 0 | 0 | 0 | 0 | 0 | 0 | 0 | 0 | 0 | 0 | 0 | 0 | 0 | 0 | 0 | 0 | 0 | 0 | 0 | 0 | 0 | 0 | 0 | 0 | 0 | 0 | 0 | 0 | 0 | 0 | 0 | 0 | 0 | 0 | 0 | 0 | 0 | 0 | 0 | 0 | 0 | 0 | 0 | 0 | 0 | 0 | 0 | 0 | 0 | 0 | 0 | 0 | 0 | 0 | 0 | 0 | 0 | 0 | 0 | 0 | 0 | 0 | 0 | 0 | 0 | 0 | 0 | 0 | 0 | 0 | 0 | 0 | 0 | 0 | 0 | 0 | 0 | 0 | 0 | 0 | 0 | 0 | 0 | 0 | 0 | 0 | 0 | 0 | 0 | 0 | 0 | 0 | 0 | 0 | 0 | 0 | 0 | 0 | 0 | 0 | 0 | 0 | 0 | 0 | 0 | 0 | 0 | 0 | 0 | 0 | 0 | 0 | 0 | 0 | 0 | 0 | 0 | 0 | 0 | 0 | 0 | 0 | 0 | 0 | 0 | 0 | 0 | 0 | 0 | 0 | 0 | 0 | 0 | 0 | 0 | 0 | 0 | 0 | 0 | 0 | 0 | 0 | 0 | 0 | 0 | 0 | 0 | 0 | 0 | 0 | 0 | 0 | 0 | 0 | 0 | 0 | 0 | 0 | 0 | 0 | 0 | 0 | 0 | 0 | 0 | 0 | 0 | 0 | 0 | 0 | 0 | 0 | 0 | 0 | 0 | 0 | 0 | 0 | 0 | 0 | 0 | 0 | 0 | 0 | 0 | 0 | 0 | 0 | 0 | 0 | 0 | 0 | 0 | 0 | 0
onshore wind | 0 | 0 | 0 | 0 | 0 | 0 | 0 | 0 | 0 | 0 | 0 | 0 | 0 | 0 | 0 | 0 | 0 | 0 | 0 | 0 | 0 | 0 | 0 | 0 | 0 | 0 | 0 | 0 | 0 | 0 | 0 | 0 | 0 | 0 | 0 | 0 | 0 | 0 | 0 | 0 | 0 | 0 | 0 | 0 | 0 | 0 | 0 | 0 | 0 | 0 | 0 | 0 | 0 | 0 | 0 | 0 | 0 | 0 | 0 | 0 | 0 | 0 | 0 | 0 | 0 | 0 | 0 | 0 | 0 | 0 | 0 | 0 | 0 | 0 | 0 | 0 | 0 | 0 | 0 | 0 | 0 | 0 | 0 | 0 | 0 | 0 | 0 | 0 | 0 | 0 | 0 | 0 | 0 | 0 | 0 | 0 | 0 | 0 | 0 | 0 | 0 | 0 | 0 | 0 | 0 | 0 | 0 | 0 | 0 | 0 | 0 | 0 | 0 | 0 | 0 | 0 | 0 | 0 | 0 | 0 | 0 | 0 | 0 | 0 | 0 | 0 | 0 | 0 | 0 | 0 | 0 | 0 | 0 | 0 | 0 | 0 | 0 | 0 | 0 | 0 | 0 | 0 | 0 | 0 | 0 | 0 | 0 | 0 | 0 | 0 | 0 | 0 | 0 | 0 | 0 | 0 | 0 | 0 | 0 | 0 | 0 | 0 | 0 | 0 | 0 | 0 | 0 | 0 | 0 | 0 | 0 | 0 | 0 | 0 | 0 | 0 | 0 | 0 | 0 | 0 | 0 | 0 | 0 | 0 | 0 | 0 | 0 | 0 | 0 | 0 | 0 | 0 | 0 | 0 | 0 | 0 | 0 | 0 | 0 | 0 | 0 | 0 | 0 | 0 | 0 | 0 | 0 | 0 | 0 | 0
solar PV | 0 | 0 | 0 | 0 | 0 | 0 | 0 | 0 | 0 | 0 | 0 | 0 | 0 | 0 | 0 | 0 | 0 | 0 | 0 | 0 | 0 | 0 | 0 | 0 | 0 | 0 | 0 | 0 | 0 | 0 | 0 | 0 | 0 | 0 | 0 | 0 | 0 | 0 | 0 | 0 | 0 | 0 | 0 | 0 | 0 | 0 | 0 | 0 | 0 | 0 | 0 | 0 | 0 | 0 | 0 | 0 | 0 | 0 | 0 | 0 | 0 | 0 | 0 | 0 | 0 | 0 | 0 | 0 | 0 | 0 | 0 | 0 | 0 | 0 | 0 | 0 | 0 | 0 | 0 | 0 | 0 | 0 | 0 | 0 | 0 | 0 | 0 | 0 | 0 | 0 | 0 | 0 | 0 | 0 | 0 | 0 | 0 | 0 | 0 | 0 | 0 | 0 | 0 | 0 | 0 | 0 | 0 | 0 | 0 | 0 | 0 | 0 | 0 | 0 | 0 | 0 | 0 | 0 | 0 | 0 | 0 | 0 | 0 | 0 | 0 | 0 | 0 | 0 | 0 | 0 | 0 | 0 | 0 | 0 | 0 | 0 | 0 | 0 | 0 | 0 | 0 | 0 | 0 | 0 | 0 | 0 | 0 | 0 | 0 | 0 | 0 | 0 | 0 | 0 | 0 | 0 | 0 | 0 | 0 | 0 | 0 | 0 | 0 | 0 | 0 | 0 | 0 | 0 | 0 | 0 | 0 | 0 | 0 | 0 | 0 | 0 | 0 | 0 | 0 | 0 | 0 | 0 | 0 | 0 | 0 | 0 | 0 | 0 | 0 | 0 | 0 | 0 | 0 | 0 | 0 | 0 | 0 | 0 | 0 | 0 | 0 | 0 | 0 | 0 | 0 | 0 | 0 | 0 | 0 | 0
solar thermal | 0 | 0 | 0 | 0 | 0 | 0 | 0 | 0 | 0 | 0 | 0 | 0 | 0 | 0 | 0 | 0 | 0 | 0 | 0 | 0 | 0 | 0 | 0 | 0 | 0 | 0 | 0 | 0 | 0 | 0 | 0 | 0 | 0 | 0 | 0 | 0 | 0 | 0 | 0 | 0 | 0 | 0 | 0 | 0 | 0 | 0 | 0 | 0 | 0 | 0 | 0 | 0 | 0 | 0 | 0 | 0 | 0 | 0 | 0 | 0 | 0 | 0 | 0 | 0 | 0 | 0 | 0 | 0 | 0 | 0 | 0 | 0 | 0 | 0 | 0 | 0 | 0 | 0 | 0 | 0 | 0 | 0 | 0 | 0 | 0 | 0 | 0 | 0 | 0 | 0 | 0 | 0 | 0 | 0 | 0 | 0 | 0 | 0 | 0 | 0 | 0 | 0 | 0 | 0 | 0 | 0 | 0 | 0 | 0 | 0 | 0 | 0 | 0 | 0 | 0 | 0 | 0 | 0 | 0 | 0 | 0 | 0 | 0 | 0 | 0 | 0 | 0 | 0 | 0 | 0 | 0 | 0 | 0 | 0 | 0 | 0 | 0 | 0 | 0 | 0 | 0 | 0 | 0 | 0 | 0 | 0 | 0 | 0 | 0 | 0 | 0 | 0 | 0 | 0 | 0 | 0 | 0 | 0 | 0 | 0 | 0 | 0 | 0 | 0 | 0 | 0 | 0 | 0 | 0 | 0 | 0 | 0 | 0 | 0 | 0 | 0 | 0 | 0 | 0 | 0 | 0 | 0 | 0 | 0 | 0 | 0 | 0 | 0 | 0 | 0 | 0 | 0 | 0 | 0 | 0 | 0 | 0 | 0 | 0 | 0 | 0 | 0 | 0 | 0 | 0 | 0 | 0 | 0 | 0 | 0
biomass | 9553464.5054 | 9553464.5054 | 9553464.5054 | 9553464.5054 | 9553464.5054 | 9553464.5054 | 9553464.5054 | 9553464.5054 | 9553464.5054 | 9553464.5054 | 9553464.5054 | 9553464.5054 | 9553464.5054 | 9553464.5054 | 9553464.5054 | 9553464.5054 | 9553464.5054 | 9553464.5054 | 9553464.5054 | 9553464.5054 | 9553464.5054 | 9553464.5054 | 9553464.5054 | 9553464.5054 | 9553464.5054 | 9553464.5054 | 9553464.5054 | 9553464.5054 | 9553464.5054 | 9553464.5054 | 9553464.5054 | 9553464.5054 | 9553464.5054 | 9553464.5054 | 9553464.5054 | 9553464.5054 | 9553464.5054 | 9553464.5054 | 9553464.5054 | 9553464.5054 | 9553464.5054 | 9553464.5054 | 9553464.5054 | 9553464.5054 | 9553464.5054 | 9553464.5054 | 9553464.5054 | 9553464.5054 | 9553464.5054 | 9553464.5054 | 9553464.5054 | 9553464.5054 | 9553464.5054 | 9553464.5054 | 9553464.5054 | 9553464.5054 | 9553464.5054 | 20451912.7851 | 9553464.5054 | 9553464.5054 | 6362135.4999 | 15201746.6831 | 9553464.5054 | 9553464.5054 | 12326681.7913 | 4883920.11 | 4981830.618 | 9553464.5054 | 12610631.0623 | 9553464.5054 | 9553464.5054 | 6498150.5499 | 9553464.5054 | 9553464.5054 | 5294484.5946 | 5378581.3585 | 5389879.9588 | 5180576.5131 | 4636637.0871 | 4431162.6128 | 6963271.9991 | 5303071.8139 | 9553464.5054 | 4084765.7343 | 9553464.5054 | 5555585.5968 | 7368664.4034 | 8014861.0223 | 5503219.3719 | 6872211.8191 | 4659449.3443 | 5107582.1399 | 14604022.6921 | 8474929.3651 | 7449554.3791 | 8653425.6608 | 10388360.4337 | 11641380.1375 | 13640359.4003 | 5696535.2232 | 8164689.2554 | 16340717.6362 | 8598634.0783 | 6437284.006 | 15739545.1555 | 5681279.7766 | 13648864.5749 | 8061011.3671 | 6966099.7026 | 15666811.8826 | 6692381.3371 | 10809271.9148 | 9835884.498 | 15815554.9224 | 14876595.4673 | 11042998.8258 | 9012318.3504 | 11648404.8719 | 12443955.0671 | 10613685.0028 | 9573242.1989 | 11966776.4613 | 12209104.1376 | 8873770.3498 | 5503028.3232 | 11546696.9581 | 10571699.855 | 23996679.9411 | 11846035.0647 | 9553464.5054 | 9553464.5054 | 9553464.5054 | 9553464.5054 | 9553464.5054 | 9553464.5054 | 9553464.5054 | 9553464.5054 | 9553464.5054 | 9553464.5054 | 9553464.5054 | 9553464.5054 | 9553464.5054 | 9553464.5054 | 9553464.5054 | 9553464.5054 | 9553464.5054 | 9553464.5054 | 9553464.5054 | 9553464.5054 | 9553464.5054 | 9553464.5054 | 9553464.5054 | 9553464.5054 | 9553464.5054 | 9553464.5054 | 9553464.5054 | 9553464.5054 | 9553464.5054 | 9553464.5054 | 9553464.5054 | 9553464.5054 | 9553464.5054 | 9553464.5054 | 9553464.5054 | 9553464.5054 | 9553464.5054 | 9553464.5054 | 9553464.5054 | 9553464.5054 | 9553464.5054 | 9553464.5054 | 9553464.5054 | 9553464.5054 | 9553464.5054 | 9553464.5054 | 9553464.5054 | 9553464.5054 | 9553464.5054 | 9553464.5054 | 9553464.5054 | 9553464.5054 | 9553464.5054 | 9553464.5054 | 9553464.5054 | 9553464.5054 | 9553464.5054 | 9553464.5054 | 9553464.5054 | 9553464.5054 | 9553464.5054 | 9553464.5054 | 9553464.5054 | 9553464.5054 | 9553464.5054 | 9553464.5054 | 9553464.5054 | 9553464.5054 | 9553464.5054 | 9553464.5054 | 9553464.5054 | 9553464.5054 | 9553464.5054 | 9553464.5054 | 9553464.5054 | 9553464.5054 | 9553464.5054 | 9553464.5054 | 9553464.5054 | 9553464.5054 | 9553464.5054
geothermal | 0 | 0 | 0 | 0 | 0 | 0 | 0 | 0 | 0 | 0 | 0 | 0 | 0 | 0 | 0 | 0 | 0 | 0 | 0 | 0 | 0 | 0 | 0 | 0 | 0 | 0 | 0 | 0 | 0 | 0 | 0 | 0 | 0 | 0 | 0 | 0 | 0 | 0 | 0 | 0 | 0 | 0 | 0 | 0 | 0 | 0 | 0 | 0 | 0 | 0 | 0 | 0 | 0 | 0 | 0 | 0 | 0 | 0 | 0 | 0 | 0 | 0 | 0 | 0 | 0 | 0 | 0 | 0 | 0 | 0 | 0 | 0 | 0 | 0 | 0 | 0 | 0 | 0 | 0 | 0 | 0 | 0 | 0 | 0 | 0 | 0 | 0 | 0 | 0 | 0 | 0 | 0 | 0 | 0 | 0 | 0 | 0 | 0 | 0 | 0 | 0 | 0 | 0 | 0 | 0 | 0 | 0 | 0 | 0 | 0 | 0 | 0 | 0 | 0 | 0 | 0 | 0 | 0 | 0 | 0 | 0 | 0 | 0 | 0 | 0 | 0 | 0 | 0 | 0 | 0 | 0 | 0 | 0 | 0 | 0 | 0 | 0 | 0 | 0 | 0 | 0 | 0 | 0 | 0 | 0 | 0 | 0 | 0 | 0 | 0 | 0 | 0 | 0 | 0 | 0 | 0 | 0 | 0 | 0 | 0 | 0 | 0 | 0 | 0 | 0 | 0 | 0 | 0 | 0 | 0 | 0 | 0 | 0 | 0 | 0 | 0 | 0 | 0 | 0 | 0 | 0 | 0 | 0 | 0 | 0 | 0 | 0 | 0 | 0 | 0 | 0 | 0 | 0 | 0 | 0 | 0 | 0 | 0 | 0 | 0 | 0 | 0 | 0 | 0 | 0 | 0 | 0 | 0 | 0 | 0
petroleum | 11403170.2197 | 11403170.2197 | 11403170.2197 | 11403170.2197 | 11403170.2197 | 11403170.2197 | 11403170.2197 | 11403170.2197 | 11403170.2197 | 11403170.2197 | 11403170.2197 | 11403170.2197 | 11403170.2197 | 11403170.2197 | 11403170.2197 | 11403170.2197 | 11403170.2197 | 11403170.2197 | 11403170.2197 | 11403170.2197 | 11403170.2197 | 11403170.2197 | 11403170.2197 | 11403170.2197 | 11403170.2197 | 11403170.2197 | 11403170.2197 | 11403170.2197 | 11403170.2197 | 11403170.2197 | 11403170.2197 | 11403170.2197 | 11403170.2197 | 11403170.2197 | 11403170.2197 | 11403170.2197 | 11403170.2197 | 11403170.2197 | 11403170.2197 | 11403170.2197 | 12000000 | 11403170.2197 | 11403170.2197 | 11403170.2197 | 11403170.2197 | 9939652.1122 | 13460459.899 | 11403170.2197 | -1690740.8153 | 11403170.2197 | 11403170.2197 | 36119515.885 | 11403170.2197 | 11403170.2197 | 3733333.3333 | 11899671.5763 | 10309278.3505 | 12617422.132 | 10983715.369 | 11403170.2197 | 11403170.2197 | 11403170.2197 | -673172.3854 | 11403170.2197 | 12922414.3437 | 11403170.2197 | 11403170.2197 | 13666666.6667 | 11977763.4471 | -225407925.4079 | 23851428.5714 | 15381137.2459 | 16622214.3615 | 26665704.6657 | -4758714.8134 | 15414977.8798 | 18145012.2416 | 11098270.8562 | 23477333.8068 | 16632812.688 | 22627096.9033 | 15951058.1753 | 18423334.5015 | 13691085.7125 | 13766662.8852 | -11433055.3953 | 13175252.7139 | 14695537.0258 | 24618840.1306 | 21452355.8633 | 10649037.8965 | 13605476.0423 | -178171597.6331 | 11403170.2197 | -4720833.3333 | 12949377.3334 | 29935387.0585 | 15590207.6201 | 10800394.2379 | 10028833.5651 | 10480243.995 | 10973848.4342 | 11389470.3204 | 32474633.6773 | 10739867.2061 | 10151136.9458 | 16006458.4255 | 31122024.4555 | 13007764.277 | 12261495.5761 | 10740920.6613 | 11788000.4216 | 12100102.702 | 11861019.7579 | 13213811.5504 | 10149758.8637 | 10109088.5904 | 12426366.7254 | 15815684.1881 | 10491420.0049 | 11221573.9574 | 10115954.0908 | 8920898.5675 | 10692760.7612 | 9235740.3117 | 10408062.6669 | 9920588.0033 | 9322655.2984 | 7721924.2171 | 10000000 | 10000000 | 10000000 | 10000000 | 10000000 | 10000000 | 10000000 | 10000000 | 10000000 | 10000000 | 10000000 | 10000000 | 10000000 | 10000000 | 10000000 | 10000000 | 10000000 | 10000000 | 10000000 | 10000000 | 10000000 | 10000000 | 10000000 | 10000000 | 10000000 | 10000000 | 10000000 | 10000000 | 10000000 | 10000000 | 10000000 | 10000000 | 10000000 | 10000000 | 10000000 | 10000000 | 10000000 | 10000000 | 10000000 | 10000000 | 10000000 | 10000000 | 10000000 | 10000000 | 10000000 | 10000000 | 10000000 | 10000000 | 10000000 | 10000000 | 10000000 | 10000000 | 10000000 | 10000000 | 10000000 | 10000000 | 10000000 | 10000000 | 10000000 | 10000000 | 10000000 | 10000000 | 10000000 | 10000000 | 10000000 | 10000000 | 10000000 | 10000000 | 10000000 | 10000000 | 10000000 | 10000000 | 10000000 | 10000000 | 10000000 | 10000000 | 10000000 | 10000000 | 10000000 | 10000000 | 10000000
natural gas peaker | 10855938.0254 | 10855938.0254 | 10855938.0254 | 10855938.0254 | 10855938.0254 | 10855938.0254 | 10855938.0254 | 10855938.0254 | 10855938.0254 | 10855938.0254 | 10855938.0254 | 10855938.0254 | 10855938.0254 | 10855938.0254 | 10855938.0254 | 10855938.0254 | 10855938.0254 | 10855938.0254 | 10855938.0254 | 10855938.0254 | 10855938.0254 | 10855938.0254 | 10855938.0254 | 10855938.0254 | 10855938.0254 | 10855938.0254 | 10855938.0254 | 10855938.0254 | 10855938.0254 | 10855938.0254 | 10855938.0254 | 10855938.0254 | 10855938.0254 | 10855938.0254 | 10855938.0254 | 10855938.0254 | 10855938.0254 | 10855938.0254 | 10855938.0254 | 10855938.0254 | 10855938.0254 | 10855938.0254 | 10855938.0254 | 10855938.0254 | 10855938.0254 | 10855938.0254 | 10855938.0254 | 10855938.0254 | 10855938.0254 | 10855938.0254 | 10855938.0254 | 10855938.0254 | 10855938.0254 | 10855938.0254 | 10855938.0254 | 10855938.0254 | 10855938.0254 | 10855938.0254 | 10855938.0254 | 10855938.0254 | 10855938.0254 | 20478349.2262 | 10855938.0254 | 10855938.0254 | 10855938.0254 | 10855938.0254 | 10855938.0254 | 10855938.0254 | 10855938.0254 | 10855938.0254 | 26259308.5106 | 10855938.0254 | 102089686.0987 | -31002100.8403 | 10591531.916 | 10855938.0254 | 25175579.9791 | 135923428.6963 | 24401537.2813 | 24896156.3795 | 16855187.2955 | 12497385.0416 | 17263549.7365 | 21605206.2493 | 14683681.337 | 14621290.9205 | 21580200.7766 | 11959018.2481 | 25044345.4226 | 16358652.3969 | 18946987.404 | 11960520.6979 | 15303221.6866 | -71408188.7687 | 5960435.3404 | 15603396.4659 | 6484930.2339 | 14670476.9072 | 6579411.7845 | 12855882.5541 | 9254051.8611 | 14047183.2925 | 14281938.9261 | 11423092.3018 | 11532554.7076 | 15747492.6508 | 38649966.9243 | 13115162.3196 | 10775589.6448 | 10001736.162 | 10391592.5358 | 11200981.1524 | 11264943.4701 | 10983468.8702 | 7943953.9452 | 11549715.0079 | 10526354.4678 | 11093752.3193 | 10375369.7928 | 11180646.6117 | 10256400.1793 | 10785598.6837 | 10648809.1064 | 10060248.1361 | 9766285.531 | 10349817.1115 | 9782529.313 | 10878127.5101 | 9494887.4823 | 8900000 | 8900000 | 8900000 | 8900000 | 8900000 | 8900000 | 8900000 | 8900000 | 8900000 | 8900000 | 8900000 | 8900000 | 8900000 | 8900000 | 8900000 | 8900000 | 8900000 | 8900000 | 8900000 | 8900000 | 8900000 | 8900000 | 8900000 | 8900000 | 8900000 | 8900000 | 8900000 | 8900000 | 8900000 | 8900000 | 8900000 | 8900000 | 8900000 | 8900000 | 8900000 | 8900000 | 8900000 | 8900000 | 8900000 | 8900000 | 8900000 | 8900000 | 8900000 | 8900000 | 8900000 | 8900000 | 8900000 | 8900000 | 8900000 | 8900000 | 8900000 | 8900000 | 8900000 | 8900000 | 8900000 | 8900000 | 8900000 | 8900000 | 8900000 | 8900000 | 8900000 | 8900000 | 8900000 | 8900000 | 8900000 | 8900000 | 8900000 | 8900000 | 8900000 | 8900000 | 8900000 | 8900000 | 8900000 | 8900000 | 8900000 | 8900000 | 8900000 | 8900000 | 8900000 | 8900000 | 8900000
lignite | 12071403.1398 | 12071403.1398 | 12071403.1398 | 12071403.1398 | 12071403.1398 | 12071403.1398 | 12071403.1398 | 12071403.1398 | 12071403.1398 | 12071403.1398 | 12071403.1398 | 12071403.1398 | 12071403.1398 | 12071403.1398 | 12071403.1398 | 12071403.1398 | 12071403.1398 | 12071403.1398 | 12071403.1398 | 12071403.1398 | 12071403.1398 | 12071403.1398 | 12071403.1398 | 12071403.1398 | 12071403.1398 | 12071403.1398 | 12071403.1398 | 12071403.1398 | 12071403.1398 | 12071403.1398 | 12071403.1398 | 12071403.1398 | 12071403.1398 | 12071403.1398 | 12071403.1398 | 12071403.1398 | 12071403.1398 | 12071403.1398 | 12071403.1398 | 12071403.1398 | 12071403.1398 | 12071403.1398 | 12071403.1398 | 12071403.1398 | 12071403.1398 | 12071403.1398 | 12071403.1398 | 12071403.1398 | 12071403.1398 | 12071403.1398 | 12071403.1398 | 12071403.1398 | 12071403.1398 | 12071403.1398 | 12071403.1398 | 12071403.1398 | 12071403.1398 | 12071403.1398 | 12071403.1398 | 12071403.1398 | 12071403.1398 | 12071403.1398 | 12071403.1398 | 12071403.1398 | 12071403.1398 | 12071403.1398 | 12071403.1398 | 13133173.0215 | 12071403.1398 | 12071403.1398 | 12071403.1398 | 12071403.1398 | 13356084.8657 | 12071403.1398 | 12071403.1398 | 12071403.1398 | 12071403.1398 | 12071403.1398 | 12071403.1398 | 12071403.1398 | 12071403.1398 | 12071403.1398 | 12071403.1398 | 12071403.1398 | 12071403.1398 | 12071403.1398 | 12071403.1398 | 12071403.1398 | 12071403.1398 | 12071403.1398 | 11674382.256 | 12783135.2685 | 12071403.1398 | 12071403.1398 | 11339668.7893 | 12842611.2517 | 12071403.1398 | 12071403.1398 | 12071403.1398 | 12071403.1398 | 11684358.3636 | 12071403.1398 | 12071403.1398 | 12071403.1398 | 12071403.1398 | 12071403.1398 | 12071403.1398 | 14198975.2349 | 12071403.1398 | 12071403.1398 | 12071403.1398 | 12071403.1398 | 12071403.1398 | 12071403.1398 | 12071403.1398 | 12071403.1398 | 12071403.1398 | 12071403.1398 | 12071403.1398 | 12071403.1398 | 12071403.1398 | 12071403.1398 | 12071403.1398 | 12071403.1398 | 12071403.1398 | 12071403.1398 | 12071403.1398 | 12071403.1398 | 12071403.1398 | 11761192.1857 | 11761192.1857 | 11761192.1857 | 11761192.1857 | 11761192.1857 | 11761192.1857 | 11761192.1857 | 11761192.1857 | 11761192.1857 | 11761192.1857 | 11761192.1857 | 11761192.1857 | 11761192.1857 | 11761192.1857 | 11761192.1857 | 11761192.1857 | 11761192.1857 | 11761192.1857 | 11761192.1857 | 11761192.1857 | 11761192.1857 | 11761192.1857 | 11761192.1857 | 11761192.1857 | 11761192.1857 | 11761192.1857 | 11761192.1857 | 11761192.1857 | 11761192.1857 | 11761192.1857 | 11761192.1857 | 11761192.1857 | 11761192.1857 | 11761192.1857 | 11761192.1857 | 11761192.1857 | 11761192.1857 | 11761192.1857 | 11761192.1857 | 11761192.1857 | 11761192.1857 | 11761192.1857 | 11761192.1857 | 11761192.1857 | 11761192.1857 | 11761192.1857 | 11761192.1857 | 11761192.1857 | 11761192.1857 | 11761192.1857 | 11761192.1857 | 11761192.1857 | 11761192.1857 | 11761192.1857 | 11761192.1857 | 11761192.1857 | 11761192.1857 | 11761192.1857 | 11761192.1857 | 11761192.1857 | 11761192.1857 | 11761192.1857 | 11761192.1857 | 11761192.1857 | 11761192.1857 | 11761192.1857 | 11761192.1857 | 11761192.1857 | 11761192.1857 | 11761192.1857 | 11761192.1857 | 11761192.1857 | 11761192.1857 | 11761192.1857 | 11761192.1857 | 11761192.1857 | 11761192.1857 | 11761192.1857 | 11761192.1857 | 11761192.1857 | 11761192.1857
offshore wind | 0 | 0 | 0 | 0 | 0 | 0 | 0 | 0 | 0 | 0 | 0 | 0 | 0 | 0 | 0 | 0 | 0 | 0 | 0 | 0 | 0 | 0 | 0 | 0 | 0 | 0 | 0 | 0 | 0 | 0 | 0 | 0 | 0 | 0 | 0 | 0 | 0 | 0 | 0 | 0 | 0 | 0 | 0 | 0 | 0 | 0 | 0 | 0 | 0 | 0 | 0 | 0 | 0 | 0 | 0 | 0 | 0 | 0 | 0 | 0 | 0 | 0 | 0 | 0 | 0 | 0 | 0 | 0 | 0 | 0 | 0 | 0 | 0 | 0 | 0 | 0 | 0 | 0 | 0 | 0 | 0 | 0 | 0 | 0 | 0 | 0 | 0 | 0 | 0 | 0 | 0 | 0 | 0 | 0 | 0 | 0 | 0 | 0 | 0 | 0 | 0 | 0 | 0 | 0 | 0 | 0 | 0 | 0 | 0 | 0 | 0 | 0 | 0 | 0 | 0 | 0 | 0 | 0 | 0 | 0 | 0 | 0 | 0 | 0 | 0 | 0 | 0 | 0 | 0 | 0 | 0 | 0 | 0 | 0 | 0 | 0 | 0 | 0 | 0 | 0 | 0 | 0 | 0 | 0 | 0 | 0 | 0 | 0 | 0 | 0 | 0 | 0 | 0 | 0 | 0 | 0 | 0 | 0 | 0 | 0 | 0 | 0 | 0 | 0 | 0 | 0 | 0 | 0 | 0 | 0 | 0 | 0 | 0 | 0 | 0 | 0 | 0 | 0 | 0 | 0 | 0 | 0 | 0 | 0 | 0 | 0 | 0 | 0 | 0 | 0 | 0 | 0 | 0 | 0 | 0 | 0 | 0 | 0 | 0 | 0 | 0 | 0 | 0 | 0 | 0 | 0 | 0 | 0 | 0 | 0
crude oil | 0 | 0 | 0 | 0 | 0 | 0 | 0 | 0 | 0 | 0 | 0 | 0 | 0 | 0 | 0 | 0 | 0 | 0 | 0 | 0 | 0 | 0 | 0 | 0 | 0 | 0 | 0 | 0 | 0 | 0 | 0 | 0 | 0 | 0 | 0 | 0 | 0 | 0 | 0 | 0 | 0 | 0 | 0 | 0 | 0 | 0 | 0 | 0 | 0 | 0 | 0 | 0 | 0 | 0 | 0 | 0 | 0 | 0 | 0 | 0 | 0 | 0 | 0 | 0 | 0 | 0 | 0 | 0 | 0 | 0 | 0 | 0 | 0 | 0 | 0 | 0 | 0 | 0 | 0 | 0 | 0 | 0 | 0 | 0 | 0 | 0 | 0 | 0 | 0 | 0 | 0 | 0 | 0 | 0 | 0 | 0 | 0 | 0 | 0 | 0 | 0 | 0 | 0 | 0 | 0 | 0 | 0 | 0 | 0 | 0 | 0 | 0 | 0 | 0 | 0 | 0 | 0 | 0 | 0 | 0 | 0 | 0 | 0 | 0 | 0 | 0 | 0 | 0 | 0 | 0 | 0 | 0 | 0 | 0 | 0 | 0 | 0 | 0 | 0 | 0 | 0 | 0 | 0 | 0 | 0 | 0 | 0 | 0 | 0 | 0 | 0 | 0 | 0 | 0 | 0 | 0 | 0 | 0 | 0 | 0 | 0 | 0 | 0 | 0 | 0 | 0 | 0 | 0 | 0 | 0 | 0 | 0 | 0 | 0 | 0 | 0 | 0 | 0 | 0 | 0 | 0 | 0 | 0 | 0 | 0 | 0 | 0 | 0 | 0 | 0 | 0 | 0 | 0 | 0 | 0 | 0 | 0 | 0 | 0 | 0 | 0 | 0 | 0 | 0 | 0 | 0 | 0 | 0 | 0 | 0
heavy or residual fuel oil | 0 | 0 | 0 | 0 | 0 | 0 | 0 | 0 | 0 | 0 | 0 | 0 | 0 | 0 | 0 | 0 | 0 | 0 | 0 | 0 | 0 | 0 | 0 | 0 | 0 | 0 | 0 | 0 | 0 | 0 | 0 | 0 | 0 | 0 | 0 | 0 | 0 | 0 | 0 | 0 | 0 | 0 | 0 | 0 | 0 | 0 | 0 | 0 | 0 | 0 | 0 | 0 | 0 | 0 | 0 | 0 | 0 | 0 | 0 | 0 | 0 | 0 | 0 | 0 | 0 | 0 | 0 | 0 | 0 | 0 | 0 | 0 | 0 | 0 | 0 | 0 | 0 | 0 | 0 | 0 | 0 | 0 | 0 | 0 | 0 | 0 | 0 | 0 | 0 | 0 | 0 | 0 | 0 | 0 | 0 | 0 | 0 | 0 | 0 | 0 | 0 | 0 | 0 | 0 | 0 | 0 | 0 | 0 | 0 | 0 | 0 | 0 | 0 | 0 | 0 | 0 | 0 | 0 | 0 | 0 | 0 | 0 | 0 | 0 | 0 | 0 | 0 | 0 | 0 | 0 | 0 | 0 | 0 | 0 | 0 | 0 | 0 | 0 | 0 | 0 | 0 | 0 | 0 | 0 | 0 | 0 | 0 | 0 | 0 | 0 | 0 | 0 | 0 | 0 | 0 | 0 | 0 | 0 | 0 | 0 | 0 | 0 | 0 | 0 | 0 | 0 | 0 | 0 | 0 | 0 | 0 | 0 | 0 | 0 | 0 | 0 | 0 | 0 | 0 | 0 | 0 | 0 | 0 | 0 | 0 | 0 | 0 | 0 | 0 | 0 | 0 | 0 | 0 | 0 | 0 | 0 | 0 | 0 | 0 | 0 | 0 | 0 | 0 | 0 | 0 | 0 | 0 | 0 | 0 | 0
municipal solid waste | 18731050.5731 | 18731050.5731 | 18731050.5731 | 18731050.5731 | 18731050.5731 | 18731050.5731 | 18731050.5731 | 18731050.5731 | 18731050.5731 | 18731050.5731 | 18731050.5731 | 18731050.5731 | 18731050.5731 | 18731050.5731 | 18731050.5731 | 18731050.5731 | 18731050.5731 | 18731050.5731 | 18731050.5731 | 18731050.5731 | 18731050.5731 | 18731050.5731 | 18731050.5731 | 18731050.5731 | 18731050.5731 | 18731050.5731 | 18731050.5731 | 18731050.5731 | 18731050.5731 | 18731050.5731 | 18731050.5731 | 18731050.5731 | 18731050.5731 | 18731050.5731 | 18731050.5731 | 18731050.5731 | 18731050.5731 | 18731050.5731 | 18731050.5731 | 18731050.5731 | 18731050.5731 | 18731050.5731 | 18731050.5731 | 18731050.5731 | 18731050.5731 | 18731050.5731 | 18731050.5731 | 18731050.5731 | 18731050.5731 | 18731050.5731 | 18731050.5731 | 18731050.5731 | 18731050.5731 | 18731050.5731 | 18731050.5731 | 18731050.5731 | 18731050.5731 | 18731050.5731 | 17993501.7798 | 18731050.5731 | 17879416.3739 | 18731050.5731 | 18731050.5731 | 18731050.5731 | 18731050.5731 | 18731050.5731 | 18731050.5731 | 18731050.5731 | 18731050.5731 | 18731050.5731 | 18731050.5731 | 18731050.5731 | 18731050.5731 | 18731050.5731 | 18731050.5731 | 18731050.5731 | 18731050.5731 | 18731050.5731 | 18731050.5731 | 18731050.5731 | 18731050.5731 | 18731050.5731 | 18731050.5731 | 18731050.5731 | 18731050.5731 | 18731050.5731 | 18731050.5731 | 18731050.5731 | 18731050.5731 | 6788742.7033 | 26834754.173 | 18731050.5731 | 18731050.5731 | 18503890.0387 | 20471281.1365 | 19858453.4687 | 17362142.566 | 19532682.9416 | 17536698.3081 | 18790963.5387 | 20256316.1349 | 18731050.5731 | 18697306.3271 | 16584321.369 | 19071285.1546 | 18731050.5731 | 18731050.5731 | 18731050.5731 | 18731050.5731 | 18731050.5731 | 12673997.0472 | 18731050.5731 | 18731050.5731 | 18731050.5731 | 18731050.5731 | 6486006.1315 | 21171150.7596 | 18731050.5731 | 25347852.7409 | 18731050.5731 | 18731050.5731 | 18731050.5731 | 18731050.5731 | 18731050.5731 | 17048741.8245 | 18731050.5731 | 18731050.5731 | 18731050.5731 | 18731050.5731 | 18731050.5731 | 18731050.5731 | 18731050.5731 | 18731050.5731 | 18731050.5731 | 18731050.5731 | 18731050.5731 | 18731050.5731 | 18731050.5731 | 18731050.5731 | 18731050.5731 | 18731050.5731 | 18731050.5731 | 18731050.5731 | 18731050.5731 | 18731050.5731 | 18731050.5731 | 18731050.5731 | 18731050.5731 | 18731050.5731 | 18731050.5731 | 18731050.5731 | 18731050.5731 | 18731050.5731 | 18731050.5731 | 18731050.5731 | 18731050.5731 | 18731050.5731 | 18731050.5731 | 18731050.5731 | 18731050.5731 | 18731050.5731 | 18731050.5731 | 18731050.5731 | 18731050.5731 | 18731050.5731 | 18731050.5731 | 18731050.5731 | 18731050.5731 | 18731050.5731 | 18731050.5731 | 18731050.5731 | 18731050.5731 | 18731050.5731 | 18731050.5731 | 18731050.5731 | 18731050.5731 | 18731050.5731 | 18731050.5731 | 18731050.5731 | 18731050.5731 | 18731050.5731 | 18731050.5731 | 18731050.5731 | 18731050.5731 | 18731050.5731 | 18731050.5731 | 18731050.5731 | 18731050.5731 | 18731050.5731 | 18731050.5731 | 18731050.5731 | 18731050.5731 | 18731050.5731 | 18731050.5731 | 18731050.5731 | 18731050.5731 | 18731050.5731 | 18731050.5731 | 18731050.5731 | 18731050.5731 | 18731050.5731 | 18731050.5731 | 18731050.5731 | 18731050.5731 | 18731050.5731 | 18731050.5731 | 18731050.5731 | 18731050.5731 | 18731050.5731 | 18731050.5731
hard coal w CCS | 11116000 | 11116000 | 11116000 | 11116000 | 11116000 | 11116000 | 11116000 | 11116000 | 11116000 | 11116000 | 11116000 | 11116000 | 11116000 | 11116000 | 11116000 | 11116000 | 11116000 | 11116000 | 11116000 | 11116000 | 11116000 | 11116000 | 11116000 | 11116000 | 11116000 | 11116000 | 11116000 | 11116000 | 11116000 | 11116000 | 11116000 | 11116000 | 11116000 | 11116000 | 11116000 | 11116000 | 11116000 | 11116000 | 11116000 | 11116000 | 11116000 | 11116000 | 11116000 | 11116000 | 11116000 | 11116000 | 11116000 | 11116000 | 11116000 | 11116000 | 11116000 | 11116000 | 11116000 | 11116000 | 11116000 | 11116000 | 11116000 | 11116000 | 11116000 | 11116000 | 11116000 | 11116000 | 11116000 | 11116000 | 11116000 | 11116000 | 11116000 | 11116000 | 11116000 | 11116000 | 11116000 | 11116000 | 11116000 | 11116000 | 11116000 | 11116000 | 11116000 | 11116000 | 11116000 | 11116000 | 11116000 | 11116000 | 11116000 | 11116000 | 11116000 | 11116000 | 11116000 | 11116000 | 11116000 | 11116000 | 11116000 | 11116000 | 11116000 | 11116000 | 11116000 | 11116000 | 11116000 | 11116000 | 11116000 | 11116000 | 11116000 | 11116000 | 11116000 | 11116000 | 11116000 | 11116000 | 11116000 | 11116000 | 11116000 | 11116000 | 11116000 | 11116000 | 11116000 | 11116000 | 11116000 | 11116000 | 11116000 | 11116000 | 11116000 | 11116000 | 11116000 | 11116000 | 11116000 | 11116000 | 11116000 | 11116000 | 11116000 | 11116000 | 11116000 | 11116000 | 11116000 | 11116000 | 11116000 | 11116000 | 11116000 | 11116000 | 11116000 | 11116000 | 11116000 | 11116000 | 11116000 | 11116000 | 11116000 | 11116000 | 11116000 | 11116000 | 11116000 | 11116000 | 11116000 | 11116000 | 11116000 | 11116000 | 11116000 | 11116000 | 11116000 | 11116000 | 11116000 | 11116000 | 11116000 | 11116000 | 11116000 | 11116000 | 11116000 | 11116000 | 11116000 | 11116000 | 11116000 | 11116000 | 11116000 | 11116000 | 11116000 | 11116000 | 11116000 | 11116000 | 11116000 | 11116000 | 11116000 | 11116000 | 11116000 | 11116000 | 11116000 | 11116000 | 11116000 | 11116000 | 11116000 | 11116000 | 11116000 | 11116000 | 11116000 | 11116000 | 11116000 | 11116000 | 11116000 | 11116000 | 11116000 | 11116000 | 11116000 | 11116000 | 11116000 | 11116000 | 11116000 | 11116000 | 11116000 | 11116000 | 11116000 | 11116000 | 11116000 | 11116000 | 11116000 | 11116000
natural gas combined cycle w CCS | 7045000 | 7045000 | 7045000 | 7045000 | 7045000 | 7045000 | 7045000 | 7045000 | 7045000 | 7045000 | 7045000 | 7045000 | 7045000 | 7045000 | 7045000 | 7045000 | 7045000 | 7045000 | 7045000 | 7045000 | 7045000 | 7045000 | 7045000 | 7045000 | 7045000 | 7045000 | 7045000 | 7045000 | 7045000 | 7045000 | 7045000 | 7045000 | 7045000 | 7045000 | 7045000 | 7045000 | 7045000 | 7045000 | 7045000 | 7045000 | 7045000 | 7045000 | 7045000 | 7045000 | 7045000 | 7045000 | 7045000 | 7045000 | 7045000 | 7045000 | 7045000 | 7045000 | 7045000 | 7045000 | 7045000 | 7045000 | 7045000 | 7045000 | 7045000 | 7045000 | 7045000 | 7045000 | 7045000 | 7045000 | 7045000 | 7045000 | 7045000 | 7045000 | 7045000 | 7045000 | 7045000 | 7045000 | 7045000 | 7045000 | 7045000 | 7045000 | 7045000 | 7045000 | 7045000 | 7045000 | 7045000 | 7045000 | 7045000 | 7045000 | 7045000 | 7045000 | 7045000 | 7045000 | 7045000 | 7045000 | 7045000 | 7045000 | 7045000 | 7045000 | 7045000 | 7045000 | 7045000 | 7045000 | 7045000 | 7045000 | 7045000 | 7045000 | 7045000 | 7045000 | 7045000 | 7045000 | 7045000 | 7045000 | 7045000 | 7045000 | 7045000 | 7045000 | 7045000 | 7045000 | 7045000 | 7045000 | 7045000 | 7045000 | 7045000 | 7045000 | 7045000 | 7045000 | 7045000 | 7045000 | 7045000 | 7045000 | 7045000 | 7045000 | 7045000 | 7045000 | 7045000 | 7045000 | 7045000 | 7045000 | 7045000 | 7045000 | 7045000 | 7045000 | 7045000 | 7045000 | 7045000 | 7045000 | 7045000 | 7045000 | 7045000 | 7045000 | 7045000 | 7045000 | 7045000 | 7045000 | 7045000 | 7045000 | 7045000 | 7045000 | 7045000 | 7045000 | 7045000 | 7045000 | 7045000 | 7045000 | 7045000 | 7045000 | 7045000 | 7045000 | 7045000 | 7045000 | 7045000 | 7045000 | 7045000 | 7045000 | 7045000 | 7045000 | 7045000 | 7045000 | 7045000 | 7045000 | 7045000 | 7045000 | 7045000 | 7045000 | 7045000 | 7045000 | 7045000 | 7045000 | 7045000 | 7045000 | 7045000 | 7045000 | 7045000 | 7045000 | 7045000 | 7045000 | 7045000 | 7045000 | 7045000 | 7045000 | 7045000 | 7045000 | 7045000 | 7045000 | 7045000 | 7045000 | 7045000 | 7045000 | 7045000 | 7045000 | 7045000 | 7045000 | 7045000 | 7045000
biomass w CCS | 15244000 | 15244000 | 15244000 | 15244000 | 15244000 | 15244000 | 15244000 | 15244000 | 15244000 | 15244000 | 15244000 | 15244000 | 15244000 | 15244000 | 15244000 | 15244000 | 15244000 | 15244000 | 15244000 | 15244000 | 15244000 | 15244000 | 15244000 | 15244000 | 15244000 | 15244000 | 15244000 | 15244000 | 15244000 | 15244000 | 15244000 | 15244000 | 15244000 | 15244000 | 15244000 | 15244000 | 15244000 | 15244000 | 15244000 | 15244000 | 15244000 | 15244000 | 15244000 | 15244000 | 15244000 | 15244000 | 15244000 | 15244000 | 15244000 | 15244000 | 15244000 | 15244000 | 15244000 | 15244000 | 15244000 | 15244000 | 15244000 | 15244000 | 15244000 | 15244000 | 15244000 | 15244000 | 15244000 | 15244000 | 15244000 | 15244000 | 15244000 | 15244000 | 15244000 | 15244000 | 15244000 | 15244000 | 15244000 | 15244000 | 15244000 | 15244000 | 15244000 | 15244000 | 15244000 | 15244000 | 15244000 | 15244000 | 15244000 | 15244000 | 15244000 | 15244000 | 15244000 | 15244000 | 15244000 | 15244000 | 15244000 | 15244000 | 15244000 | 15244000 | 15244000 | 15244000 | 15244000 | 15244000 | 15244000 | 15244000 | 15244000 | 15244000 | 15244000 | 15244000 | 15244000 | 15244000 | 15244000 | 15244000 | 15244000 | 15244000 | 15244000 | 15244000 | 15244000 | 15244000 | 15244000 | 15244000 | 15244000 | 15244000 | 15244000 | 15244000 | 15244000 | 15244000 | 15244000 | 15244000 | 15244000 | 15244000 | 15244000 | 15244000 | 15244000 | 15295000 | 15244000 | 15193000 | 15142000 | 15091000 | 15040000 | 14989000 | 14938000 | 14887000 | 14836000 | 14785000 | 14738800 | 14692600 | 14646400 | 14600200 | 14554000 | 14507800 | 14461600 | 14415400 | 14369200 | 14323000 | 14276800 | 14230600 | 14184400 | 14138200 | 14092000 | 14045800 | 13999600 | 13953400 | 13907200 | 13861000 | 13861000 | 13861000 | 13861000 | 13861000 | 13861000 | 13861000 | 13861000 | 13861000 | 13861000 | 13861000 | 13861000 | 13861000 | 13861000 | 13861000 | 13861000 | 13861000 | 13861000 | 13861000 | 13861000 | 13861000 | 13861000 | 13861000 | 13861000 | 13861000 | 13861000 | 13861000 | 13861000 | 13861000 | 13861000 | 13861000 | 13861000 | 13861000 | 13861000 | 13861000 | 13861000 | 13861000 | 13861000 | 13861000 | 13861000 | 13861000 | 13861000 | 13861000 | 13861000 | 13861000 | 13861000 | 13861000 | 13861000 | 13861000 | 13861000 | 13861000
lignite w CCS | 12601196.3697 | 12601196.3697 | 12601196.3697 | 12601196.3697 | 12601196.3697 | 12601196.3697 | 12601196.3697 | 12601196.3697 | 12601196.3697 | 12601196.3697 | 12601196.3697 | 12601196.3697 | 12601196.3697 | 12601196.3697 | 12601196.3697 | 12601196.3697 | 12601196.3697 | 12601196.3697 | 12601196.3697 | 12601196.3697 | 12601196.3697 | 12601196.3697 | 12601196.3697 | 12601196.3697 | 12601196.3697 | 12601196.3697 | 12601196.3697 | 12601196.3697 | 12601196.3697 | 12601196.3697 | 12601196.3697 | 12601196.3697 | 12601196.3697 | 12601196.3697 | 12601196.3697 | 12601196.3697 | 12601196.3697 | 12601196.3697 | 12601196.3697 | 12601196.3697 | 12601196.3697 | 12601196.3697 | 12601196.3697 | 12601196.3697 | 12601196.3697 | 12601196.3697 | 12601196.3697 | 12601196.3697 | 12601196.3697 | 12601196.3697 | 12601196.3697 | 12601196.3697 | 12601196.3697 | 12601196.3697 | 12601196.3697 | 12601196.3697 | 12601196.3697 | 12601196.3697 | 12601196.3697 | 12601196.3697 | 12601196.3697 | 12601196.3697 | 12601196.3697 | 12601196.3697 | 12601196.3697 | 12601196.3697 | 12601196.3697 | 12601196.3697 | 12601196.3697 | 12601196.3697 | 12601196.3697 | 12601196.3697 | 12601196.3697 | 12601196.3697 | 12601196.3697 | 12601196.3697 | 12601196.3697 | 12601196.3697 | 12601196.3697 | 12601196.3697 | 12601196.3697 | 12601196.3697 | 12601196.3697 | 12601196.3697 | 12601196.3697 | 12601196.3697 | 12601196.3697 | 12601196.3697 | 12601196.3697 | 12601196.3697 | 12601196.3697 | 12601196.3697 | 12601196.3697 | 12601196.3697 | 12601196.3697 | 12601196.3697 | 12601196.3697 | 12601196.3697 | 12601196.3697 | 12601196.3697 | 12601196.3697 | 12601196.3697 | 12601196.3697 | 12601196.3697 | 12601196.3697 | 12601196.3697 | 12601196.3697 | 12601196.3697 | 12601196.3697 | 12601196.3697 | 12601196.3697 | 12601196.3697 | 12601196.3697 | 12601196.3697 | 12601196.3697 | 12601196.3697 | 12601196.3697 | 12601196.3697 | 12601196.3697 | 12601196.3697 | 12601196.3697 | 12601196.3697 | 12601196.3697 | 12601196.3697 | 12601196.3697 | 12601196.3697 | 12601196.3697 | 12601196.3697 | 12601196.3697 | 12601196.3697 | 12601196.3697 | 12601196.3697 | 12601196.3697 | 12601196.3697 | 12601196.3697 | 12601196.3697 | 12601196.3697 | 12601196.3697 | 12601196.3697 | 12601196.3697 | 12601196.3697 | 12601196.3697 | 12601196.3697 | 12601196.3697 | 12601196.3697 | 12601196.3697 | 12601196.3697 | 12601196.3697 | 12601196.3697 | 12601196.3697 | 12601196.3697 | 12601196.3697 | 12601196.3697 | 12601196.3697 | 12601196.3697 | 12601196.3697 | 12601196.3697 | 12601196.3697 | 12601196.3697 | 12601196.3697 | 12601196.3697 | 12601196.3697 | 12601196.3697 | 12601196.3697 | 12601196.3697 | 12601196.3697 | 12601196.3697 | 12601196.3697 | 12601196.3697 | 12601196.3697 | 12601196.3697 | 12601196.3697 | 12601196.3697 | 12601196.3697 | 12601196.3697 | 12601196.3697 | 12601196.3697 | 12601196.3697 | 12601196.3697 | 12601196.3697 | 12601196.3697 | 12601196.3697 | 12601196.3697 | 12601196.3697 | 12601196.3697 | 12601196.3697 | 12601196.3697 | 12601196.3697 | 12601196.3697 | 12601196.3697 | 12601196.3697 | 12601196.3697 | 12601196.3697 | 12601196.3697 | 12601196.3697 | 12601196.3697 | 12601196.3697 | 12601196.3697 | 12601196.3697 | 12601196.3697 | 12601196.3697 | 12601196.3697 | 12601196.3697 | 12601196.3697 | 12601196.3697 | 12601196.3697 | 12601196.3697 | 12601196.3697 | 12601196.3697 | 12601196.3697
small modular reactor | 10447000 | 10447000 | 10447000 | 10447000 | 10447000 | 10447000 | 10447000 | 10447000 | 10447000 | 10447000 | 10447000 | 10447000 | 10447000 | 10447000 | 10447000 | 10447000 | 10447000 | 10447000 | 10447000 | 10447000 | 10447000 | 10447000 | 10447000 | 10447000 | 10447000 | 10447000 | 10447000 | 10447000 | 10447000 | 10447000 | 10447000 | 10447000 | 10447000 | 10447000 | 10447000 | 10447000 | 10447000 | 10447000 | 10447000 | 10447000 | 10447000 | 10447000 | 10447000 | 10447000 | 10447000 | 10447000 | 10447000 | 10447000 | 10447000 | 10447000 | 10447000 | 10447000 | 10447000 | 10447000 | 10447000 | 10447000 | 10447000 | 10447000 | 10447000 | 10447000 | 10447000 | 10447000 | 10447000 | 10447000 | 10447000 | 10447000 | 10447000 | 10447000 | 10447000 | 10447000 | 10447000 | 10447000 | 10447000 | 10447000 | 10447000 | 10447000 | 10447000 | 10447000 | 10447000 | 10447000 | 10447000 | 10447000 | 10447000 | 10447000 | 10447000 | 10447000 | 10447000 | 10447000 | 10447000 | 10447000 | 10447000 | 10447000 | 10447000 | 10447000 | 10447000 | 10447000 | 10447000 | 10447000 | 10447000 | 10447000 | 10447000 | 10447000 | 10447000 | 10447000 | 10447000 | 10447000 | 10447000 | 10447000 | 10447000 | 10447000 | 10447000 | 10447000 | 10447000 | 10447000 | 10447000 | 10447000 | 10447000 | 10447000 | 10447000 | 10447000 | 10447000 | 10447000 | 10447000 | 10447000 | 10447000 | 10447000 | 10447000 | 10447000 | 10447000 | 10447000 | 10447000 | 10447000 | 10447000 | 10447000 | 10447000 | 10447000 | 10447000 | 10447000 | 10447000 | 10447000 | 10447000 | 10447000 | 10447000 | 10447000 | 10447000 | 10447000 | 10447000 | 10447000 | 10447000 | 10447000 | 10447000 | 10447000 | 10447000 | 10447000 | 10447000 | 10447000 | 10447000 | 10447000 | 10447000 | 10447000 | 10447000 | 10447000 | 10447000 | 10447000 | 10447000 | 10447000 | 10447000 | 10447000 | 10447000 | 10447000 | 10447000 | 10447000 | 10447000 | 10447000 | 10447000 | 10447000 | 10447000 | 10447000 | 10447000 | 10447000 | 10447000 | 10447000 | 10447000 | 10447000 | 10447000 | 10447000 | 10447000 | 10447000 | 10447000 | 10447000 | 10447000 | 10447000 | 10447000 | 10447000 | 10447000 | 10447000 | 10447000 | 10447000 | 10447000 | 10447000 | 10447000 | 10447000 | 10447000 | 10447000 | 10447000 | 10447000 | 10447000 | 10447000 | 10447000 | 10447000
hydrogen | 5543000 | 5543000 | 5543000 | 5543000 | 5543000 | 5543000 | 5543000 | 5543000 | 5543000 | 5543000 | 5543000 | 5543000 | 5543000 | 5543000 | 5543000 | 5543000 | 5543000 | 5543000 | 5543000 | 5543000 | 5543000 | 5543000 | 5543000 | 5543000 | 5543000 | 5543000 | 5543000 | 5543000 | 5543000 | 5543000 | 5543000 | 5543000 | 5543000 | 5543000 | 5543000 | 5543000 | 5543000 | 5543000 | 5543000 | 5543000 | 5543000 | 5543000 | 5543000 | 5543000 | 5543000 | 5543000 | 5543000 | 5543000 | 5543000 | 5543000 | 5543000 | 5543000 | 5543000 | 5543000 | 5543000 | 5543000 | 5543000 | 5543000 | 5543000 | 5543000 | 5543000 | 5543000 | 5543000 | 5543000 | 5543000 | 5543000 | 5543000 | 5543000 | 5543000 | 5543000 | 5543000 | 5543000 | 5543000 | 5543000 | 5543000 | 5543000 | 5543000 | 5543000 | 5543000 | 5543000 | 5543000 | 5543000 | 5543000 | 5543000 | 5543000 | 5543000 | 5543000 | 5543000 | 5543000 | 5543000 | 5543000 | 5543000 | 5543000 | 5543000 | 5543000 | 5543000 | 5543000 | 5543000 | 5543000 | 5543000 | 5543000 | 5543000 | 5543000 | 5543000 | 5543000 | 5543000 | 5543000 | 5543000 | 5543000 | 5543000 | 5543000 | 5543000 | 5543000 | 5543000 | 5543000 | 5543000 | 5543000 | 5543000 | 5543000 | 5543000 | 5543000 | 5543000 | 5543000 | 5543000 | 5543000 | 5543000 | 5543000 | 5543000 | 5543000 | 5543000 | 5543000 | 5543000 | 5543000 | 5543000 | 5543000 | 5543000 | 5543000 | 5543000 | 5543000 | 5543000 | 5543000 | 5543000 | 5543000 | 5543000 | 5543000 | 5543000 | 5543000 | 5543000 | 5543000 | 5543000 | 5543000 | 5543000 | 5543000 | 5543000 | 5543000 | 5543000 | 5543000 | 5543000 | 5543000 | 5543000 | 5543000 | 5543000 | 5543000 | 5543000 | 5543000 | 5543000 | 5543000 | 5543000 | 5543000 | 5543000 | 5543000 | 5543000 | 5543000 | 5543000 | 5543000 | 5543000 | 5543000 | 5543000 | 5543000 | 5543000 | 5543000 | 5543000 | 5543000 | 5543000 | 5543000 | 5543000 | 5543000 | 5543000 | 5543000 | 5543000 | 5543000 | 5543000 | 5543000 | 5543000 | 5543000 | 5543000 | 5543000 | 5543000 | 5543000 | 5543000 | 5543000 | 5543000 | 5543000 | 5543000 | 5543000 | 5543000 | 5543000 | 5543000 | 5543000 | 5543000

## BHRaSYC-StartYearCapacities
Start Year Capacities (MW) | Vintage1891 | Vintage1892 | Vintage1893 | Vintage1894 | Vintage1895 | Vintage1896 | Vintage1897 | Vintage1898 | Vintage1899 | Vintage1900 | Vintage1901 | Vintage1902 | Vintage1903 | Vintage1904 | Vintage1905 | Vintage1906 | Vintage1907 | Vintage1908 | Vintage1909 | Vintage1910 | Vintage1911 | Vintage1912 | Vintage1913 | Vintage1914 | Vintage1915 | Vintage1916 | Vintage1917 | Vintage1918 | Vintage1919 | Vintage1920 | Vintage1921 | Vintage1922 | Vintage1923 | Vintage1924 | Vintage1925 | Vintage1926 | Vintage1927 | Vintage1928 | Vintage1929 | Vintage1930 | Vintage1931 | Vintage1932 | Vintage1933 | Vintage1934 | Vintage1935 | Vintage1936 | Vintage1937 | Vintage1938 | Vintage1939 | Vintage1940 | Vintage1941 | Vintage1942 | Vintage1943 | Vintage1944 | Vintage1945 | Vintage1946 | Vintage1947 | Vintage1948 | Vintage1949 | Vintage1950 | Vintage1951 | Vintage1952 | Vintage1953 | Vintage1954 | Vintage1955 | Vintage1956 | Vintage1957 | Vintage1958 | Vintage1959 | Vintage1960 | Vintage1961 | Vintage1962 | Vintage1963 | Vintage1964 | Vintage1965 | Vintage1966 | Vintage1967 | Vintage1968 | Vintage1969 | Vintage1970 | Vintage1971 | Vintage1972 | Vintage1973 | Vintage1974 | Vintage1975 | Vintage1976 | Vintage1977 | Vintage1978 | Vintage1979 | Vintage1980 | Vintage1981 | Vintage1982 | Vintage1983 | Vintage1984 | Vintage1985 | Vintage1986 | Vintage1987 | Vintage1988 | Vintage1989 | Vintage1990 | Vintage1991 | Vintage1992 | Vintage1993 | Vintage1994 | Vintage1995 | Vintage1996 | Vintage1997 | Vintage1998 | Vintage1999 | Vintage2000 | Vintage2001 | Vintage2002 | Vintage2003 | Vintage2004 | Vintage2005 | Vintage2006 | Vintage2007 | Vintage2008 | Vintage2009 | Vintage2010 | Vintage2011 | Vintage2012 | Vintage2013 | Vintage2014 | Vintage2015 | Vintage2016 | Vintage2017 | Vintage2018 | Vintage2019 | Vintage2020 | Vintage2021 | Vintage2022 | Vintage2023 | Vintage2024 | Vintage2025 | Vintage2026 | Vintage2027 | Vintage2028 | Vintage2029 | Vintage2030 | Vintage2031 | Vintage2032 | Vintage2033 | Vintage2034 | Vintage2035 | Vintage2036 | Vintage2037 | Vintage2038 | Vintage2039 | Vintage2040 | Vintage2041 | Vintage2042 | Vintage2043 | Vintage2044 | Vintage2045 | Vintage2046 | Vintage2047 | Vintage2048 | Vintage2049 | Vintage2050 | Vintage2051 | Vintage2052 | Vintage2053 | Vintage2054 | Vintage2055 | Vintage2056 | Vintage2057 | Vintage2058 | Vintage2059 | Vintage2060 | Vintage2061 | Vintage2062 | Vintage2063 | Vintage2064 | Vintage2065 | Vintage2066 | Vintage2067 | Vintage2068 | Vintage2069 | Vintage2070 | Vintage2071 | Vintage2072 | Vintage2073 | Vintage2074 | Vintage2075 | Vintage2076 | Vintage2077 | Vintage2078 | Vintage2079 | Vintage2080 | Vintage2081 | Vintage2082 | Vintage2083 | Vintage2084 | Vintage2085 | Vintage2086 | Vintage2087 | Vintage2088 | Vintage2089 | Vintage2090 | Vintage2091 | Vintage2092 | Vintage2093 | Vintage2094 | Vintage2095 | Vintage2096 | Vintage2097 | Vintage2098 | Vintage2099 | Vintage2100
hard coal | 0 | 0 | 0 | 0 | 0 | 0 | 0 | 0 | 0 | 0 | 0 | 0 | 0 | 0 | 0 | 0 | 0 | 0 | 0 | 0 | 0 | 0 | 0 | 0 | 0 | 0 | 0 | 0 | 0 | 0 | 0 | 0 | 0 | 0 | 0 | 0 | 0 | 0 | 0 | 0 | 0 | 0 | 0 | 0 | 0 | 0 | 0 | 0 | 0 | 0 | 0 | 0 | 0 | 0 | 0 | 0 | 0 | 0 | 12 | 150 | 0 | 54.2 | 879 | 1548 | 3463 | 420.5 | 767.3 | 1297.8 | 1932.2 | 815.5 | 1835.8 | 724 | 927.1 | 1156.4 | 2163.3 | 2378 | 5642 | 5182.8 | 6550.8 | 6940.2 | 8430.5 | 7177 | 13195.3 | 7784 | 8436.4 | 4965 | 10054.7 | 8688.1 | 9013.6 | 11946.9 | 7705.3 | 9181.2 | 5346.8 | 10103 | 4708 | 4541.6 | 3111 | 515 | 2859.2 | 1531.5 | 2697 | 1008 | 135.6 | 463 | 1322 | 1289.7 | 3.2 | 0 | 180 | 18.8 | 440 | 0 | 85 | 521 | 268 | 524 | 1418.9 | 1458.2 | 1570 | 4683.3 | 3826.8 | 3734 | 1527.6 | 0 | 0 | 0 | 0 | 0 | 0 | 0 | 0 | 0 | 0 | 0 | 0 | 0 | 0 | 0 | 0 | 0 | 0 | 0 | 0 | 0 | 0 | 0 | 0 | 0 | 0 | 0 | 0 | 0 | 0 | 0 | 0 | 0 | 0 | 0 | 0 | 0 | 0 | 0 | 0 | 0 | 0 | 0 | 0 | 0 | 0 | 0 | 0 | 0 | 0 | 0 | 0 | 0 | 0 | 0 | 0 | 0 | 0 | 0 | 0 | 0 | 0 | 0 | 0 | 0 | 0 | 0 | 0 | 0 | 0 | 0 | 0 | 0 | 0 | 0 | 0 | 0 | 0 | 0 | 0 | 0 | 0 | 0 | 0 | 0 | 0 | 0
natural gas steam turbine | 0 | 0 | 0 | 0 | 0 | 0 | 0 | 0 | 0 | 0 | 0 | 0 | 0 | 0 | 0 | 0 | 0 | 0 | 0 | 0 | 0 | 0 | 0 | 0 | 0 | 0 | 0 | 0 | 0 | 0 | 0 | 0 | 0 | 0 | 0 | 0 | 0 | 0 | 0 | 0 | 0 | 0 | 0 | 0 | 0 | 0 | 0 | 3 | 0 | 0 | 0 | 0 | 0 | 0 | 0 | 0 | 0 | 19.8 | 130 | 96.5 | 303.3 | 285 | 520.9 | 1387.7 | 521.2 | 606.2 | 852.8 | 3355.3 | 1531.6 | 1709.9 | 1993.3 | 1738.8 | 2263.5 | 1613.3 | 3399.5 | 2340.7 | 3016.4 | 2664.6 | 2865 | 4040.5 | 3734.4 | 3193.5 | 4099.7 | 7342 | 5391.6 | 2612 | 3888 | 1548 | 1396.6 | 9.5 | 585.7 | 633.4 | 0 | 0 | 0 | 32 | 0 | 0 | 0 | 0 | 4.8 | 55 | 23 | 0 | 0 | 415 | 80.3 | 0 | 3 | 0 | 0 | 0 | 2 | 0 | 0 | 0 | 0 | 0 | 3.4 | 0 | 0 | 0 | 0 | 93.1 | 0 | 0 | 0 | 0 | 0 | 0 | 0 | 0 | 0 | 0 | 0 | 0 | 0 | 0 | 0 | 0 | 0 | 0 | 0 | 0 | 0 | 0 | 0 | 0 | 0 | 0 | 0 | 0 | 0 | 0 | 0 | 0 | 0 | 0 | 0 | 0 | 0 | 0 | 0 | 0 | 0 | 0 | 0 | 0 | 0 | 0 | 0 | 0 | 0 | 0 | 0 | 0 | 0 | 0 | 0 | 0 | 0 | 0 | 0 | 0 | 0 | 0 | 0 | 0 | 0 | 0 | 0 | 0 | 0 | 0 | 0 | 0 | 0 | 0 | 0 | 0 | 0 | 0 | 0 | 0 | 0 | 0 | 0 | 0 | 0 | 0
natural gas combined cycle | 0 | 0 | 0 | 0 | 0 | 0 | 0 | 0 | 0 | 0 | 0 | 0 | 0 | 0 | 0 | 0 | 0 | 0 | 0 | 0 | 0 | 0 | 0 | 0 | 0 | 0 | 0 | 0 | 0 | 0 | 0 | 0 | 0 | 0 | 0 | 0 | 0 | 0 | 0 | 0 | 0 | 0 | 0 | 0 | 0 | 0 | 0 | 0 | 0 | 0 | 0 | 0 | 0 | 0 | 5.6 | 0 | 0 | 0 | 0 | 87 | 99 | 32.5 | 64 | 212 | 0 | 35 | 25 | 283.7 | 292 | 0 | 250.3 | 0 | 157 | 0 | 282.2 | 195.4 | 305 | 14.7 | 847.2 | 118 | 22 | 661 | 328.2 | 1712.8 | 431.4 | 652 | 852.1 | 51 | 268.6 | 93 | 209.1 | 73 | 0 | 0 | 255 | 324.9 | 1149.6 | 365.5 | 1613.6 | 2662.6 | 1713.4 | 2240.9 | 1835 | 4923.6 | 2384.5 | 1531.8 | 1721 | 1186.9 | 1968 | 12081.6 | 17106.1 | 37318.8 | 38705.4 | 17838.5 | 11676 | 7832.3 | 4349 | 4547.1 | 6181.7 | 4131.7 | 7828.1 | 6780.5 | 3430.7 | 8064.5 | 4607.1 | 4848.4 | 8268.3 | 16987.7 | 6058.6 | 5145.2 | 0 | 0 | 0 | 0 | 0 | 0 | 0 | 0 | 0 | 0 | 0 | 0 | 0 | 0 | 0 | 0 | 0 | 0 | 0 | 0 | 0 | 0 | 0 | 0 | 0 | 0 | 0 | 0 | 0 | 0 | 0 | 0 | 0 | 0 | 0 | 0 | 0 | 0 | 0 | 0 | 0 | 0 | 0 | 0 | 0 | 0 | 0 | 0 | 0 | 0 | 0 | 0 | 0 | 0 | 0 | 0 | 0 | 0 | 0 | 0 | 0 | 0 | 0 | 0 | 0 | 0 | 0 | 0 | 0 | 0 | 0 | 0 | 0 | 0 | 0 | 0 | 0 | 0 | 0 | 0
nuclear | 0 | 0 | 0 | 0 | 0 | 0 | 0 | 0 | 0 | 0 | 0 | 0 | 0 | 0 | 0 | 0 | 0 | 0 | 0 | 0 | 0 | 0 | 0 | 0 | 0 | 0 | 0 | 0 | 0 | 0 | 0 | 0 | 0 | 0 | 0 | 0 | 0 | 0 | 0 | 0 | 0 | 0 | 0 | 0 | 0 | 0 | 0 | 0 | 0 | 0 | 0 | 0 | 0 | 0 | 0 | 0 | 0 | 0 | 0 | 0 | 0 | 0 | 0 | 0 | 0 | 0 | 0 | 0 | 0 | 0 | 0 | 0 | 0 | 0 | 0 | 0 | 0 | 0 | 629.7 | 2079.5 | 2271 | 4863.8 | 2546 | 8155.5 | 5800.8 | 3772.4 | 5965.5 | 2116 | 883 | 1928.5 | 4344.9 | 1125.7 | 2234 | 6791 | 8484.5 | 9372.4 | 7599.5 | 6090 | 2432 | 3574.9 | 0 | 0 | 1195 | 0 | 0 | 1123 | 0 | 0 | 0 | 0 | 0 | 0 | 0 | 0 | 0 | 0 | 0 | 0 | 0 | 0 | 0 | 0 | 0 | 0 | 0 | 1122 | 0 | 0 | 0 | 0 | 0 | 0 | 0 | 0 | 0 | 0 | 0 | 0 | 0 | 0 | 0 | 0 | 0 | 0 | 0 | 0 | 0 | 0 | 0 | 0 | 0 | 0 | 0 | 0 | 0 | 0 | 0 | 0 | 0 | 0 | 0 | 0 | 0 | 0 | 0 | 0 | 0 | 0 | 0 | 0 | 0 | 0 | 0 | 0 | 0 | 0 | 0 | 0 | 0 | 0 | 0 | 0 | 0 | 0 | 0 | 0 | 0 | 0 | 0 | 0 | 0 | 0 | 0 | 0 | 0 | 0 | 0 | 0 | 0 | 0 | 0 | 0 | 0 | 0 | 0 | 0 | 0 | 0 | 0 | 0
hydro | 3.9 | 0 | 0.6 | 0 | 0 | 3.6 | 0 | 6 | 3.2 | 9.2 | 2.2 | 1.4 | 38.8 | 24 | 35.1 | 31.1 | 92 | 47.8 | 35.9 | 127.7 | 131 | 161.2 | 350.7 | 134 | 292.3 | 176.1 | 239.8 | 169.2 | 237.4 | 138.4 | 287.5 | 149.2 | 389.5 | 508.1 | 708.4 | 292.4 | 426 | 995.7 | 277.3 | 799.4 | 614.1 | 261.1 | 35 | 37.6 | 69.5 | 707.4 | 349.7 | 671.5 | 501.5 | 415.8 | 742.3 | 1124.5 | 1115.9 | 1050.5 | 407.2 | 39 | 169.8 | 807.7 | 1305.3 | 1193.4 | 1409.1 | 1717.1 | 1998.1 | 1312.8 | 1751.8 | 1148.9 | 1379.2 | 2880.2 | 1777.1 | 1610.6 | 3500.8 | 2322.8 | 2070.9 | 2241.2 | 1647.1 | 1504.8 | 2511.5 | 2033.8 | 1881.1 | 1081.9 | 1211.2 | 211.2 | 1295 | 606.1 | 2117.8 | 1753.5 | 529.4 | 2309.4 | 2172.6 | 1242.1 | 273 | 637.7 | 707.7 | 561.6 | 1234.9 | 649.8 | 249.6 | 417.3 | 545.5 | 443.4 | 163.3 | 195.4 | 131.6 | 273.5 | 121.8 | 58 | 61 | 2.9 | 118.7 | 3.3 | 135.8 | 16.1 | 80.8 | 77.4 | 29.9 | 20.4 | 21.6 | 39.1 | 25.8 | 20.8 | 163.8 | 349.2 | 429 | 176.2 | 139.3 | 378.3 | 207.6 | 135.1 | 11.7 | 154 | 0 | 0 | 0 | 0 | 0 | 0 | 0 | 0 | 0 | 0 | 0 | 0 | 0 | 0 | 0 | 0 | 0 | 0 | 0 | 0 | 0 | 0 | 0 | 0 | 0 | 0 | 0 | 0 | 0 | 0 | 0 | 0 | 0 | 0 | 0 | 0 | 0 | 0 | 0 | 0 | 0 | 0 | 0 | 0 | 0 | 0 | 0 | 0 | 0 | 0 | 0 | 0 | 0 | 0 | 0 | 0 | 0 | 0 | 0 | 0 | 0 | 0 | 0 | 0 | 0 | 0 | 0 | 0 | 0 | 0 | 0 | 0 | 0 | 0 | 0 | 0 | 0 | 0 | 0 | 0
onshore wind | 0 | 0 | 0 | 0 | 0 | 0 | 0 | 0 | 0 | 0 | 0 | 0 | 0 | 0 | 0 | 0 | 0 | 0 | 0 | 0 | 0 | 0 | 0 | 0 | 0 | 0 | 0 | 0 | 0 | 0 | 0 | 0 | 0 | 0 | 0 | 0 | 0 | 0 | 0 | 0 | 0 | 0 | 0 | 0 | 0 | 0 | 0 | 0 | 0 | 0 | 0 | 0 | 0 | 0 | 0 | 0 | 0 | 0 | 0 | 0 | 0 | 0 | 0 | 0 | 0 | 0 | 0 | 0 | 0 | 0 | 0 | 0 | 0 | 0 | 0 | 0 | 0 | 0 | 0 | 0 | 0 | 0 | 0 | 0 | 16.5 | 0 | 0 | 0 | 0 | 0 | 17.3 | 3.5 | 31 | 134.6 | 51.7 | 37 | 25.3 | 26.6 | 97.6 | 82.5 | 0 | 6.5 | 4.2 | 60 | 0 | 0 | 19 | 165.3 | 513.9 | 34 | 1505.2 | 656.2 | 1635.9 | 374.4 | 2152.5 | 2624.4 | 5299.9 | 8470.3 | 9901.1 | 4643.5 | 6823.5 | 13217.4 | 852.5 | 4936.4 | 8230.8 | 8718.9 | 6056.5 | 6878.8 | 9267.2 | 14429.9 | 0 | 0 | 0 | 0 | 0 | 0 | 0 | 0 | 0 | 0 | 0 | 0 | 0 | 0 | 0 | 0 | 0 | 0 | 0 | 0 | 0 | 0 | 0 | 0 | 0 | 0 | 0 | 0 | 0 | 0 | 0 | 0 | 0 | 0 | 0 | 0 | 0 | 0 | 0 | 0 | 0 | 0 | 0 | 0 | 0 | 0 | 0 | 0 | 0 | 0 | 0 | 0 | 0 | 0 | 0 | 0 | 0 | 0 | 0 | 0 | 0 | 0 | 0 | 0 | 0 | 0 | 0 | 0 | 0 | 0 | 0 | 0 | 0 | 0 | 0 | 0 | 0 | 0 | 0 | 0
solar PV | 0 | 0 | 0 | 0 | 0 | 0 | 0 | 0 | 0 | 0 | 0 | 0 | 0 | 0 | 0 | 0 | 0 | 0 | 0 | 0 | 0 | 0 | 0 | 0 | 0 | 0 | 0 | 0 | 0 | 0 | 0 | 0 | 0 | 0 | 0 | 0 | 0 | 0 | 0 | 0 | 0 | 0 | 0 | 0 | 0 | 0 | 0 | 0 | 0 | 0 | 0 | 0 | 0 | 0 | 0 | 0 | 0 | 0 | 0 | 0 | 0 | 0 | 0 | 0 | 0 | 0 | 0 | 0 | 0 | 0 | 0 | 0 | 0 | 0 | 0 | 0 | 0 | 0 | 0 | 0 | 0 | 0 | 0 | 0 | 0 | 0 | 0 | 0 | 0 | 0 | 0 | 0 | 0 | 0 | 0 | 0 | 0 | 0 | 0 | 0 | 0 | 0 | 0 | 0 | 0 | 0 | 0 | 0 | 0 | 0 | 3.9 | 3 | 0 | 0 | 0 | 1.3 | 15.5 | 25.9 | 89.7 | 210 | 746 | 1567.3 | 2643.9 | 3338.4 | 3356.6 | 7988.2 | 5130.9 | 4833.8 | 5503.1 | 10380.6 | 0 | 0 | 0 | 0 | 0 | 0 | 0 | 0 | 0 | 0 | 0 | 0 | 0 | 0 | 0 | 0 | 0 | 0 | 0 | 0 | 0 | 0 | 0 | 0 | 0 | 0 | 0 | 0 | 0 | 0 | 0 | 0 | 0 | 0 | 0 | 0 | 0 | 0 | 0 | 0 | 0 | 0 | 0 | 0 | 0 | 0 | 0 | 0 | 0 | 0 | 0 | 0 | 0 | 0 | 0 | 0 | 0 | 0 | 0 | 0 | 0 | 0 | 0 | 0 | 0 | 0 | 0 | 0 | 0 | 0 | 0 | 0 | 0 | 0 | 0 | 0 | 0 | 0 | 0 | 0
solar thermal | 0 | 0 | 0 | 0 | 0 | 0 | 0 | 0 | 0 | 0 | 0 | 0 | 0 | 0 | 0 | 0 | 0 | 0 | 0 | 0 | 0 | 0 | 0 | 0 | 0 | 0 | 0 | 0 | 0 | 0 | 0 | 0 | 0 | 0 | 0 | 0 | 0 | 0 | 0 | 0 | 0 | 0 | 0 | 0 | 0 | 0 | 0 | 0 | 0 | 0 | 0 | 0 | 0 | 0 | 0 | 0 | 0 | 0 | 0 | 0 | 0 | 0 | 0 | 0 | 0 | 0 | 0 | 0 | 0 | 0 | 0 | 0 | 0 | 0 | 0 | 0 | 0 | 0 | 0 | 0 | 0 | 0 | 0 | 0 | 0 | 0 | 0 | 0 | 0 | 0 | 0 | 0 | 0 | 0 | 0 | 72 | 36 | 72 | 88 | 88 | 0 | 0 | 0 | 0 | 0 | 0 | 0 | 0 | 0 | 0 | 0 | 0 | 0 | 0 | 0 | 0 | 68.5 | 0 | 0 | 0 | 0 | 0 | 813.4 | 400 | 110 | 0 | 0 | 0 | 0 | 0 | 0 | 0 | 0 | 0 | 0 | 0 | 0 | 0 | 0 | 0 | 0 | 0 | 0 | 0 | 0 | 0 | 0 | 0 | 0 | 0 | 0 | 0 | 0 | 0 | 0 | 0 | 0 | 0 | 0 | 0 | 0 | 0 | 0 | 0 | 0 | 0 | 0 | 0 | 0 | 0 | 0 | 0 | 0 | 0 | 0 | 0 | 0 | 0 | 0 | 0 | 0 | 0 | 0 | 0 | 0 | 0 | 0 | 0 | 0 | 0 | 0 | 0 | 0 | 0 | 0 | 0 | 0 | 0 | 0 | 0 | 0 | 0 | 0 | 0 | 0 | 0 | 0 | 0 | 0 | 0
biomass | 0 | 0 | 0 | 0 | 0 | 0 | 0 | 0 | 0 | 0 | 0 | 0 | 0 | 0 | 0 | 0 | 0 | 0 | 0 | 0 | 0 | 0 | 0 | 0 | 0 | 0 | 0 | 0 | 0 | 0 | 0 | 0 | 0 | 0 | 0 | 0 | 0 | 0 | 0 | 4 | 0 | 0 | 0 | 0 | 0 | 0 | 7.5 | 7.5 | 0 | 9 | 7.5 | 0 | 0 | 0 | 0 | 7.5 | 10 | 36 | 60 | 23 | 48.8 | 35.3 | 32.8 | 108.7 | 116.6 | 34.2 | 94.6 | 80.6 | 17.7 | 85.3 | 30.6 | 50.6 | 57.3 | 57.1 | 166.4 | 187.3 | 126.6 | 205.2 | 93.5 | 20 | 85.7 | 98.8 | 5 | 42.5 | 0 | 226.8 | 155 | 117.5 | 87.4 | 174.9 | 221.3 | 275.1 | 79.3 | 226.4 | 300.4 | 162.8 | 502.8 | 150.6 | 428.5 | 331 | 357.5 | 283.9 | 184.5 | 53.8 | 49.4 | 163.1 | 77.5 | 126.1 | 159.4 | 29.6 | 158.8 | 28.8 | 135.1 | 89 | 48.7 | 208.9 | 203.2 | 235.2 | 241.5 | 216.9 | 275.5 | 344.9 | 720.6 | 211.7 | 138 | 102.8 | 168.9 | 93.8 | 161.5 | 66.4 | 0 | 0 | 0 | 0 | 0 | 0 | 0 | 0 | 0 | 0 | 0 | 0 | 0 | 0 | 0 | 0 | 0 | 0 | 0 | 0 | 0 | 0 | 0 | 0 | 0 | 0 | 0 | 0 | 0 | 0 | 0 | 0 | 0 | 0 | 0 | 0 | 0 | 0 | 0 | 0 | 0 | 0 | 0 | 0 | 0 | 0 | 0 | 0 | 0 | 0 | 0 | 0 | 0 | 0 | 0 | 0 | 0 | 0 | 0 | 0 | 0 | 0 | 0 | 0 | 0 | 0 | 0 | 0 | 0 | 0 | 0 | 0 | 0 | 0 | 0 | 0 | 0 | 0 | 0 | 0
geothermal | 0 | 0 | 0 | 0 | 0 | 0 | 0 | 0 | 0 | 0 | 0 | 0 | 0 | 0 | 0 | 0 | 0 | 0 | 0 | 0 | 0 | 0 | 0 | 0 | 0 | 0 | 0 | 0 | 0 | 0 | 0 | 0 | 0 | 0 | 0 | 0 | 0 | 0 | 0 | 0 | 0 | 0 | 0 | 0 | 0 | 0 | 0 | 0 | 0 | 0 | 0 | 0 | 0 | 0 | 0 | 0 | 0 | 0 | 0 | 0 | 0 | 0 | 0 | 0 | 0 | 0 | 0 | 0 | 0 | 0 | 0 | 0 | 0 | 0 | 0 | 0 | 0 | 0 | 0 | 0 | 90 | 80 | 0 | 0 | 68 | 0 | 0 | 0 | 51 | 125 | 0 | 70 | 161 | 129.6 | 229.1 | 41.6 | 27.5 | 247.2 | 250.6 | 46.8 | 0 | 52.6 | 40.8 | 0 | 0 | 44 | 0 | 0 | 0 | 56 | 0 | 4.3 | 16 | 0 | 20 | 36.8 | 31 | 42 | 153.1 | 15.6 | 1.3 | 144.1 | 70.6 | 14.8 | 50 | 0 | 24.4 | 35.9 | 20 | 31.8 | 0 | 0 | 0 | 0 | 0 | 0 | 0 | 0 | 0 | 0 | 0 | 0 | 0 | 0 | 0 | 0 | 0 | 0 | 0 | 0 | 0 | 0 | 0 | 0 | 0 | 0 | 0 | 0 | 0 | 0 | 0 | 0 | 0 | 0 | 0 | 0 | 0 | 0 | 0 | 0 | 0 | 0 | 0 | 0 | 0 | 0 | 0 | 0 | 0 | 0 | 0 | 0 | 0 | 0 | 0 | 0 | 0 | 0 | 0 | 0 | 0 | 0 | 0 | 0 | 0 | 0 | 0 | 0 | 0 | 0 | 0 | 0 | 0 | 0 | 0 | 0 | 0 | 0 | 0 | 0
petroleum | 0 | 0 | 0 | 0 | 0 | 0 | 0 | 0 | 0 | 0 | 0 | 0 | 0 | 0 | 0 | 0 | 0 | 0 | 0 | 0 | 0 | 0 | 0 | 0 | 0.5 | 0 | 0 | 0 | 0 | 0 | 0 | 0 | 0 | 0 | 0 | 0 | 0 | 0.4 | 0.3 | 1.1 | 0.6 | 0.4 | 18 | 0.8 | 0.2 | 2.7 | 1.6 | 1.9 | 2.7 | 1.8 | 1.4 | 0.9 | 0 | 1.2 | 4.1 | 8 | 55.4 | 19.3 | 20.2 | 56.8 | 15.2 | 10.1 | 11.1 | 32.9 | 147.5 | 26.8 | 67.8 | 64.3 | 257.2 | 37.3 | 75 | 78 | 160.5 | 153.4 | 196.9 | 307.5 | 478.2 | 1282.3 | 451.8 | 729.6 | 1407.8 | 2217.8 | 1821.4 | 1652.4 | 1737.3 | 1066.4 | 355.3 | 1472.5 | 920.5 | 219.7 | 263.5 | 141.8 | 39.4 | 21.3 | 37.7 | 24.7 | 47.9 | 56.6 | 426.4 | 239.1 | 280.6 | 184.7 | 85.5 | 65.7 | 93.6 | 68.1 | 576.9 | 111.8 | 190.2 | 565.7 | 499.3 | 273.2 | 138.5 | 222.2 | 98.1 | 153.3 | 188.1 | 37 | 188.1 | 745.5 | 81 | 49.3 | 47.3 | 41.8 | 25.4 | 52.4 | 28.1 | 58.6 | 45.1 | 26.1 | 0 | 0 | 0 | 0 | 0 | 0 | 0 | 0 | 0 | 0 | 0 | 0 | 0 | 0 | 0 | 0 | 0 | 0 | 0 | 0 | 0 | 0 | 0 | 0 | 0 | 0 | 0 | 0 | 0 | 0 | 0 | 0 | 0 | 0 | 0 | 0 | 0 | 0 | 0 | 0 | 0 | 0 | 0 | 0 | 0 | 0 | 0 | 0 | 0 | 0 | 0 | 0 | 0 | 0 | 0 | 0 | 0 | 0 | 0 | 0 | 0 | 0 | 0 | 0 | 0 | 0 | 0 | 0 | 0 | 0 | 0 | 0 | 0 | 0 | 0 | 0 | 0 | 0 | 0 | 0
natural gas peaker | 0 | 0 | 0 | 0 | 0 | 0 | 0 | 0 | 0 | 0 | 0 | 0 | 0 | 0 | 0 | 0 | 0 | 0 | 0 | 0 | 0 | 0 | 0 | 0 | 0 | 0 | 0 | 0 | 0 | 0 | 0 | 0 | 0 | 0 | 0 | 0 | 0 | 0 | 0 | 0 | 0 | 0 | 0 | 0 | 0 | 0 | 0 | 0 | 0 | 0 | 0 | 0 | 0 | 0.6 | 0 | 2.8 | 3.8 | 1.4 | 5.1 | 1.4 | 6.3 | 5.4 | 4.9 | 7.1 | 13.9 | 10.9 | 18.2 | 16.5 | 4.9 | 10.3 | 28.1 | 44.2 | 66.3 | 33.8 | 123.7 | 190.6 | 208.1 | 225.6 | 554.1 | 999.1 | 1328.5 | 2123.4 | 1061.2 | 951.8 | 1952.4 | 1073.6 | 134.5 | 552.7 | 403.8 | 177 | 552.2 | 48.2 | 110.9 | 275.3 | 294.9 | 385.1 | 343.8 | 893.8 | 1121.9 | 1345.9 | 1116 | 1878 | 949.9 | 2254.6 | 3289.2 | 1482.8 | 760.9 | 624 | 4403.2 | 13087.2 | 19170.5 | 17848.1 | 7321.3 | 2467.1 | 2945.6 | 1161.3 | 2145.4 | 3094.2 | 2576.1 | 1870.6 | 1780.2 | 2262 | 3428.1 | 698.1 | 1527.7 | 3473.9 | 1062.3 | 2085.2 | 1601.2 | 1021 | 0 | 0 | 0 | 0 | 0 | 0 | 0 | 0 | 0 | 0 | 0 | 0 | 0 | 0 | 0 | 0 | 0 | 0 | 0 | 0 | 0 | 0 | 0 | 0 | 0 | 0 | 0 | 0 | 0 | 0 | 0 | 0 | 0 | 0 | 0 | 0 | 0 | 0 | 0 | 0 | 0 | 0 | 0 | 0 | 0 | 0 | 0 | 0 | 0 | 0 | 0 | 0 | 0 | 0 | 0 | 0 | 0 | 0 | 0 | 0 | 0 | 0 | 0 | 0 | 0 | 0 | 0 | 0 | 0 | 0 | 0 | 0 | 0 | 0 | 0 | 0 | 0 | 0 | 0 | 0
lignite | 0 | 0 | 0 | 0 | 0 | 0 | 0 | 0 | 0 | 0 | 0 | 0 | 0 | 0 | 0 | 0 | 0 | 0 | 0 | 0 | 0 | 0 | 0 | 0 | 0 | 0 | 0 | 0 | 0 | 0 | 0 | 0 | 0 | 0 | 0 | 0 | 0 | 0 | 0 | 0 | 0 | 0 | 0 | 0 | 0 | 0 | 0 | 0 | 0 | 0 | 0 | 0 | 0 | 0 | 0 | 0 | 0 | 0 | 0 | 0 | 0 | 0 | 0 | 29.5 | 0 | 0 | 0 | 53.1 | 0 | 0 | 0 | 0 | 74.8 | 0 | 0 | 0 | 25 | 0 | 0 | 0 | 0 | 0 | 0 | 0 | 0 | 0 | 0 | 0 | 0 | 0 | 429 | 391 | 0 | 0 | 650 | 634.8 | 0 | 0 | 0 | 152 | 153 | 0 | 0 | 0 | 0 | 0 | 0 | 50 | 0 | 0 | 0 | 0 | 0 | 0 | 0 | 0 | 0 | 0 | 0 | 0 | 0 | 0 | 0 | 0 | 0 | 0 | 0 | 0 | 0 | 0 | 0 | 0 | 0 | 0 | 0 | 0 | 0 | 0 | 0 | 0 | 0 | 0 | 0 | 0 | 0 | 0 | 0 | 0 | 0 | 0 | 0 | 0 | 0 | 0 | 0 | 0 | 0 | 0 | 0 | 0 | 0 | 0 | 0 | 0 | 0 | 0 | 0 | 0 | 0 | 0 | 0 | 0 | 0 | 0 | 0 | 0 | 0 | 0 | 0 | 0 | 0 | 0 | 0 | 0 | 0 | 0 | 0 | 0 | 0 | 0 | 0 | 0 | 0 | 0 | 0 | 0 | 0 | 0 | 0 | 0 | 0 | 0 | 0 | 0 | 0 | 0 | 0 | 0 | 0 | 0
offshore wind | 0 | 0 | 0 | 0 | 0 | 0 | 0 | 0 | 0 | 0 | 0 | 0 | 0 | 0 | 0 | 0 | 0 | 0 | 0 | 0 | 0 | 0 | 0 | 0 | 0 | 0 | 0 | 0 | 0 | 0 | 0 | 0 | 0 | 0 | 0 | 0 | 0 | 0 | 0 | 0 | 0 | 0 | 0 | 0 | 0 | 0 | 0 | 0 | 0 | 0 | 0 | 0 | 0 | 0 | 0 | 0 | 0 | 0 | 0 | 0 | 0 | 0 | 0 | 0 | 0 | 0 | 0 | 0 | 0 | 0 | 0 | 0 | 0 | 0 | 0 | 0 | 0 | 0 | 0 | 0 | 0 | 0 | 0 | 0 | 0 | 0 | 0 | 0 | 0 | 0 | 0 | 0 | 0 | 0 | 0 | 0 | 0 | 0 | 0 | 0 | 0 | 0 | 0 | 0 | 0 | 0 | 0 | 0 | 0 | 0 | 0 | 0 | 0 | 0 | 0 | 0 | 0 | 0 | 0 | 0 | 0 | 0 | 0 | 0 | 0 | 29.3 | 0 | 0 | 0 | 0 | 0 | 0 | 0 | 0 | 0 | 0 | 0 | 0 | 0 | 0 | 0 | 0 | 0 | 0 | 0 | 0 | 0 | 0 | 0 | 0 | 0 | 0 | 0 | 0 | 0 | 0 | 0 | 0 | 0 | 0 | 0 | 0 | 0 | 0 | 0 | 0 | 0 | 0 | 0 | 0 | 0 | 0 | 0 | 0 | 0 | 0 | 0 | 0 | 0 | 0 | 0 | 0 | 0 | 0 | 0 | 0 | 0 | 0 | 0 | 0 | 0 | 0 | 0 | 0 | 0 | 0 | 0 | 0 | 0 | 0 | 0 | 0 | 0 | 0 | 0 | 0 | 0 | 0 | 0 | 0
crude oil | 0 | 0 | 0 | 0 | 0 | 0 | 0 | 0 | 0 | 0 | 0 | 0 | 0 | 0 | 0 | 0 | 0 | 0 | 0 | 0 | 0 | 0 | 0 | 0 | 0 | 0 | 0 | 0 | 0 | 0 | 0 | 0 | 0 | 0 | 0 | 0 | 0 | 0 | 0 | 0 | 0 | 0 | 0 | 0 | 0 | 0 | 0 | 0 | 0 | 0 | 0 | 0 | 0 | 0 | 0 | 0 | 0 | 0 | 0 | 0 | 0 | 0 | 0 | 0 | 0 | 0 | 0 | 0 | 0 | 0 | 0 | 0 | 0 | 0 | 0 | 0 | 0 | 0 | 0 | 0 | 0 | 0 | 0 | 0 | 0 | 0 | 0 | 0 | 0 | 0 | 0 | 0 | 0 | 0 | 0 | 0 | 0 | 0 | 0 | 0 | 0 | 0 | 0 | 0 | 0 | 0 | 0 | 0 | 0 | 0 | 0 | 0 | 0 | 0 | 0 | 0 | 0 | 0 | 0 | 0 | 0 | 0 | 0 | 0 | 0 | 0 | 0 | 0 | 0 | 0 | 0 | 0 | 0 | 0 | 0 | 0 | 0 | 0 | 0 | 0 | 0 | 0 | 0 | 0 | 0 | 0 | 0 | 0 | 0 | 0 | 0 | 0 | 0 | 0 | 0 | 0 | 0 | 0 | 0 | 0 | 0 | 0 | 0 | 0 | 0 | 0 | 0 | 0 | 0 | 0 | 0 | 0 | 0 | 0 | 0 | 0 | 0 | 0 | 0 | 0 | 0 | 0 | 0 | 0 | 0 | 0 | 0 | 0 | 0 | 0 | 0 | 0 | 0 | 0 | 0 | 0 | 0 | 0 | 0 | 0 | 0 | 0 | 0 | 0 | 0 | 0 | 0 | 0 | 0 | 0
heavy or residual fuel oil | 0 | 0 | 0 | 0 | 0 | 0 | 0 | 0 | 0 | 0 | 0 | 0 | 0 | 0 | 0 | 0 | 0 | 0 | 0 | 0 | 0 | 0 | 0 | 0 | 0 | 0 | 0 | 0 | 0 | 0 | 0 | 0 | 0 | 0 | 0 | 0 | 0 | 0 | 0 | 0 | 0 | 0 | 0 | 0 | 0 | 0 | 0 | 0 | 0 | 0 | 0 | 0 | 0 | 0 | 0 | 0 | 0 | 0 | 0 | 0 | 0 | 0 | 0 | 0 | 0 | 0 | 0 | 0 | 0 | 0 | 0 | 0 | 0 | 0 | 0 | 0 | 0 | 0 | 0 | 0 | 0 | 0 | 0 | 0 | 0 | 0 | 0 | 0 | 0 | 0 | 0 | 0 | 0 | 0 | 0 | 0 | 0 | 0 | 0 | 0 | 0 | 0 | 0 | 0 | 0 | 0 | 0 | 0 | 0 | 0 | 0 | 0 | 0 | 0 | 0 | 0 | 0 | 0 | 0 | 0 | 0 | 0 | 0 | 0 | 0 | 0 | 0 | 0 | 0 | 0 | 0 | 0 | 0 | 0 | 0 | 0 | 0 | 0 | 0 | 0 | 0 | 0 | 0 | 0 | 0 | 0 | 0 | 0 | 0 | 0 | 0 | 0 | 0 | 0 | 0 | 0 | 0 | 0 | 0 | 0 | 0 | 0 | 0 | 0 | 0 | 0 | 0 | 0 | 0 | 0 | 0 | 0 | 0 | 0 | 0 | 0 | 0 | 0 | 0 | 0 | 0 | 0 | 0 | 0 | 0 | 0 | 0 | 0 | 0 | 0 | 0 | 0 | 0 | 0 | 0 | 0 | 0 | 0 | 0 | 0 | 0 | 0 | 0 | 0 | 0 | 0 | 0 | 0 | 0 | 0
municipal solid waste | 0 | 0 | 0 | 0 | 0 | 0 | 0 | 0 | 0 | 0 | 0 | 0 | 0 | 0 | 0 | 0 | 0 | 0 | 0 | 0 | 0 | 0 | 0 | 0 | 0 | 0 | 0 | 0 | 0 | 0 | 0 | 0 | 0 | 0 | 0 | 0 | 0 | 0 | 0 | 0 | 0 | 0 | 0 | 0 | 0 | 0 | 0 | 0 | 0 | 0 | 0 | 0 | 0 | 0 | 0 | 0 | 0 | 9 | 18 | 0 | 9 | 0 | 0 | 0 | 0 | 0 | 0 | 0 | 0 | 0 | 0 | 0 | 0 | 0 | 0 | 0 | 0 | 0 | 0 | 0 | 0 | 0 | 0 | 0 | 0 | 0 | 0 | 0 | 0 | 36 | 71.6 | 0 | 41.1 | 108 | 80 | 28.5 | 89.2 | 236.7 | 240.3 | 214.9 | 263 | 0 | 26.7 | 82.9 | 68 | 0 | 0 | 0 | 0 | 0 | 4.3 | 0 | 0 | 0 | 0 | 16.7 | 16 | 0 | 16 | 0 | 0 | 0 | 0 | 0 | 85 | 0 | 0 | 0 | 0 | 0 | 0 | 0 | 0 | 0 | 0 | 0 | 0 | 0 | 0 | 0 | 0 | 0 | 0 | 0 | 0 | 0 | 0 | 0 | 0 | 0 | 0 | 0 | 0 | 0 | 0 | 0 | 0 | 0 | 0 | 0 | 0 | 0 | 0 | 0 | 0 | 0 | 0 | 0 | 0 | 0 | 0 | 0 | 0 | 0 | 0 | 0 | 0 | 0 | 0 | 0 | 0 | 0 | 0 | 0 | 0 | 0 | 0 | 0 | 0 | 0 | 0 | 0 | 0 | 0 | 0 | 0 | 0 | 0 | 0 | 0 | 0 | 0 | 0 | 0 | 0 | 0 | 0 | 0 | 0 | 0
hard coal w CCS | 0 | 0 | 0 | 0 | 0 | 0 | 0 | 0 | 0 | 0 | 0 | 0 | 0 | 0 | 0 | 0 | 0 | 0 | 0 | 0 | 0 | 0 | 0 | 0 | 0 | 0 | 0 | 0 | 0 | 0 | 0 | 0 | 0 | 0 | 0 | 0 | 0 | 0 | 0 | 0 | 0 | 0 | 0 | 0 | 0 | 0 | 0 | 0 | 0 | 0 | 0 | 0 | 0 | 0 | 0 | 0 | 0 | 0 | 0 | 0 | 0 | 0 | 0 | 0 | 0 | 0 | 0 | 0 | 0 | 0 | 0 | 0 | 0 | 0 | 0 | 0 | 0 | 0 | 0 | 0 | 0 | 0 | 0 | 0 | 0 | 0 | 0 | 0 | 0 | 0 | 0 | 0 | 0 | 0 | 0 | 0 | 0 | 0 | 0 | 0 | 0 | 0 | 0 | 0 | 0 | 0 | 0 | 0 | 0 | 0 | 0 | 0 | 0 | 0 | 0 | 0 | 0 | 0 | 0 | 0 | 0 | 0 | 0 | 0 | 0 | 0 | 0 | 0 | 0 | 0 | 0 | 0 | 0 | 0 | 0 | 0 | 0 | 0 | 0 | 0 | 0 | 0 | 0 | 0 | 0 | 0 | 0 | 0 | 0 | 0 | 0 | 0 | 0 | 0 | 0 | 0 | 0 | 0 | 0 | 0 | 0 | 0 | 0 | 0 | 0 | 0 | 0 | 0 | 0 | 0 | 0 | 0 | 0 | 0 | 0 | 0 | 0 | 0 | 0 | 0 | 0 | 0 | 0 | 0 | 0 | 0 | 0 | 0 | 0 | 0 | 0 | 0 | 0 | 0 | 0 | 0 | 0 | 0 | 0 | 0 | 0 | 0 | 0 | 0 | 0 | 0 | 0 | 0 | 0 | 0
natural gas combined cycle w CCS | 0 | 0 | 0 | 0 | 0 | 0 | 0 | 0 | 0 | 0 | 0 | 0 | 0 | 0 | 0 | 0 | 0 | 0 | 0 | 0 | 0 | 0 | 0 | 0 | 0 | 0 | 0 | 0 | 0 | 0 | 0 | 0 | 0 | 0 | 0 | 0 | 0 | 0 | 0 | 0 | 0 | 0 | 0 | 0 | 0 | 0 | 0 | 0 | 0 | 0 | 0 | 0 | 0 | 0 | 0 | 0 | 0 | 0 | 0 | 0 | 0 | 0 | 0 | 0 | 0 | 0 | 0 | 0 | 0 | 0 | 0 | 0 | 0 | 0 | 0 | 0 | 0 | 0 | 0 | 0 | 0 | 0 | 0 | 0 | 0 | 0 | 0 | 0 | 0 | 0 | 0 | 0 | 0 | 0 | 0 | 0 | 0 | 0 | 0 | 0 | 0 | 0 | 0 | 0 | 0 | 0 | 0 | 0 | 0 | 0 | 0 | 0 | 0 | 0 | 0 | 0 | 0 | 0 | 0 | 0 | 0 | 0 | 0 | 0 | 0 | 0 | 0 | 0 | 0 | 0 | 0 | 0 | 0 | 0 | 0 | 0 | 0 | 0 | 0 | 0 | 0 | 0 | 0 | 0 | 0 | 0 | 0 | 0 | 0 | 0 | 0 | 0 | 0 | 0 | 0 | 0 | 0 | 0 | 0 | 0 | 0 | 0 | 0 | 0 | 0 | 0 | 0 | 0 | 0 | 0 | 0 | 0 | 0 | 0 | 0 | 0 | 0 | 0 | 0 | 0 | 0 | 0 | 0 | 0 | 0 | 0 | 0 | 0 | 0 | 0 | 0 | 0 | 0 | 0 | 0 | 0 | 0 | 0 | 0 | 0 | 0 | 0 | 0 | 0 | 0 | 0 | 0 | 0 | 0 | 0
biomass w CCS | 0 | 0 | 0 | 0 | 0 | 0 | 0 | 0 | 0 | 0 | 0 | 0 | 0 | 0 | 0 | 0 | 0 | 0 | 0 | 0 | 0 | 0 | 0 | 0 | 0 | 0 | 0 | 0 | 0 | 0 | 0 | 0 | 0 | 0 | 0 | 0 | 0 | 0 | 0 | 0 | 0 | 0 | 0 | 0 | 0 | 0 | 0 | 0 | 0 | 0 | 0 | 0 | 0 | 0 | 0 | 0 | 0 | 0 | 0 | 0 | 0 | 0 | 0 | 0 | 0 | 0 | 0 | 0 | 0 | 0 | 0 | 0 | 0 | 0 | 0 | 0 | 0 | 0 | 0 | 0 | 0 | 0 | 0 | 0 | 0 | 0 | 0 | 0 | 0 | 0 | 0 | 0 | 0 | 0 | 0 | 0 | 0 | 0 | 0 | 0 | 0 | 0 | 0 | 0 | 0 | 0 | 0 | 0 | 0 | 0 | 0 | 0 | 0 | 0 | 0 | 0 | 0 | 0 | 0 | 0 | 0 | 0 | 0 | 0 | 0 | 0 | 0 | 0 | 0 | 0 | 0 | 0 | 0 | 0 | 0 | 0 | 0 | 0 | 0 | 0 | 0 | 0 | 0 | 0 | 0 | 0 | 0 | 0 | 0 | 0 | 0 | 0 | 0 | 0 | 0 | 0 | 0 | 0 | 0 | 0 | 0 | 0 | 0 | 0 | 0 | 0 | 0 | 0 | 0 | 0 | 0 | 0 | 0 | 0 | 0 | 0 | 0 | 0 | 0 | 0 | 0 | 0 | 0 | 0 | 0 | 0 | 0 | 0 | 0 | 0 | 0 | 0 | 0 | 0 | 0 | 0 | 0 | 0 | 0 | 0 | 0 | 0 | 0 | 0 | 0 | 0 | 0 | 0 | 0 | 0
lignite w CCS | 0 | 0 | 0 | 0 | 0 | 0 | 0 | 0 | 0 | 0 | 0 | 0 | 0 | 0 | 0 | 0 | 0 | 0 | 0 | 0 | 0 | 0 | 0 | 0 | 0 | 0 | 0 | 0 | 0 | 0 | 0 | 0 | 0 | 0 | 0 | 0 | 0 | 0 | 0 | 0 | 0 | 0 | 0 | 0 | 0 | 0 | 0 | 0 | 0 | 0 | 0 | 0 | 0 | 0 | 0 | 0 | 0 | 0 | 0 | 0 | 0 | 0 | 0 | 0 | 0 | 0 | 0 | 0 | 0 | 0 | 0 | 0 | 0 | 0 | 0 | 0 | 0 | 0 | 0 | 0 | 0 | 0 | 0 | 0 | 0 | 0 | 0 | 0 | 0 | 0 | 0 | 0 | 0 | 0 | 0 | 0 | 0 | 0 | 0 | 0 | 0 | 0 | 0 | 0 | 0 | 0 | 0 | 0 | 0 | 0 | 0 | 0 | 0 | 0 | 0 | 0 | 0 | 0 | 0 | 0 | 0 | 0 | 0 | 0 | 0 | 0 | 0 | 0 | 0 | 0 | 0 | 0 | 0 | 0 | 0 | 0 | 0 | 0 | 0 | 0 | 0 | 0 | 0 | 0 | 0 | 0 | 0 | 0 | 0 | 0 | 0 | 0 | 0 | 0 | 0 | 0 | 0 | 0 | 0 | 0 | 0 | 0 | 0 | 0 | 0 | 0 | 0 | 0 | 0 | 0 | 0 | 0 | 0 | 0 | 0 | 0 | 0 | 0 | 0 | 0 | 0 | 0 | 0 | 0 | 0 | 0 | 0 | 0 | 0 | 0 | 0 | 0 | 0 | 0 | 0 | 0 | 0 | 0 | 0 | 0 | 0 | 0 | 0 | 0 | 0 | 0 | 0 | 0 | 0 | 0
small modular reactor | 0 | 0 | 0 | 0 | 0 | 0 | 0 | 0 | 0 | 0 | 0 | 0 | 0 | 0 | 0 | 0 | 0 | 0 | 0 | 0 | 0 | 0 | 0 | 0 | 0 | 0 | 0 | 0 | 0 | 0 | 0 | 0 | 0 | 0 | 0 | 0 | 0 | 0 | 0 | 0 | 0 | 0 | 0 | 0 | 0 | 0 | 0 | 0 | 0 | 0 | 0 | 0 | 0 | 0 | 0 | 0 | 0 | 0 | 0 | 0 | 0 | 0 | 0 | 0 | 0 | 0 | 0 | 0 | 0 | 0 | 0 | 0 | 0 | 0 | 0 | 0 | 0 | 0 | 0 | 0 | 0 | 0 | 0 | 0 | 0 | 0 | 0 | 0 | 0 | 0 | 0 | 0 | 0 | 0 | 0 | 0 | 0 | 0 | 0 | 0 | 0 | 0 | 0 | 0 | 0 | 0 | 0 | 0 | 0 | 0 | 0 | 0 | 0 | 0 | 0 | 0 | 0 | 0 | 0 | 0 | 0 | 0 | 0 | 0 | 0 | 0 | 0 | 0 | 0 | 0 | 0 | 0 | 0 | 0 | 0 | 0 | 0 | 0 | 0 | 0 | 0 | 0 | 0 | 0 | 0 | 0 | 0 | 0 | 0 | 0 | 0 | 0 | 0 | 0 | 0 | 0 | 0 | 0 | 0 | 0 | 0 | 0 | 0 | 0 | 0 | 0 | 0 | 0 | 0 | 0 | 0 | 0 | 0 | 0 | 0 | 0 | 0 | 0 | 0 | 0 | 0 | 0 | 0 | 0 | 0 | 0 | 0 | 0 | 0 | 0 | 0 | 0 | 0 | 0 | 0 | 0 | 0 | 0 | 0 | 0 | 0 | 0 | 0 | 0 | 0 | 0 | 0 | 0 | 0 | 0
hydrogen | 0 | 0 | 0 | 0 | 0 | 0 | 0 | 0 | 0 | 0 | 0 | 0 | 0 | 0 | 0 | 0 | 0 | 0 | 0 | 0 | 0 | 0 | 0 | 0 | 0 | 0 | 0 | 0 | 0 | 0 | 0 | 0 | 0 | 0 | 0 | 0 | 0 | 0 | 0 | 0 | 0 | 0 | 0 | 0 | 0 | 0 | 0 | 0 | 0 | 0 | 0 | 0 | 0 | 0 | 0 | 0 | 0 | 0 | 0 | 0 | 0 | 0 | 0 | 0 | 0 | 0 | 0 | 0 | 0 | 0 | 0 | 0 | 0 | 0 | 0 | 0 | 0 | 0 | 0 | 0 | 0 | 0 | 0 | 0 | 0 | 0 | 0 | 0 | 0 | 0 | 0 | 0 | 0 | 0 | 0 | 0 | 0 | 0 | 0 | 0 | 0 | 0 | 0 | 0 | 0 | 0 | 0 | 0 | 0 | 0 | 0 | 0 | 0 | 0 | 0 | 0 | 0 | 0 | 0 | 0 | 0 | 0 | 0 | 0 | 0 | 0 | 0 | 0 | 0 | 0 | 0 | 0 | 0 | 0 | 0 | 0 | 0 | 0 | 0 | 0 | 0 | 0 | 0 | 0 | 0 | 0 | 0 | 0 | 0 | 0 | 0 | 0 | 0 | 0 | 0 | 0 | 0 | 0 | 0 | 0 | 0 | 0 | 0 | 0 | 0 | 0 | 0 | 0 | 0 | 0 | 0 | 0 | 0 | 0 | 0 | 0 | 0 | 0 | 0 | 0 | 0 | 0 | 0 | 0 | 0 | 0 | 0 | 0 | 0 | 0 | 0 | 0 | 0 | 0 | 0 | 0 | 0 | 0 | 0 | 0 | 0 | 0 | 0 | 0 | 0 | 0 | 0 | 0 | 0 | 0